## Summary Page
State Excess Emissions
* PA Coal Units in Petition only.
Excess Emissions (Only for Units exceeding 0.12 Lbs./ MMbtu)
Ozone Episode from 6/25/2019 to 06/28/2019
* PA Coal Units in Petition only.
State | Tons of Excess Emissions on 06/25 Excess emissions by state | Tons of Excess Emissions on 06/26 Excess emissions by state | Tons of Excess Emissions on 06/27 Excess emissions by state | Tons of Excess Emissions on 06/28 Excess emissions by state
NY | 0.81006 | 1.4466 | 1.4875 | 8.6347
WV | 23.0123 | 25.4701 | 18.9325 | 21.8672
VT | 0 | 0 | 0 | 0.003188
VA | 9.1808 | 10.4724 | 10.4738 | 7.3885
PA* | 7.6745 | 7.7869 | 3.3154 | 3.8527
NJ | 0.055531 | 0.085635 | 0.084268 | 0.069403
NH | 2.9582 | 2.3092 | 3.9538 | 2.2346
MD | 1.9127 | 0.071198 | 0.76247 | 0.66989
MA | 0.040528 | 0 | 0.026588 | 0
DE | 0 | 0.030776 | 0.020788 | 0.049664
CT | 0.014397 | 0.26936 | 2.0176 | 0.5385
This table assumes no offsets from coal units operating below 0.12 lbs.of NOx /mmbtu.

## CAMD Unit Emissions page
CAMD Unit Data
State | Facility Name | Facility ID (ORISPL) | Unit ID | Associated Stacks | Year | Program(s) | Operating Time | # of Months Reported | Gross Load (MW-h) | Avg. NOx Rate (lb/MMBtu) | NOx (tons) | Heat Input (MMBtu) | County | Operating Status | Unit Type | Fuel Type (Primary) | NOx Control(s) | Facility Latitude | Facility Longitude | State | Facility Name | Facility ID | Latitude | Longitude | County | Operating Status | Unit Type | Fuel Type (Primary) | NOx Control(s)
CT | Branford | 540 | 10 |  | 2019 | SIPNOX | 5.82 | 5 | 58.45 | 1.2 | 0.873 | 1455 | New Haven County | Operating | Combustion turbine | Other Oil | Water Injection | 41.2925 | -72.7942 | CT | Branford | 540 | 41.2925 | -72.7942 | New Haven County | Operating | Combustion turbine | Other Oil | Water Injection
CT | Cos Cob | 542 | 10 |  | 2019 | SIPNOX | 2.64 | 5 | 39.53 | 1.2 | 0.396 | 660 | Fairfield County | Operating | Combustion turbine | Other Oil | Water Injection | 41.0289 | -73.5989 | CT | Cos Cob | 542 | 41.0289 | -73.5989 | Fairfield County | Operating | Combustion turbine | Other Oil | Water Injection
CT | Cos Cob | 542 | 11 |  | 2019 | SIPNOX | 3.1 | 5 | 49.53 | 1.2 | 0.465 | 775 | Fairfield County | Operating | Combustion turbine | Other Oil | Water Injection | 41.0289 | -73.5989 | CT | Cos Cob | 0 | 0 | 0 | Fairfield County | Operating | Combustion turbine | Other Oil | Water Injection
CT | Cos Cob | 542 | 12 |  | 2019 | SIPNOX | 1.89 | 5 | 27.19 | 1.2 | 0.284 | 472.5 | Fairfield County | Operating | Combustion turbine | Other Oil | Water Injection | 41.0289 | -73.5989 | CT | Cos Cob | 0 | 0 | 0 | Fairfield County | Operating | Combustion turbine | Other Oil | Water Injection
CT | Cos Cob | 542 | 13 |  | 2019 | SIPNOX | 3.89 | 5 | 63.48 | 1.2 | 0.719 | 1198.2 | Fairfield County | Operating | Combustion turbine | Other Oil | Water Injection | 41.0289 | -73.5989 | CT | Cos Cob | 0 | 0 | 0 | Fairfield County | Operating | Combustion turbine | Other Oil | Water Injection
CT | Cos Cob | 542 | 14 |  | 2019 | SIPNOX | 2.82 | 5 | 41.57 | 1.2 | 0.521 | 868.6 | Fairfield County | Operating | Combustion turbine | Other Oil | Water Injection | 41.0289 | -73.5989 | CT | Cos Cob | 0 | 0 | 0 | Fairfield County | Operating | Combustion turbine | Other Oil | Water Injection
CT | Devon | 544 | 15 |  | 2019 | ARP, RGGI, SIPNOX | 6.44 | 5 | 250.93 | 0.0117 | 0.015 | 2442.821 | New Haven County | Operating | Combustion turbine | Diesel Oil | Water Injection<br>Selective Catalytic Reduction | 41.2083 | -73.1092 | CT | Devon | 544 | 41.2083 | -73.1092 | New Haven County | Operating | Combustion turbine | Diesel Oil | Water Injection<br>Selective Catalytic Reduction
CT | Devon | 544 | 16 |  | 2019 | ARP, RGGI, SIPNOX | 7.5 | 5 | 288.12 | 0.0113 | 0.017 | 2806.353 | New Haven County | Operating | Combustion turbine | Diesel Oil | Water Injection<br>Selective Catalytic Reduction | 41.2083 | -73.1092 | CT | Devon | 0 | 0 | 0 | New Haven County | Operating | Combustion turbine | Diesel Oil | Water Injection<br>Selective Catalytic Reduction
CT | Devon | 544 | 17 |  | 2019 | ARP, RGGI, SIPNOX | 6.46 | 5 | 191.82 | 0.0163 | 0.016 | 1981.805 | New Haven County | Operating | Combustion turbine | Diesel Oil | Water Injection<br>Selective Catalytic Reduction | 41.2083 | -73.1092 | CT | Devon | 0 | 0 | 0 | New Haven County | Operating | Combustion turbine | Diesel Oil | Water Injection<br>Selective Catalytic Reduction
CT | Devon | 544 | 18 |  | 2019 | ARP, RGGI, SIPNOX | 3.51 | 5 | 122.33 | 0.0123 | 0.009 | 1216.33 | New Haven County | Operating | Combustion turbine | Diesel Oil | Water Injection<br>Selective Catalytic Reduction | 41.2083 | -73.1092 | CT | Devon | 0 | 0 | 0 | New Haven County | Operating | Combustion turbine | Diesel Oil | Water Injection<br>Selective Catalytic Reduction
CT | Devon | 544 | 10 |  | 2019 | SIPNOX | 2.39 | 5 | 35.85 | 1.1998 | 0.33 | 549.7 | New Haven County | Operating | Combustion turbine | Other Oil |  | 41.2083 | -73.1092 | CT | Devon | 0 | 0 | 0 | New Haven County | Operating | Combustion turbine | Other Oil
CT | Devon | 544 | 11 |  | 2019 | ARP, RGGI, SIPNOX | 4.76 | 5 | 102.72 | 0.9222 | 0.882 | 1904 | New Haven County | Operating | Combustion turbine | Pipeline Natural Gas | Water Injection | 41.2083 | -73.1092 | CT | Devon | 0 | 0 | 0 | New Haven County | Operating | Combustion turbine | Pipeline Natural Gas | Water Injection
CT | Devon | 544 | 12 |  | 2019 | ARP, RGGI, SIPNOX | 1.33 | 5 | 26.62 | 1.2 | 0.319 | 532 | New Haven County | Operating | Combustion turbine | Pipeline Natural Gas | Water Injection | 41.2083 | -73.1092 | CT | Devon | 0 | 0 | 0 | New Haven County | Operating | Combustion turbine | Pipeline Natural Gas | Water Injection
CT | Devon | 544 | 13 |  | 2019 | ARP, RGGI, SIPNOX | 13.74 | 5 | 419.85 | 0.7 | 1.924 | 5496 | New Haven County | Operating | Combustion turbine | Pipeline Natural Gas | Water Injection | 41.2083 | -73.1092 | CT | Devon | 0 | 0 | 0 | New Haven County | Operating | Combustion turbine | Pipeline Natural Gas | Water Injection
CT | Devon | 544 | 14 |  | 2019 | ARP, RGGI, SIPNOX | 13.72 | 5 | 403.93 | 0.7 | 1.921 | 5488 | New Haven County | Operating | Combustion turbine | Pipeline Natural Gas | Water Injection | 41.2083 | -73.1092 | CT | Devon | 0 | 0 | 0 | New Haven County | Operating | Combustion turbine | Pipeline Natural Gas | Water Injection
CT | Montville | 546 | 5 |  | 2019 | ARP, MATS, RGGI, SIPNOX | 186.02 | 5 | 7122.03 | 0.0415 | 1.882 | 86471.673 | New London County | Operating | Tangentially-fired | Residual Oil |  | 41.4281 | -72.1019 | CT | Montville | 546 | 41.4281 | -72.1019 | New London County | Operating | Tangentially-fired | Residual Oil
CT | Montville | 546 | 6 |  | 2019 | ARP, MATS, RGGI, SIPNOX | 32.99 | 5 | 2984.89 | 0.149 | 3.846 | 39205.795 | New London County | Operating | Tangentially-fired | Residual Oil |  | 41.4281 | -72.1019 | CT | Montville | 0 | 0 | 0 | New London County | Operating | Tangentially-fired | Residual Oil
CT | Tunnel | 557 | 10 |  | 2019 | SIPNOX | 6.61 | 5 | 76.56 | 1.1985 | 0.912 | 1520.1 | New London County | Operating | Combustion turbine | Diesel Oil |  | 41.5553 | -72.0419 | CT | Tunnel | 557 | 41.5553 | -72.0419 | New London County | Operating | Combustion turbine | Diesel Oil
CT | Franklin Drive | 561 | 10 |  | 2019 | SIPNOX | 2.37 | 5 | 36.03 | 1.2 | 0.356 | 592.5 | Litchfield County | Operating | Combustion turbine | Other Oil |  | 41.7994 | -73.1156 | CT | Franklin Drive | 561 | 41.7994 | -73.1156 | Litchfield County | Operating | Combustion turbine | Other Oil
CT | Middletown | 562 | 12 |  | 2019 | ARP, RGGI, SIPNOX | 5.86 | 5 | 212.44 | 0.0077 | 0.006 | 1955.482 | Middlesex County | Operating | Combustion turbine | Diesel Oil | Selective Catalytic Reduction<br>Water Injection | 41.5544 | -72.5793 | CT | Middletown | 562 | 41.5544 | -72.5793 | Middlesex County | Operating | Combustion turbine | Diesel Oil | Selective Catalytic Reduction<br>Water Injection
CT | Middletown | 562 | 13 |  | 2019 | ARP, RGGI, SIPNOX | 11.82 | 5 | 451.63 | 0.0102 | 0.021 | 4337.627 | Middlesex County | Operating | Combustion turbine | Diesel Oil | Selective Catalytic Reduction<br>Water Injection | 41.5544 | -72.5793 | CT | Middletown | 0 | 0 | 0 | Middlesex County | Operating | Combustion turbine | Diesel Oil | Selective Catalytic Reduction<br>Water Injection
CT | Middletown | 562 | 14 |  | 2019 | ARP, RGGI, SIPNOX | 9.62 | 5 | 344.35 | 0.0131 | 0.018 | 3407.905 | Middlesex County | Operating | Combustion turbine | Diesel Oil | Selective Catalytic Reduction<br>Water Injection | 41.5544 | -72.5793 | CT | Middletown | 0 | 0 | 0 | Middlesex County | Operating | Combustion turbine | Diesel Oil | Selective Catalytic Reduction<br>Water Injection
CT | Middletown | 562 | 15 |  | 2019 | ARP, RGGI, SIPNOX | 7.22 | 5 | 263.9 | 0.0067 | 0.009 | 2622.794 | Middlesex County | Operating | Combustion turbine | Diesel Oil | Water Injection<br>Selective Catalytic Reduction | 41.5544 | -72.5793 | CT | Middletown | 0 | 0 | 0 | Middlesex County | Operating | Combustion turbine | Diesel Oil | Water Injection<br>Selective Catalytic Reduction
CT | Middletown | 562 | 10 |  | 2019 | SIPNOX | 5.82 | 5 | 70.11 | 1.2 | 0.873 | 1455 | Middlesex County | Operating | Combustion turbine | Other Oil |  | 41.5544 | -72.5793 | CT | Middletown | 0 | 0 | 0 | Middlesex County | Operating | Combustion turbine | Other Oil
CT | Middletown | 562 | 2 |  | 2019 | ARP, RGGI, SIPNOX | 1150.87 | 5 | 70945.12 | 0.0791 | 32.742 | 750645.981 | Middlesex County | Operating | Dry bottom wall-fired boiler | Pipeline Natural Gas | Overfire Air<br>Selective Non-catalytic Reduction | 41.5544 | -72.5793 | CT | Middletown | 0 | 0 | 0 | Middlesex County | Operating | Dry bottom wall-fired boiler | Pipeline Natural Gas | Overfire Air<br>Selective Non-catalytic Reduction
CT | Middletown | 562 | 3 |  | 2019 | ARP, RGGI, SIPNOX | 1003.88 | 5 | 130904.25 | 0.1446 | 108.037 | 1354976.185 | Middlesex County | Operating | Cyclone boiler | Pipeline Natural Gas | Water Injection<br>Selective Non-catalytic Reduction | 41.5544 | -72.5793 | CT | Middletown | 0 | 0 | 0 | Middlesex County | Operating | Cyclone boiler | Pipeline Natural Gas | Water Injection<br>Selective Non-catalytic Reduction
CT | Middletown | 562 | 4 |  | 2019 | ARP, MATS, RGGI, SIPNOX | 24.86 | 5 | 2303.2 | 0.0692 | 0.884 | 8289.563 | Middlesex County | Operating | Tangentially-fired | Residual Oil |  | 41.5544 | -72.5793 | CT | Middletown | 0 | 0 | 0 | Middlesex County | Operating | Tangentially-fired | Residual Oil
CT | South Meadow Station | 563 | 11A |  | 2019 | RGGI, SIPNOX | 6.15 | 5 | 67.77 | 0.78 | 0.534 | 1325.2 | Hartford County | Operating | Combustion turbine | Diesel Oil |  | 41.7495 | -72.6524 | CT | South Meadow Station | 563 | 41.7495 | -72.6524 | Hartford County | Operating | Combustion turbine | Diesel Oil
CT | South Meadow Station | 563 | 11B |  | 2019 | RGGI, SIPNOX | 6.15 | 5 | 67.77 | 0.7489 | 0.516 | 1325.2 | Hartford County | Operating | Combustion turbine | Diesel Oil |  | 41.7495 | -72.6524 | CT | South Meadow Station | 0 | 0 | 0 | Hartford County | Operating | Combustion turbine | Diesel Oil
CT | South Meadow Station | 563 | 12A |  | 2019 | RGGI, SIPNOX | 3.21 | 5 | 41.01 | 0.8124 | 0.308 | 739.1 | Hartford County | Operating | Combustion turbine | Diesel Oil |  | 41.7495 | -72.6524 | CT | South Meadow Station | 0 | 0 | 0 | Hartford County | Operating | Combustion turbine | Diesel Oil
CT | South Meadow Station | 563 | 12B |  | 2019 | RGGI, SIPNOX | 3.21 | 5 | 41.01 | 0.7542 | 0.286 | 739.1 | Hartford County | Operating | Combustion turbine | Diesel Oil |  | 41.7495 | -72.6524 | CT | South Meadow Station | 0 | 0 | 0 | Hartford County | Operating | Combustion turbine | Diesel Oil
CT | South Meadow Station | 563 | 13A |  | 2019 | RGGI, SIPNOX | 3.27 | 5 | 39.77 | 0.8466 | 0.324 | 732.9 | Hartford County | Operating | Combustion turbine | Diesel Oil |  | 41.7495 | -72.6524 | CT | South Meadow Station | 0 | 0 | 0 | Hartford County | Operating | Combustion turbine | Diesel Oil
CT | South Meadow Station | 563 | 13B |  | 2019 | RGGI, SIPNOX | 3.27 | 5 | 39.77 | 0.8051 | 0.308 | 732.9 | Hartford County | Operating | Combustion turbine | Diesel Oil |  | 41.7495 | -72.6524 | CT | South Meadow Station | 0 | 0 | 0 | Hartford County | Operating | Combustion turbine | Diesel Oil
CT | South Meadow Station | 563 | 14A |  | 2019 | RGGI, SIPNOX | 3.18 | 5 | 40.62 | 0.7528 | 0.261 | 678 | Hartford County | Operating | Combustion turbine | Diesel Oil |  | 41.7495 | -72.6524 | CT | South Meadow Station | 0 | 0 | 0 | Hartford County | Operating | Combustion turbine | Diesel Oil
CT | South Meadow Station | 563 | 14B |  | 2019 | RGGI, SIPNOX | 3.18 | 5 | 40.62 | 0.7682 | 0.266 | 678 | Hartford County | Operating | Combustion turbine | Diesel Oil |  | 41.7495 | -72.6524 | CT | South Meadow Station | 0 | 0 | 0 | Hartford County | Operating | Combustion turbine | Diesel Oil
CT | Torrington Terminal | 565 | 10 |  | 2019 | SIPNOX | 2.72 | 5 | 41.48 | 1.2 | 0.408 | 680 | Litchfield County | Operating | Combustion turbine | Other Oil |  | 41.7761 | -73.1219 | CT | Torrington Terminal | 565 | 41.7761 | -73.1219 | Litchfield County | Operating | Combustion turbine | Other Oil
CT | Bridgeport Harbor Station | 568 | BHB3 |  | 2019 | ARP, MATS, RGGI, SIPNOX | 36.03 | 5 | 2770.24 | 0.0972 | 2.712 | 31089.044 | Fairfield County | Operating | Tangentially-fired | Coal | Low NOx Burner Technology w/ Separated OFA | 41.1706 | -73.1843 | CT | Bridgeport Harbor Station | 568 | 41.1706 | -73.1843 | Fairfield County | Operating | Tangentially-fired | Coal | Low NOx Burner Technology w/ Separated OFA
CT | Bridgeport Harbor Station | 568 | BHB4 |  | 2019 | SIPNOX | 2.88 | 5 | 36.95 | 0.699 | 0.792 | 2265 | Fairfield County | Operating | Combustion turbine | Other Oil |  | 41.1706 | -73.1843 | CT | Bridgeport Harbor Station | 0 | 0 | 0 | Fairfield County | Operating | Combustion turbine | Other Oil
CT | Norwich | 581 | TRBINE |  | 2019 | SIPNOX | 10.41 | 5 | 157.78 | 1.2001 | 1.555 | 2592.2 | New London County | Operating | Combustion turbine | Diesel Oil |  | 41.5269 | -72.0631 | CT | Norwich | 581 | 41.5269 | -72.0631 | New London County | Operating | Combustion turbine | Diesel Oil
VT | J C McNeil | 589 | 1 |  | 2019 | ARP | 2035.25 | 5 | 100030.25 | 0.0672 | 51.183 | 1462651.325 | Chittenden County | Operating | Other boiler | Wood | Other | 44.4917 | -73.2081 | VT | J C McNeil | 589 | 44.4917 | -73.2081 | Chittenden County | Operating | Other boiler | Wood | Other
DE | Christiana Substation | 591 | 11 |  | 2019 | RGGI, SIPNOX | 7.8 | 5 | 121.3 | 0.3017 | 0.455 | 2966.1 | New Castle County | Operating | Combustion turbine | Diesel Oil | Water Injection | 39.7302 | -75.5371 | DE | Christiana Substation | 591 | 39.7302 | -75.5371 | New Castle County | Operating | Combustion turbine | Diesel Oil | Water Injection
DE | Christiana Substation | 591 | 14 |  | 2019 | RGGI, SIPNOX | 5.9 | 5 | 101.4 | 0.2616 | 0.31 | 2208.1 | New Castle County | Operating | Combustion turbine | Diesel Oil | Water Injection | 39.7302 | -75.5371 | DE | Christiana Substation | 0 | 0 | 0 | New Castle County | Operating | Combustion turbine | Diesel Oil | Water Injection
DE | Delaware City | 592 | 10 |  | 2019 | SIPNOX | 13.9 | 5 | 94.6 | 0.2673 | 0.209 | 1468 | New Castle County | Operating | Combustion turbine | Diesel Oil | Water Injection | 39.5959 | -75.6324 | DE | Delaware City | 592 | 39.5959 | -75.6324 | New Castle County | Operating | Combustion turbine | Diesel Oil | Water Injection
DE | Edge Moor | 593 | 10 |  | 2019 | SIPNOX | 11.9 | 5 | 84.18 | 0.2354 | 0.21 | 1772.8 | New Castle County | Operating | Combustion turbine | Diesel Oil | Water Injection | 39.7372 | -75.5033 | DE | Edge Moor | 593 | 39.7372 | -75.5033 | New Castle County | Operating | Combustion turbine | Diesel Oil | Water Injection
DE | Edge Moor | 593 | 3 |  | 2019 | ARP, RGGI, SIPNOX | 469.74 | 5 | 20442.41 | 0.0772 | 6.611 | 232454.781 | New Castle County | Operating | Tangentially-fired | Pipeline Natural Gas | Selective Non-catalytic Reduction | 39.7372 | -75.5033 | DE | Edge Moor | 0 | 0 | 0 | New Castle County | Operating | Tangentially-fired | Pipeline Natural Gas | Selective Non-catalytic Reduction
DE | Edge Moor | 593 | 4 |  | 2019 | ARP, RGGI, SIPNOX | 522.88 | 5 | 50574.4 | 0.0475 | 12.353 | 493849.564 | New Castle County | Operating | Tangentially-fired | Pipeline Natural Gas | Low NOx Burner Technology w/ Separated OFA | 39.7372 | -75.5033 | DE | Edge Moor | 0 | 0 | 0 | New Castle County | Operating | Tangentially-fired | Pipeline Natural Gas | Low NOx Burner Technology w/ Separated OFA
DE | Edge Moor | 593 | 5 |  | 2019 | ARP, MATS, RGGI, SIPNOX | 480.8 | 5 | 67105.19 | 0.0594 | 26.715 | 767724.511 | New Castle County | Operating | Dry bottom wall-fired boiler | Residual Oil | Low NOx Burner Technology w/ Overfire Air | 39.7372 | -75.5033 | DE | Edge Moor | 0 | 0 | 0 | New Castle County | Operating | Dry bottom wall-fired boiler | Residual Oil | Low NOx Burner Technology w/ Overfire Air
DE | Indian River | 594 | 4 |  | 2019 | ARP, MATS, RGGI, SIPNOX | 576.15 | 5 | 118071.39 | 0.0829 | 48.384 | 1184630.592 | Sussex County | Operating | Dry bottom turbo-fired boiler | Coal | Low NOx Burner Technology w/ Overfire Air<br>Selective Non-catalytic Reduction<br>Selective Catalytic Reduction | 38.5857 | -75.2341 | DE | Indian River | 594 | 38.5857 | -75.2341 | Sussex County | Operating | Dry bottom turbo-fired boiler | Coal | Low NOx Burner Technology w/ Overfire Air<br>Selective Non-catalytic Reduction<br>Selective Catalytic Reduction
DE | Indian River | 594 | 10 |  | 2019 | SIPNOX | 1.55 | 5 | 18.85 | 0.245 | 0.07 | 567.3 | Sussex County | Operating | Combustion turbine | Diesel Oil | Water Injection | 38.5857 | -75.2341 | DE | Indian River | 0 | 0 | 0 | Sussex County | Operating | Combustion turbine | Diesel Oil | Water Injection
DE | West Substation | 597 | 10 |  | 2019 | SIPNOX | 6.9 | 5 | 99.3 | 0.2435 | 0.286 | 2405.8 | New Castle County | Operating | Combustion turbine | Diesel Oil | Water Injection | 39.7283 | -75.6289 | DE | West Substation | 597 | 39.7283 | -75.6289 | New Castle County | Operating | Combustion turbine | Diesel Oil | Water Injection
DE | McKee Run | 599 | 3 |  | 2019 | ARP, RGGI, SIPNOX | 73.73 | 5 | 1514.76 | 0.0935 | 2.724 | 19432.349 | Kent County | Operating | Dry bottom wall-fired boiler | Pipeline Natural Gas | Low NOx Burner Technology w/ Overfire Air | 39.1748 | -75.5455 | DE | McKee Run | 599 | 39.1748 | -75.5455 | Kent County | Operating | Dry bottom wall-fired boiler | Pipeline Natural Gas | Low NOx Burner Technology w/ Overfire Air
MD | Brandon Shores | 602 | 1 |  | 2019 | ARP, CSNOX, CSOSG2, CSSO2G1, MATS, RGGI | 2020.69 | 5 | 679818.06 | 0.0668 | 234.639 | 7340901.8 | Anne Arundel County | Operating | Dry bottom wall-fired boiler | Coal | Low NOx Burner Technology w/ Overfire Air<br>Selective Catalytic Reduction | 39.1792 | -76.5383 | MD | Brandon Shores | 602 | 39.1792 | -76.5383 | Anne Arundel County | Operating | Dry bottom wall-fired boiler | Coal | Low NOx Burner Technology w/ Overfire Air<br>Selective Catalytic Reduction
MD | Brandon Shores | 602 | 2 |  | 2019 | ARP, CSNOX, CSOSG2, CSSO2G1, MATS, RGGI | 2515.23 | 5 | 893444.43 | 0.0689 | 298.646 | 9184871.448 | Anne Arundel County | Operating | Dry bottom wall-fired boiler | Coal | Low NOx Burner Technology w/ Overfire Air<br>Selective Catalytic Reduction | 39.1792 | -76.5383 | MD | Brandon Shores | 0 | 0 | 0 | Anne Arundel County | Operating | Dry bottom wall-fired boiler | Coal | Low NOx Burner Technology w/ Overfire Air<br>Selective Catalytic Reduction
MD | Gould Street | 1553 | 3 |  | 2019 | ARP, CSNOX, CSOSG2, CSSO2G1, RGGI | 0 | 5 |  |  |  |  | Baltimore city | Operating (Retired 09/01/2019) | Dry bottom wall-fired boiler | Pipeline Natural Gas | Low NOx Burner Technology w/ Overfire Air | 39.2661 | -76.6042 | MD | Gould Street | 1553 | 39.2661 | -76.6042 | Baltimore city | Operating (Retired 09/01/2019) | Dry bottom wall-fired boiler | Pipeline Natural Gas | Low NOx Burner Technology w/ Overfire Air
MD | Herbert A Wagner | 1554 | 2 |  | 2019 | ARP, CSNOX, CSOSG2, CSSO2G1, MATS, RGGI | 213.21 | 5 | 3607 | 0.0659 | 7.34 | 63513.471 | Anne Arundel County | Operating | Dry bottom wall-fired boiler | Coal | Low NOx Burner Technology (Dry Bottom only)<br>Selective Non-catalytic Reduction | 39.1781 | -76.5268 | MD | Herbert A Wagner | 1554 | 39.1781 | -76.5268 | Anne Arundel County | Operating | Dry bottom wall-fired boiler | Coal | Low NOx Burner Technology (Dry Bottom only)<br>Selective Non-catalytic Reduction
MD | Herbert A Wagner | 1554 | 3 |  | 2019 | ARP, CSNOX, CSOSG2, CSSO2G1, MATS, RGGI | 296.66 | 5 | 50896.15 | 0.0879 | 17.119 | 498598.682 | Anne Arundel County | Operating | Dry bottom wall-fired boiler | Coal | Low NOx Burner Technology w/ Overfire Air<br>Selective Catalytic Reduction | 39.1781 | -76.5268 | MD | Herbert A Wagner | 0 | 0 | 0 | Anne Arundel County | Operating | Dry bottom wall-fired boiler | Coal | Low NOx Burner Technology w/ Overfire Air<br>Selective Catalytic Reduction
MD | Herbert A Wagner | 1554 | 1 |  | 2019 | ARP, CSNOX, CSOSG2, CSSO2G1, MATS, RGGI | 235.7 | 5 | 4164.17 | 0.0552 | 4.577 | 106968.808 | Anne Arundel County | Operating | Dry bottom wall-fired boiler | Other Oil |  | 39.1781 | -76.5268 | MD | Herbert A Wagner | 0 | 0 | 0 | Anne Arundel County | Operating | Dry bottom wall-fired boiler | Other Oil
MD | Herbert A Wagner | 1554 | 4 |  | 2019 | ARP, CSNOX, CSOSG2, CSSO2G1, MATS, RGGI | 68.67 | 5 | 4592.4 | 0.0822 | 7.552 | 66995.839 | Anne Arundel County | Operating | Dry bottom wall-fired boiler | Other Oil |  | 39.1781 | -76.5268 | MD | Herbert A Wagner | 0 | 0 | 0 | Anne Arundel County | Operating | Dry bottom wall-fired boiler | Other Oil
MD | Perryman | 1556 | CT1 |  | 2019 | CSNOX, CSOSG2, CSSO2G1, RGGI | 7.47 | 5 | 265.08 | 0.636 | 1.425 | 4242.292 | Harford County | Operating | Combustion turbine | Diesel Oil |  | 39.4422 | -76.2208 | MD | Perryman | 1556 | 39.4422 | -76.2208 | Harford County | Operating | Combustion turbine | Diesel Oil
MD | Perryman | 1556 | CT3 |  | 2019 | CSNOX, CSOSG2, CSSO2G1, RGGI | 8.01 | 5 | 277.74 | 0.7575 | 2.142 | 5039.688 | Harford County | Operating | Combustion turbine | Diesel Oil |  | 39.4422 | -76.2208 | MD | Perryman | 0 | 0 | 0 | Harford County | Operating | Combustion turbine | Diesel Oil
MD | Perryman | 1556 | CT4 |  | 2019 | CSNOX, CSOSG2, CSSO2G1, RGGI | 7.62 | 5 | 269.4 | 0.7929 | 1.966 | 4571.459 | Harford County | Operating | Combustion turbine | Diesel Oil |  | 39.4422 | -76.2208 | MD | Perryman | 0 | 0 | 0 | Harford County | Operating | Combustion turbine | Diesel Oil
MD | Perryman | 1556 | **51 |  | 2019 | ARP, CSNOX, CSOSG2, CSSO2G1, RGGI | 339.39 | 5 | 42161.9 | 0.0581 | 11.974 | 497534.166 | Harford County | Operating | Combustion turbine | Pipeline Natural Gas | Water Injection | 39.4422 | -76.2208 | MD | Perryman | 0 | 0 | 0 | Harford County | Operating | Combustion turbine | Pipeline Natural Gas | Water Injection
MD | Perryman | 1556 | 2021-06-01 | CS6A | 2019 | ARP, CSNOX, CSOSG2, CSSO2G1, RGGI | 909.33 | 5 | 48587.21 | 0.0163 | 2.529 | 479863.14 | Harford County | Operating | Combustion turbine | Pipeline Natural Gas | Water Injection<br>Selective Catalytic Reduction | 39.4422 | -76.2208 | MD | Perryman | 0 | 0 | 0 | Harford County | Operating | Combustion turbine | Pipeline Natural Gas | Water Injection<br>Selective Catalytic Reduction
MD | Perryman | 1556 | 2021-06-02 | CS6A | 2019 | ARP, CSNOX, CSOSG2, CSSO2G1, RGGI | 916.05 | 5 | 48884.36 | 0.0163 | 2.547 | 482405.682 | Harford County | Operating | Combustion turbine | Pipeline Natural Gas | Water Injection<br>Selective Catalytic Reduction | 39.4422 | -76.2208 | MD | Perryman | 0 | 0 | 0 | Harford County | Operating | Combustion turbine | Pipeline Natural Gas | Water Injection<br>Selective Catalytic Reduction
MD | Westport | 1560 | CT5 |  | 2019 | CSNOX, CSOSG2, CSSO2G1, RGGI | 328.34 | 5 | 32939.01 | 0.381 | 96.304 | 505540.91 | Baltimore city | Operating | Combustion turbine | Pipeline Natural Gas |  | 39.2719 | -76.6186 | MD | Westport | 1560 | 39.2719 | -76.6186 | Baltimore city | Operating | Combustion turbine | Pipeline Natural Gas
MD | Vienna | 1564 | 8 |  | 2019 | ARP, CSNOX, CSOSG2, CSSO2G1, MATS, RGGI | 83.55 | 5 | 2422.8 | 0.1862 | 6.627 | 51758.224 | Dorchester County | Operating | Tangentially-fired | Residual Oil |  | 38.4878 | -75.8208 | MD | Vienna | 1564 | 38.4878 | -75.8208 | Dorchester County | Operating | Tangentially-fired | Residual Oil
MD | Chalk Point | 1571 | 1 | CSEW12 | 2019 | ARP, CSNOX, CSOSG2, CSSO2G1, MATS, RGGI | 617.22 | 5 | 144479.39 | 0.1346 | 104.807 | 1576904.581 | Prince George's County | Operating | Dry bottom wall-fired boiler | Coal | Low NOx Burner Technology (Dry Bottom only)<br>Overfire Air<br>Selective Catalytic Reduction | 38.5444 | -76.6861 | MD | Chalk Point | 1571 | 38.5444 | -76.6861 | Prince George's County | Operating | Dry bottom wall-fired boiler | Coal | Low NOx Burner Technology (Dry Bottom only)<br>Overfire Air<br>Selective Catalytic Reduction
MD | Chalk Point | 1571 | 2 | CSEW12 | 2019 | ARP, CSNOX, CSOSG2, CSSO2G1, MATS, RGGI | 566.85 | 5 | 125479.95 | 0.1723 | 128.749 | 1360091.423 | Prince George's County | Operating | Dry bottom wall-fired boiler | Coal | Low NOx Burner Technology (Dry Bottom only)<br>Overfire Air<br>Ammonia Injection<br>Other | 38.5444 | -76.6861 | MD | Chalk Point | 0 | 0 | 0 | Prince George's County | Operating | Dry bottom wall-fired boiler | Coal | Low NOx Burner Technology (Dry Bottom only)<br>Overfire Air<br>Ammonia Injection<br>Other
MD | Chalk Point | 1571 | GT2 |  | 2019 | CSNOX, CSOSG2, CSSO2G1, RGGI | 2 | 5 | 32.06 | 1.2003 | 0.137 | 229 | Prince George's County | Operating | Combustion turbine | Diesel Oil |  | 38.5444 | -76.6861 | MD | Chalk Point | 0 | 0 | 0 | Prince George's County | Operating | Combustion turbine | Diesel Oil
MD | Chalk Point | 1571 | 3 |  | 2019 | ARP, CSNOX, CSOSG2, CSSO2G1, MATS, RGGI | 148.59 | 5 | 54108.91 | 0.0915 | 34.346 | 538685.461 | Prince George's County | Operating | Tangentially-fired | Pipeline Natural Gas | Overfire Air | 38.5444 | -76.6861 | MD | Chalk Point | 0 | 0 | 0 | Prince George's County | Operating | Tangentially-fired | Pipeline Natural Gas | Overfire Air
MD | Chalk Point | 1571 | 4 |  | 2019 | ARP, CSNOX, CSOSG2, CSSO2G1, MATS, RGGI | 112.48 | 5 | 30733.46 | 0.0746 | 20.001 | 339131.827 | Prince George's County | Operating | Tangentially-fired | Pipeline Natural Gas | Overfire Air | 38.5444 | -76.6861 | MD | Chalk Point | 0 | 0 | 0 | Prince George's County | Operating | Tangentially-fired | Pipeline Natural Gas | Overfire Air
MD | Chalk Point | 1571 | **GT3 |  | 2019 | ARP, CSNOX, CSOSG2, CSSO2G1, RGGI | 6.37 | 5 | 407.48 | 0.0971 | 0.329 | 6633.1 | Prince George's County | Operating | Combustion turbine | Pipeline Natural Gas | Water Injection | 38.5444 | -76.6861 | MD | Chalk Point | 0 | 0 | 0 | Prince George's County | Operating | Combustion turbine | Pipeline Natural Gas | Water Injection
MD | Chalk Point | 1571 | **GT4 |  | 2019 | ARP, CSNOX, CSOSG2, CSSO2G1, RGGI | 5.92 | 5 | 347.69 | 0.1035 | 0.292 | 5632.1 | Prince George's County | Operating | Combustion turbine | Pipeline Natural Gas | Water Injection | 38.5444 | -76.6861 | MD | Chalk Point | 0 | 0 | 0 | Prince George's County | Operating | Combustion turbine | Pipeline Natural Gas | Water Injection
MD | Chalk Point | 1571 | **GT5 |  | 2019 | ARP, CSNOX, CSOSG2, CSSO2G1, RGGI | 5.48 | 5 | 398.89 | 0.0913 | 0.197 | 4564 | Prince George's County | Operating | Combustion turbine | Pipeline Natural Gas | Water Injection | 38.5444 | -76.6861 | MD | Chalk Point | 0 | 0 | 0 | Prince George's County | Operating | Combustion turbine | Pipeline Natural Gas | Water Injection
MD | Chalk Point | 1571 | **GT6 |  | 2019 | ARP, CSNOX, CSOSG2, CSSO2G1, RGGI | 7.38 | 5 | 476.47 | 0.0864 | 0.248 | 5743 | Prince George's County | Operating | Combustion turbine | Pipeline Natural Gas | Water Injection | 38.5444 | -76.6861 | MD | Chalk Point | 0 | 0 | 0 | Prince George's County | Operating | Combustion turbine | Pipeline Natural Gas | Water Injection
MD | Chalk Point | 1571 | SMECO |  | 2019 | CSNOX, CSOSG2, CSSO2G1, RGGI | 18.18 | 5 | 1116.19 | 0.0886 | 0.433 | 10207.9 | Prince George's County | Operating | Combustion turbine | Pipeline Natural Gas | Water Injection | 38.5444 | -76.6861 | MD | Chalk Point | 0 | 0 | 0 | Prince George's County | Operating | Combustion turbine | Pipeline Natural Gas | Water Injection
MD | Dickerson | 1572 | 1 | CSDW13 | 2019 | ARP, CSNOX, CSOSG2, CSSO2G1, MATS, RGGI | 231.72 | 5 | 18386.32 | 0.2071 | 19.708 | 175528.745 | Montgomery County | Operating | Tangentially-fired | Coal | Low NOx Burner Technology w/ Separated OFA<br>Selective Non-catalytic Reduction | 39.2086 | -77.4644 | MD | Dickerson | 1572 | 39.2086 | -77.4644 | Montgomery County | Operating | Tangentially-fired | Coal | Low NOx Burner Technology w/ Separated OFA<br>Selective Non-catalytic Reduction
MD | Dickerson | 1572 | 2 | CSDW13 | 2019 | ARP, CSNOX, CSOSG2, CSSO2G1, MATS, RGGI | 242.48 | 5 | 19733.27 | 0.2028 | 21.011 | 187381.932 | Montgomery County | Operating | Tangentially-fired | Coal | Low NOx Burner Technology w/ Separated OFA<br>Selective Non-catalytic Reduction | 39.2086 | -77.4644 | MD | Dickerson | 0 | 0 | 0 | Montgomery County | Operating | Tangentially-fired | Coal | Low NOx Burner Technology w/ Separated OFA<br>Selective Non-catalytic Reduction
MD | Dickerson | 1572 | 3 | CSDW13 | 2019 | ARP, CSNOX, CSOSG2, CSSO2G1, MATS, RGGI | 263.86 | 5 | 22163.37 | 0.1987 | 23.83 | 212478.521 | Montgomery County | Operating | Tangentially-fired | Coal | Low NOx Burner Technology w/ Separated OFA<br>Selective Non-catalytic Reduction | 39.2086 | -77.4644 | MD | Dickerson | 0 | 0 | 0 | Montgomery County | Operating | Tangentially-fired | Coal | Low NOx Burner Technology w/ Separated OFA<br>Selective Non-catalytic Reduction
MD | Dickerson | 1572 | GT2 |  | 2019 | ARP, CSNOX, CSOSG2, CSSO2G1, RGGI | 239.5 | 5 | 27029.82 | 0.1026 | 17.118 | 337366.893 | Montgomery County | Operating | Combustion turbine | Pipeline Natural Gas | Water Injection | 39.2086 | -77.4644 | MD | Dickerson | 0 | 0 | 0 | Montgomery County | Operating | Combustion turbine | Pipeline Natural Gas | Water Injection
MD | Dickerson | 1572 | GT3 |  | 2019 | ARP, CSNOX, CSOSG2, CSSO2G1, RGGI | 293.81 | 5 | 34495.09 | 0.0809 | 16.502 | 414972.198 | Montgomery County | Operating | Combustion turbine | Pipeline Natural Gas | Water Injection | 39.2086 | -77.4644 | MD | Dickerson | 0 | 0 | 0 | Montgomery County | Operating | Combustion turbine | Pipeline Natural Gas | Water Injection
MD | Morgantown | 1573 | 1 |  | 2019 | ARP, CSNOX, CSOSG2, CSSO2G1, MATS, RGGI | 1387.35 | 5 | 458065.8 | 0.0501 | 108.24 | 4729654.633 | Charles County | Operating | Tangentially-fired | Coal | Low NOx Burner Technology w/ Closed-coupled/Separated OFA<br>Ammonia Injection<br>Selective Catalytic Reduction | 38.3592 | -76.9767 | MD | Morgantown | 1573 | 38.3592 | -76.9767 | Charles County | Operating | Tangentially-fired | Coal | Low NOx Burner Technology w/ Closed-coupled/Separated OFA<br>Ammonia Injection<br>Selective Catalytic Reduction
MD | Morgantown | 1573 | 2 |  | 2019 | ARP, CSNOX, CSOSG2, CSSO2G1, MATS, RGGI | 1883.96 | 5 | 644361.71 | 0.0442 | 121.877 | 6192484.22 | Charles County | Operating | Tangentially-fired | Coal | Low NOx Burner Technology w/ Closed-coupled/Separated OFA<br>Ammonia Injection<br>Selective Catalytic Reduction | 38.3592 | -76.9767 | MD | Morgantown | 0 | 0 | 0 | Charles County | Operating | Tangentially-fired | Coal | Low NOx Burner Technology w/ Closed-coupled/Separated OFA<br>Ammonia Injection<br>Selective Catalytic Reduction
MD | Morgantown | 1573 | GT3 |  | 2019 | CSNOX, CSOSG2, CSSO2G1, RGGI | 15.45 | 5 | 438.96 | 0.5416 | 1.877 | 6926.9 | Charles County | Operating | Combustion turbine | Diesel Oil |  | 38.3592 | -76.9767 | MD | Morgantown | 0 | 0 | 0 | Charles County | Operating | Combustion turbine | Diesel Oil
MD | Morgantown | 1573 | GT4 |  | 2019 | CSNOX, CSOSG2, CSSO2G1, RGGI | 10.68 | 5 | 390.23 | 0.5416 | 1.517 | 5599.1 | Charles County | Operating | Combustion turbine | Diesel Oil |  | 38.3592 | -76.9767 | MD | Morgantown | 0 | 0 | 0 | Charles County | Operating | Combustion turbine | Diesel Oil
MD | Morgantown | 1573 | GT5 |  | 2019 | CSNOX, CSOSG2, CSSO2G1, RGGI | 8.09 | 5 | 318 | 0.541 | 1.189 | 4387 | Charles County | Operating | Combustion turbine | Diesel Oil |  | 38.3592 | -76.9767 | MD | Morgantown | 0 | 0 | 0 | Charles County | Operating | Combustion turbine | Diesel Oil
MD | Morgantown | 1573 | GT6 |  | 2019 | CSNOX, CSOSG2, CSSO2G1, RGGI | 0 | 5 |  |  |  |  | Charles County | Operating | Combustion turbine | Diesel Oil |  | 38.3592 | -76.9767 | MD | Morgantown | 0 | 0 | 0 | Charles County | Operating | Combustion turbine | Diesel Oil
MA | Framingham Station | 1586 | FJ-1 |  | 2019 | SIPNOX | 3.29 | 5 | 26.05 | 0.5502 | 0.169 | 611.3 | Middlesex County | Operating | Combustion turbine | Diesel Oil |  | 42.2672 | -71.3983 | MA | Framingham Station | 1586 | 42.2672 | -71.3983 | Middlesex County | Operating | Combustion turbine | Diesel Oil
MA | Framingham Station | 1586 | FJ-2 |  | 2019 | SIPNOX | 2.85 | 5 | 21.7 | 0.4772 | 0.126 | 529.6 | Middlesex County | Operating | Combustion turbine | Diesel Oil |  | 42.2672 | -71.3983 | MA | Framingham Station | 0 | 0 | 0 | Middlesex County | Operating | Combustion turbine | Diesel Oil
MA | Framingham Station | 1586 | FJ-3 |  | 2019 | SIPNOX | 5.96 | 5 | 53.11 | 0.5923 | 0.33 | 1107.4 | Middlesex County | Operating | Combustion turbine | Diesel Oil |  | 42.2672 | -71.3983 | MA | Framingham Station | 0 | 0 | 0 | Middlesex County | Operating | Combustion turbine | Diesel Oil
MA | Mystic | 1588 | MJ-1 |  | 2019 | SIPNOX | 9.43 | 5 | 74.76 | 0.5297 | 0.462 | 1752.2 | Middlesex County | Operating | Combustion turbine | Diesel Oil |  | 42.3917 | -71.0667 | MA | Mystic | 1588 | 42.3917 | -71.0667 | Middlesex County | Operating | Combustion turbine | Diesel Oil
MA | Mystic | 1588 | 7 |  | 2019 | ARP, MATS, RGGI, SIPNOX | 189.1 | 5 | 15971.02 | 0.0847 | 16.05 | 220296.758 | Middlesex County | Operating | Tangentially-fired | Pipeline Natural Gas |  | 42.3917 | -71.0667 | MA | Mystic | 0 | 0 | 0 | Middlesex County | Operating | Tangentially-fired | Pipeline Natural Gas
MA | Mystic | 1588 | 81 |  | 2019 | ARP, RGGI, SIPNOX | 700.04 | 5 | 185759.47 | 0.0132 | 5.599 | 1366517.788 | Middlesex County | Operating | Combined cycle | Pipeline Natural Gas | Selective Catalytic Reduction | 42.3917 | -71.0667 | MA | Mystic | 0 | 0 | 0 | Middlesex County | Operating | Combined cycle | Pipeline Natural Gas | Selective Catalytic Reduction
MA | Mystic | 1588 | 82 |  | 2019 | ARP, RGGI, SIPNOX | 666.18 | 5 | 171967.9 | 0.0167 | 6.185 | 1266471.723 | Middlesex County | Operating | Combined cycle | Pipeline Natural Gas | Selective Catalytic Reduction | 42.3917 | -71.0667 | MA | Mystic | 0 | 0 | 0 | Middlesex County | Operating | Combined cycle | Pipeline Natural Gas | Selective Catalytic Reduction
MA | Mystic | 1588 | 93 |  | 2019 | ARP, RGGI, SIPNOX | 541.98 | 5 | 145642.24 | 0.0127 | 4.379 | 1082445.786 | Middlesex County | Operating | Combined cycle | Pipeline Natural Gas | Selective Catalytic Reduction | 42.3917 | -71.0667 | MA | Mystic | 0 | 0 | 0 | Middlesex County | Operating | Combined cycle | Pipeline Natural Gas | Selective Catalytic Reduction
MA | Mystic | 1588 | 94 |  | 2019 | ARP, RGGI, SIPNOX | 508.03 | 5 | 139077.35 | 0.0119 | 3.918 | 1015447.615 | Middlesex County | Operating | Combined cycle | Pipeline Natural Gas | Selective Catalytic Reduction | 42.3917 | -71.0667 | MA | Mystic | 0 | 0 | 0 | Middlesex County | Operating | Combined cycle | Pipeline Natural Gas | Selective Catalytic Reduction
MA | Medway Station | 1592 | J1T1 |  | 2019 | RGGI, SIPNOX | 11.47 | 5 | 149.41 | 0.5227 | 1.178 | 4500 | Norfolk County | Operating | Combustion turbine | Diesel Oil |  | 42.1364 | -71.4478 | MA | Medway Station | 1592 | 42.1364 | -71.4478 | Norfolk County | Operating | Combustion turbine | Diesel Oil
MA | Medway Station | 1592 | J1T2 |  | 2019 | RGGI, SIPNOX | 13.54 | 5 | 259.81 | 0.5519 | 1.466 | 5311.7 | Norfolk County | Operating | Combustion turbine | Diesel Oil |  | 42.1364 | -71.4478 | MA | Medway Station | 0 | 0 | 0 | Norfolk County | Operating | Combustion turbine | Diesel Oil
MA | Medway Station | 1592 | J2T1 |  | 2019 | RGGI, SIPNOX | 6.15 | 5 | 79.62 | 0.4965 | 0.604 | 2412.7 | Norfolk County | Operating | Combustion turbine | Diesel Oil |  | 42.1364 | -71.4478 | MA | Medway Station | 0 | 0 | 0 | Norfolk County | Operating | Combustion turbine | Diesel Oil
MA | Medway Station | 1592 | J2T2 |  | 2019 | RGGI, SIPNOX | 3.82 | 5 | 58.83 | 0.5152 | 0.386 | 1498.8 | Norfolk County | Operating | Combustion turbine | Diesel Oil |  | 42.1364 | -71.4478 | MA | Medway Station | 0 | 0 | 0 | Norfolk County | Operating | Combustion turbine | Diesel Oil
MA | Medway Station | 1592 | J3T1 |  | 2019 | RGGI, SIPNOX | 6.44 | 5 | 87.87 | 0.51 | 0.644 | 2526.6 | Norfolk County | Operating | Combustion turbine | Diesel Oil |  | 42.1364 | -71.4478 | MA | Medway Station | 0 | 0 | 0 | Norfolk County | Operating | Combustion turbine | Diesel Oil
MA | Medway Station | 1592 | J3T2 |  | 2019 | RGGI, SIPNOX | 4.61 | 5 | 70.01 | 0.4749 | 0.429 | 1808.5 | Norfolk County | Operating | Combustion turbine | Diesel Oil |  | 42.1364 | -71.4478 | MA | Medway Station | 0 | 0 | 0 | Norfolk County | Operating | Combustion turbine | Diesel Oil
MA | Blackstone | 1594 | 11 | CP2, CS2 | 2019 | SIPNOX | 18.91 | 5 |  | 0.0867 | 0.026 | 545.881 | Middlesex County | Operating | Dry bottom wall-fired boiler | Pipeline Natural Gas | Combustion Modification/Fuel Reburning | 42.3636 | -71.1161 | MA | Blackstone | 1594 | 42.3636 | -71.1161 | Middlesex County | Operating | Dry bottom wall-fired boiler | Pipeline Natural Gas | Combustion Modification/Fuel Reburning
MA | Blackstone | 1594 | 12 | CP2, CS2 | 2019 | SIPNOX | 30.54 | 5 |  | 0.0605 | 0.038 | 928.836 | Middlesex County | Operating | Dry bottom wall-fired boiler | Pipeline Natural Gas | Combustion Modification/Fuel Reburning | 42.3636 | -71.1161 | MA | Blackstone | 0 | 0 | 0 | Middlesex County | Operating | Dry bottom wall-fired boiler | Pipeline Natural Gas | Combustion Modification/Fuel Reburning
MA | Kendall Green Energy LLC | 1595 | S6 |  | 2019 | SIPNOX | 35.82 | 5 | 94.02 | 1.1837 | 6.493 | 11032.6 | Middlesex County | Operating | Combustion turbine | Diesel Oil | Water Injection | 42.3633 | -71.0792 | MA | Kendall Green Energy LLC | 1595 | 42.3633 | -71.0792 | Middlesex County | Operating | Combustion turbine | Diesel Oil | Water Injection
MA | Kendall Green Energy LLC | 1595 | 2 |  | 2019 | ARP, RGGI, SIPNOX | 98.72 | 5 |  | 0.0698 | 0.236 | 5510.279 | Middlesex County | Operating | Dry bottom wall-fired boiler | Pipeline Natural Gas |  | 42.3633 | -71.0792 | MA | Kendall Green Energy LLC | 0 | 0 | 0 | Middlesex County | Operating | Dry bottom wall-fired boiler | Pipeline Natural Gas
MA | Kendall Green Energy LLC | 1595 | 3 |  | 2019 | ARP, RGGI, SIPNOX | 460.16 | 5 |  | 0.047 | 1.256 | 36722.611 | Middlesex County | Operating | Dry bottom wall-fired boiler | Pipeline Natural Gas | Low NOx Burner Technology (Dry Bottom only) | 42.3633 | -71.0792 | MA | Kendall Green Energy LLC | 0 | 0 | 0 | Middlesex County | Operating | Dry bottom wall-fired boiler | Pipeline Natural Gas | Low NOx Burner Technology (Dry Bottom only)
MA | Kendall Green Energy LLC | 1595 | 4 |  | 2019 | ARP, RGGI, SIPNOX | 3205.56 | 5 | 734774.19 | 0.0103 | 16.604 | 4857040.031 | Middlesex County | Operating | Combined cycle | Pipeline Natural Gas | Dry Low NOx Burners<br>Selective Catalytic Reduction | 42.3633 | -71.0792 | MA | Kendall Green Energy LLC | 0 | 0 | 0 | Middlesex County | Operating | Combined cycle | Pipeline Natural Gas | Dry Low NOx Burners<br>Selective Catalytic Reduction
MA | Canal Station | 1599 | 2 |  | 2019 | ARP, MATS, RGGI, SIPNOX | 43.29 | 5 | 7284.8 | 0.0826 | 5.852 | 91032.235 | Barnstable County | Operating | Dry bottom wall-fired boiler | Pipeline Natural Gas | Low NOx Burner Technology w/ Overfire Air<br>Overfire Air | 41.7694 | -70.5097 | MA | Canal Station | 1599 | 41.7694 | -70.5097 | Barnstable County | Operating | Dry bottom wall-fired boiler | Pipeline Natural Gas | Low NOx Burner Technology w/ Overfire Air<br>Overfire Air
MA | Canal Station | 1599 | 3 |  | 2019 | ARP, RGGI, SIPNOX | 42.32 | 3 | 11690.51 | 0.0162 | 0.683 | 110981.384 | Barnstable County | Operating (Started 04/04/2019) | Combustion turbine (Started Apr 04, 2019) | Pipeline Natural Gas | Dry Low NOx Burners<br>Water Injection<br>Selective Catalytic Reduction | 41.7694 | -70.5097 | MA | Canal Station | 0 | 0 | 0 | Barnstable County | Operating (Started 04/04/2019) | Combustion turbine (Started Apr 04, 2019) | Pipeline Natural Gas | Dry Low NOx Burners<br>Water Injection<br>Selective Catalytic Reduction
MA | Canal Station | 1599 | 1 |  | 2019 | ARP, MATS, RGGI, SIPNOX | 39.09 | 5 | 8025.5 | 0.0906 | 3.561 | 85220.746 | Barnstable County | Operating | Dry bottom wall-fired boiler | Residual Oil | Low NOx Burner Technology w/ Overfire Air<br>Other<br>Selective Catalytic Reduction | 41.7694 | -70.5097 | MA | Canal Station | 0 | 0 | 0 | Barnstable County | Operating | Dry bottom wall-fired boiler | Residual Oil | Low NOx Burner Technology w/ Overfire Air<br>Other<br>Selective Catalytic Reduction
MA | Doreen | 1631 | 10 |  | 2019 | SIPNOX | 2.56 | 5 | 32.56 | 1.2004 | 0.375 | 624.6 | Berkshire County | Operating | Combustion turbine | Diesel Oil |  | 42.4431 | -73.2061 | MA | Doreen | 1631 | 42.4431 | -73.2061 | Berkshire County | Operating | Combustion turbine | Diesel Oil
MA | West Springfield | 1642 | 10 |  | 2019 | SIPNOX | 3.91 | 5 | 57.25 | 1.2 | 0.587 | 977.5 | Hampden County | Operating | Combustion turbine | Diesel Oil |  | 42.0956 | -72.5958 | MA | West Springfield | 1642 | 42.0956 | -72.5958 | Hampden County | Operating | Combustion turbine | Diesel Oil
MA | West Springfield | 1642 | CTG1 |  | 2019 | ARP, RGGI, SIPNOX | 6.95 | 5 | 243.83 | 0.0446 | 0.055 | 2409.295 | Hampden County | Operating | Combustion turbine | Pipeline Natural Gas | Water Injection<br>Selective Catalytic Reduction | 42.0956 | -72.5958 | MA | West Springfield | 0 | 0 | 0 | Hampden County | Operating | Combustion turbine | Pipeline Natural Gas | Water Injection<br>Selective Catalytic Reduction
MA | West Springfield | 1642 | CTG2 |  | 2019 | ARP, RGGI, SIPNOX | 3.37 | 5 | 119.89 | 0.0933 | 0.044 | 1222.373 | Hampden County | Operating | Combustion turbine | Pipeline Natural Gas | Water Injection<br>Selective Catalytic Reduction | 42.0956 | -72.5958 | MA | West Springfield | 0 | 0 | 0 | Hampden County | Operating | Combustion turbine | Pipeline Natural Gas | Water Injection<br>Selective Catalytic Reduction
MA | West Springfield | 1642 | 3 |  | 2019 | ARP, MATS, RGGI, SIPNOX | 15.9 | 5 | 488 | 0.0475 | 0.233 | 6550.218 | Hampden County | Operating | Tangentially-fired | Residual Oil |  | 42.0956 | -72.5958 | MA | West Springfield | 0 | 0 | 0 | Hampden County | Operating | Tangentially-fired | Residual Oil
MA | Woodland Road | 1643 | 10 |  | 2019 | SIPNOX | 4.05 | 5 | 39.27 | 1.2001 | 0.593 | 988.2 | Berkshire County | Operating | Combustion turbine | Diesel Oil |  | 42.3362 | -73.2352 | MA | Woodland Road | 1643 | 42.3362 | -73.2352 | Berkshire County | Operating | Combustion turbine | Diesel Oil
MA | Potter | 1660 | 4 |  | 2019 | ARP, RGGI, SIPNOX | 64.5 | 5 | 2770.18 | 0.0169 | 0.162 | 26992.039 | Norfolk County | Operating | Combustion turbine | Pipeline Natural Gas | Water Injection<br>Ammonia Injection<br>Selective Catalytic Reduction | 42.235 | -70.9672 | MA | Potter | 1660 | 42.235 | -70.9672 | Norfolk County | Operating | Combustion turbine | Pipeline Natural Gas | Water Injection<br>Ammonia Injection<br>Selective Catalytic Reduction
MA | Potter | 1660 | 5 |  | 2019 | ARP, RGGI, SIPNOX | 67.51 | 5 | 2937.63 | 0.0166 | 0.167 | 28951.915 | Norfolk County | Operating | Combustion turbine | Pipeline Natural Gas | Water Injection<br>Ammonia Injection<br>Selective Catalytic Reduction | 42.235 | -70.9672 | MA | Potter | 0 | 0 | 0 | Norfolk County | Operating | Combustion turbine | Pipeline Natural Gas | Water Injection<br>Ammonia Injection<br>Selective Catalytic Reduction
MA | Potter | 1660 | 3 |  | 2019 | RGGI, SIPNOX | 8.7 | 5 | 429.34 | 0.3089 | 0.748 | 5275.861 | Norfolk County | Operating | Combined cycle | Pipeline Natural Gas | Steam Injection | 42.235 | -70.9672 | MA | Potter | 0 | 0 | 0 | Norfolk County | Operating | Combined cycle | Pipeline Natural Gas | Steam Injection
MA | Waters River | 1678 | 2 | CP1 | 2019 | RGGI, SIPNOX | 38.58 | 5 | 1006.85 | 0.4399 | 2.029 | 13124.3 | Essex County | Operating | Combustion turbine | Pipeline Natural Gas | Water Injection | 42.5428 | -70.9236 | MA | Waters River | 1678 | 42.5428 | -70.9236 | Essex County | Operating | Combustion turbine | Pipeline Natural Gas | Water Injection
MA | Waters River | 1678 | 1 | CP1 | 2019 | SIPNOX | 57.82 | 5 | 866.15 | 0.4689 | 2.663 | 11299.1 | Essex County | Operating | Combustion turbine | Pipeline Natural Gas |  | 42.5428 | -70.9236 | MA | Waters River | 0 | 0 | 0 | Essex County | Operating | Combustion turbine | Pipeline Natural Gas
MA | Cleary Flood | 1682 | 9 |  | 2019 | ARP, RGGI, SIPNOX | 451.96 | 5 | 26798.32 | 0.1426 | 23.039 | 288985.7 | Bristol County | Operating | Other boiler | Pipeline Natural Gas | Low NOx Burner Technology w/ Overfire Air | 41.8653 | -71.1061 | MA | Cleary Flood | 1682 | 41.8653 | -71.1061 | Bristol County | Operating | Other boiler | Pipeline Natural Gas | Low NOx Burner Technology w/ Overfire Air
MA | Cleary Flood | 1682 | 8 |  | 2019 | ARP, MATS, RGGI, SIPNOX | 18.18 | 5 | 247.01 | 0.2385 | 0.5 | 3753.322 | Bristol County | Operating | Dry bottom wall-fired boiler | Residual Oil | Low NOx Burner Technology (Dry Bottom only) | 41.8653 | -71.1061 | MA | Cleary Flood | 0 | 0 | 0 | Bristol County | Operating | Dry bottom wall-fired boiler | Residual Oil | Low NOx Burner Technology (Dry Bottom only)
NH | Merrimack | 2364 | 1 | CS001 | 2019 | ARP, MATS, NHNOX, RGGI | 144.6 | 5 | 10133.48 | 0.34 | 14.402 | 111985.525 | Merrimack County | Operating | Cyclone boiler | Coal | Selective Catalytic Reduction | 43.1411 | -71.4692 | NH | Merrimack | 2364 | 43.1411 | -71.4692 | Merrimack County | Operating | Cyclone boiler | Coal | Selective Catalytic Reduction
NH | Merrimack | 2364 | 2 | CS001 | 2019 | ARP, MATS, NHNOX, RGGI | 474.51 | 5 | 88684.49 | 0.2903 | 116.659 | 999177.07 | Merrimack County | Operating | Cyclone boiler | Coal | Selective Catalytic Reduction | 43.1411 | -71.4692 | NH | Merrimack | 0 | 0 | 0 | Merrimack County | Operating | Cyclone boiler | Coal | Selective Catalytic Reduction
NH | Schiller | 2367 | 4 |  | 2019 | ARP, MATS, NHNOX, RGGI | 564.59 | 5 | 10359.28 | 0.1736 | 14.617 | 147275.871 | Rockingham County | Operating | Dry bottom wall-fired boiler | Coal | Selective Non-catalytic Reduction<br>Low NOx Burner Technology w/ Overfire Air | 43.0978 | -70.7842 | NH | Schiller | 2367 | 43.0978 | -70.7842 | Rockingham County | Operating | Dry bottom wall-fired boiler | Coal | Selective Non-catalytic Reduction<br>Low NOx Burner Technology w/ Overfire Air
NH | Schiller | 2367 | 6 |  | 2019 | ARP, MATS, NHNOX, RGGI | 168.45 | 5 | 4143.97 | 0.1861 | 4.909 | 52537.813 | Rockingham County | Operating | Dry bottom wall-fired boiler | Coal | Selective Non-catalytic Reduction<br>Low NOx Burner Technology w/ Overfire Air | 43.0978 | -70.7842 | NH | Schiller | 0 | 0 | 0 | Rockingham County | Operating | Dry bottom wall-fired boiler | Coal | Selective Non-catalytic Reduction<br>Low NOx Burner Technology w/ Overfire Air
NH | Schiller | 2367 | 5 |  | 2019 | ARP, NHNOX, RGGI | 3022.44 | 5 | 113811.68 | 0.0662 | 62.703 | 1890178.81 | Rockingham County | Operating | Circulating fluidized bed boiler | Wood | Selective Non-catalytic Reduction | 43.0978 | -70.7842 | NH | Schiller | 0 | 0 | 0 | Rockingham County | Operating | Circulating fluidized bed boiler | Wood | Selective Non-catalytic Reduction
NJ | B L England | 2378 | 2 |  | 2019 | ARP, CSNOX, CSSO2G1, MATS | 0 | 2 |  |  |  |  | Cape May County | Operating (Retired 05/01/2019) | Cyclone boiler | Coal | Selective Non-catalytic Reduction<br>Overfire Air | 39.29 | -74.6339 | NJ | B L England | 2378 | 39.29 | -74.6339 | Cape May County | Operating (Retired 05/01/2019) | Cyclone boiler | Coal | Selective Non-catalytic Reduction<br>Overfire Air
NJ | B L England | 2378 | 3 |  | 2019 | ARP, CSNOX, CSSO2G1, MATS | 0 | 2 |  |  |  |  | Cape May County | Operating (Retired 05/01/2019) | Dry bottom wall-fired boiler | Residual Oil | Selective Non-catalytic Reduction | 39.29 | -74.6339 | NJ | B L England | 0 | 0 | 0 | Cape May County | Operating (Retired 05/01/2019) | Dry bottom wall-fired boiler | Residual Oil | Selective Non-catalytic Reduction
NJ | Carlls Corner Energy Center | 2379 | 2001 |  | 2019 | CSNOX, CSOSG2, CSSO2G1 | 66 | 5 | 1657 | 0.7227 | 14.552 | 40134 | Cumberland County | Operating | Combustion turbine | Pipeline Natural Gas | Water Injection | 39.4547 | -75.2011 | NJ | Carlls Corner Energy Center | 2379 | 39.4547 | -75.2011 | Cumberland County | Operating | Combustion turbine | Pipeline Natural Gas | Water Injection
NJ | Carlls Corner Energy Center | 2379 | 3001 |  | 2019 | CSNOX, CSOSG2, CSSO2G1 | 98 | 5 | 2525 | 0.7255 | 23.048 | 63434.9 | Cumberland County | Operating | Combustion turbine | Pipeline Natural Gas | Water Injection | 39.4547 | -75.2011 | NJ | Carlls Corner Energy Center | 0 | 0 | 0 | Cumberland County | Operating | Combustion turbine | Pipeline Natural Gas | Water Injection
NJ | Sayreville | 2390 | 12001 |  | 2019 | CSNOX, CSOSG2, CSSO2G1 | 13.64 | 5 | 311.49 | 0.15 | 0.44 | 5860.1 | Middlesex County | Operating | Combustion turbine | Pipeline Natural Gas | Water Injection<br>Selective Catalytic Reduction | 40.4753 | -74.3552 | NJ | Sayreville | 2390 | 40.4753 | -74.3552 | Middlesex County | Operating | Combustion turbine | Pipeline Natural Gas | Water Injection<br>Selective Catalytic Reduction
NJ | Sayreville | 2390 | 14001 |  | 2019 | CSNOX, CSOSG2, CSSO2G1 | 5.46 | 5 | 145.4 | 0.1507 | 0.229 | 3051 | Middlesex County | Operating | Combustion turbine | Pipeline Natural Gas | Water Injection<br>Selective Catalytic Reduction | 40.4753 | -74.3552 | NJ | Sayreville | 0 | 0 | 0 | Middlesex County | Operating | Combustion turbine | Pipeline Natural Gas | Water Injection<br>Selective Catalytic Reduction
NJ | Sayreville | 2390 | 15001 |  | 2019 | CSNOX, CSOSG2, CSSO2G1 | 10.29 | 5 | 328.42 | 0.1498 | 0.493 | 6569 | Middlesex County | Operating | Combustion turbine | Pipeline Natural Gas | Water Injection<br>Selective Catalytic Reduction | 40.4753 | -74.3552 | NJ | Sayreville | 0 | 0 | 0 | Middlesex County | Operating | Combustion turbine | Pipeline Natural Gas | Water Injection<br>Selective Catalytic Reduction
NJ | Sayreville | 2390 | 16001 |  | 2019 | CSNOX, CSOSG2, CSSO2G1 | 6.16 | 5 | 170.87 | 0.15 | 0.282 | 3761 | Middlesex County | Operating | Combustion turbine | Pipeline Natural Gas | Water Injection<br>Selective Catalytic Reduction | 40.4753 | -74.3552 | NJ | Sayreville | 0 | 0 | 0 | Middlesex County | Operating | Combustion turbine | Pipeline Natural Gas | Water Injection<br>Selective Catalytic Reduction
NJ | Gilbert Generating Station | 2393 | 4 |  | 2019 | ARP, CSNOX, CSOSG2, CSSO2G1 | 44.81 | 5 | 2126.93 | 0.0493 | 0.541 | 28143.863 | Hunterdon County | Operating | Combined cycle | Pipeline Natural Gas | Dry Low NOx Burners | 40.5661 | -75.165 | NJ | Gilbert Generating Station | 2393 | 40.5661 | -75.165 | Hunterdon County | Operating | Combined cycle | Pipeline Natural Gas | Dry Low NOx Burners
NJ | Gilbert Generating Station | 2393 | 5 |  | 2019 | ARP, CSNOX, CSOSG2, CSSO2G1 | 19.79 | 5 | 885.04 | 0.0472 | 0.203 | 11782.581 | Hunterdon County | Operating | Combined cycle | Pipeline Natural Gas | Dry Low NOx Burners | 40.5661 | -75.165 | NJ | Gilbert Generating Station | 0 | 0 | 0 | Hunterdon County | Operating | Combined cycle | Pipeline Natural Gas | Dry Low NOx Burners
NJ | Gilbert Generating Station | 2393 | 6 |  | 2019 | ARP, CSNOX, CSOSG2, CSSO2G1 | 21.11 | 5 | 973.79 | 0.0392 | 0.159 | 12865.979 | Hunterdon County | Operating | Combined cycle | Pipeline Natural Gas | Dry Low NOx Burners | 40.5661 | -75.165 | NJ | Gilbert Generating Station | 0 | 0 | 0 | Hunterdon County | Operating | Combined cycle | Pipeline Natural Gas | Dry Low NOx Burners
NJ | Gilbert Generating Station | 2393 | 7 |  | 2019 | ARP, CSNOX, CSOSG2, CSSO2G1 | 17.81 | 5 | 810.72 | 0.057 | 0.199 | 10667.708 | Hunterdon County | Operating | Combined cycle | Pipeline Natural Gas | Dry Low NOx Burners | 40.5661 | -75.165 | NJ | Gilbert Generating Station | 0 | 0 | 0 | Hunterdon County | Operating | Combined cycle | Pipeline Natural Gas | Dry Low NOx Burners
NJ | Gilbert Generating Station | 2393 | 9 |  | 2019 | ARP, CSNOX, CSOSG2, CSSO2G1 | 13.53 | 5 | 1769.09 | 0.3235 | 1.002 | 21079.636 | Hunterdon County | Operating | Combustion turbine | Pipeline Natural Gas | Dry Low NOx Burners<br>Water Injection | 40.5661 | -75.165 | NJ | Gilbert Generating Station | 0 | 0 | 0 | Hunterdon County | Operating | Combustion turbine | Pipeline Natural Gas | Dry Low NOx Burners<br>Water Injection
NJ | Bergen Generating Station | 2398 | 1101 |  | 2019 | ARP, CSNOX, CSOSG2, CSSO2G1 | 1354.02 | 5 | 94374.74 | 0.0346 | 20.309 | 1228278.483 | Bergen County | Operating | Combined cycle | Pipeline Natural Gas | Dry Low NOx Burners<br>Water Injection | 40.8375 | -74.0244 | NJ | Bergen Generating Station | 2398 | 40.8375 | -74.0244 | Bergen County | Operating | Combined cycle | Pipeline Natural Gas | Dry Low NOx Burners<br>Water Injection
NJ | Bergen Generating Station | 2398 | 1201 |  | 2019 | ARP, CSNOX, CSOSG2, CSSO2G1 | 1253.05 | 5 | 98161.22 | 0.0371 | 20.819 | 1211450.719 | Bergen County | Operating | Combined cycle | Pipeline Natural Gas | Dry Low NOx Burners<br>Water Injection | 40.8375 | -74.0244 | NJ | Bergen Generating Station | 0 | 0 | 0 | Bergen County | Operating | Combined cycle | Pipeline Natural Gas | Dry Low NOx Burners<br>Water Injection
NJ | Bergen Generating Station | 2398 | 1301 |  | 2019 | ARP, CSNOX, CSOSG2, CSSO2G1 | 1542.94 | 5 | 110855.72 | 0.0333 | 22.618 | 1357730.346 | Bergen County | Operating | Combined cycle | Pipeline Natural Gas | Dry Low NOx Burners<br>Water Injection | 40.8375 | -74.0244 | NJ | Bergen Generating Station | 0 | 0 | 0 | Bergen County | Operating | Combined cycle | Pipeline Natural Gas | Dry Low NOx Burners<br>Water Injection
NJ | Bergen Generating Station | 2398 | 1401 |  | 2019 | ARP, CSNOX, CSOSG2, CSSO2G1 | 1185.39 | 5 | 106273.13 | 0.0348 | 20.839 | 1248058.401 | Bergen County | Operating | Combined cycle | Pipeline Natural Gas | Dry Low NOx Burners<br>Water Injection | 40.8375 | -74.0244 | NJ | Bergen Generating Station | 0 | 0 | 0 | Bergen County | Operating | Combined cycle | Pipeline Natural Gas | Dry Low NOx Burners<br>Water Injection
NJ | Bergen Generating Station | 2398 | 2101 |  | 2019 | ARP, CSNOX, CSOSG2, CSSO2G1 | 2438.86 | 5 | 307245.68 | 0.018 | 17.475 | 3583174.451 | Bergen County | Operating | Combined cycle | Pipeline Natural Gas | Dry Low NOx Burners<br>Water Injection<br>Selective Catalytic Reduction | 40.8375 | -74.0244 | NJ | Bergen Generating Station | 0 | 0 | 0 | Bergen County | Operating | Combined cycle | Pipeline Natural Gas | Dry Low NOx Burners<br>Water Injection<br>Selective Catalytic Reduction
NJ | Bergen Generating Station | 2398 | 2201 |  | 2019 | ARP, CSNOX, CSOSG2, CSSO2G1 | 2013.93 | 5 | 256652.91 | 0.0202 | 17.028 | 2984771.999 | Bergen County | Operating | Combined cycle | Pipeline Natural Gas | Dry Low NOx Burners<br>Water Injection<br>Selective Catalytic Reduction | 40.8375 | -74.0244 | NJ | Bergen Generating Station | 0 | 0 | 0 | Bergen County | Operating | Combined cycle | Pipeline Natural Gas | Dry Low NOx Burners<br>Water Injection<br>Selective Catalytic Reduction
NJ | Burlington Generating Station | 2399 | 121 |  | 2019 | ARP, CSNOX, CSOSG2, CSSO2G1 | 78.31 | 5 | 2577.53 | 0.1731 | 1.178 | 25501.188 | Burlington County | Operating | Combustion turbine | Pipeline Natural Gas | Water Injection | 40.0753 | -74.8781 | NJ | Burlington Generating Station | 2399 | 40.0753 | -74.8781 | Burlington County | Operating | Combustion turbine | Pipeline Natural Gas | Water Injection
NJ | Burlington Generating Station | 2399 | 122 |  | 2019 | ARP, CSNOX, CSOSG2, CSSO2G1 | 70.21 | 5 | 2319.28 | 0.1751 | 1.047 | 23112.393 | Burlington County | Operating | Combustion turbine | Pipeline Natural Gas | Water Injection | 40.0753 | -74.8781 | NJ | Burlington Generating Station | 0 | 0 | 0 | Burlington County | Operating | Combustion turbine | Pipeline Natural Gas | Water Injection
NJ | Burlington Generating Station | 2399 | 123 |  | 2019 | ARP, CSNOX, CSOSG2, CSSO2G1 | 69.62 | 5 | 2210.99 | 0.1755 | 0.979 | 21659.408 | Burlington County | Operating | Combustion turbine | Pipeline Natural Gas | Water Injection | 40.0753 | -74.8781 | NJ | Burlington Generating Station | 0 | 0 | 0 | Burlington County | Operating | Combustion turbine | Pipeline Natural Gas | Water Injection
NJ | Burlington Generating Station | 2399 | 124 |  | 2019 | ARP, CSNOX, CSOSG2, CSSO2G1 | 71.95 | 5 | 2283.96 | 0.1987 | 1.144 | 23680.067 | Burlington County | Operating | Combustion turbine | Pipeline Natural Gas | Water Injection | 40.0753 | -74.8781 | NJ | Burlington Generating Station | 0 | 0 | 0 | Burlington County | Operating | Combustion turbine | Pipeline Natural Gas | Water Injection
NJ | Essex | 2401 | 35001 |  | 2019 | CSNOX, CSOSG2, CSSO2G1 | 19.26 | 5 | 1081.04 | 0.0832 | 0.6 | 15340.67 | Essex County | Operating | Combustion turbine | Pipeline Natural Gas | Water Injection<br>Other | 40.7375 | -74.1211 | NJ | Essex | 2401 | 40.7375 | -74.1211 | Essex County | Operating | Combustion turbine | Pipeline Natural Gas | Water Injection<br>Other
NJ | Kearny Generating Station | 2404 | 121 |  | 2019 | ARP, CSNOX, CSOSG2, CSSO2G1 | 138.73 | 5 | 5175.36 | 0.1442 | 2.451 | 53980.346 | Hudson County | Operating | Combustion turbine | Pipeline Natural Gas | Water Injection | 40.7375 | -74.1 | NJ | Kearny Generating Station | 2404 | 40.7375 | -74.1 | Hudson County | Operating | Combustion turbine | Pipeline Natural Gas | Water Injection
NJ | Kearny Generating Station | 2404 | 122 |  | 2019 | ARP, CSNOX, CSOSG2, CSSO2G1 | 155.25 | 5 | 5906.22 | 0.151 | 2.907 | 64235.276 | Hudson County | Operating | Combustion turbine | Pipeline Natural Gas | Water Injection | 40.7375 | -74.1 | NJ | Kearny Generating Station | 0 | 0 | 0 | Hudson County | Operating | Combustion turbine | Pipeline Natural Gas | Water Injection
NJ | Kearny Generating Station | 2404 | 123 |  | 2019 | ARP, CSNOX, CSOSG2, CSSO2G1 | 161.46 | 5 | 5974.74 | 0.138 | 2.815 | 61675.887 | Hudson County | Operating | Combustion turbine | Pipeline Natural Gas | Water Injection | 40.7375 | -74.1 | NJ | Kearny Generating Station | 0 | 0 | 0 | Hudson County | Operating | Combustion turbine | Pipeline Natural Gas | Water Injection
NJ | Kearny Generating Station | 2404 | 124 |  | 2019 | ARP, CSNOX, CSOSG2, CSSO2G1 | 154.46 | 5 | 5758.87 | 0.1489 | 2.709 | 63815.409 | Hudson County | Operating | Combustion turbine | Pipeline Natural Gas | Water Injection | 40.7375 | -74.1 | NJ | Kearny Generating Station | 0 | 0 | 0 | Hudson County | Operating | Combustion turbine | Pipeline Natural Gas | Water Injection
NJ | Kearny Generating Station | 2404 | 131 |  | 2019 | ARP, CSNOX, CSOSG2, CSSO2G1 | 126.96 | 5 | 5018.22 | 0.0174 | 0.194 | 53000.585 | Hudson County | Operating | Combustion turbine | Pipeline Natural Gas | Water Injection<br>Selective Catalytic Reduction | 40.7375 | -74.1 | NJ | Kearny Generating Station | 0 | 0 | 0 | Hudson County | Operating | Combustion turbine | Pipeline Natural Gas | Water Injection<br>Selective Catalytic Reduction
NJ | Kearny Generating Station | 2404 | 132 |  | 2019 | ARP, CSNOX, CSOSG2, CSSO2G1 | 116.66 | 5 | 4569.68 | 0.0136 | 0.199 | 47499.993 | Hudson County | Operating | Combustion turbine | Pipeline Natural Gas | Water Injection<br>Selective Catalytic Reduction | 40.7375 | -74.1 | NJ | Kearny Generating Station | 0 | 0 | 0 | Hudson County | Operating | Combustion turbine | Pipeline Natural Gas | Water Injection<br>Selective Catalytic Reduction
NJ | Kearny Generating Station | 2404 | 133 |  | 2019 | ARP, CSNOX, CSOSG2, CSSO2G1 | 65.57 | 5 | 2478.15 | 0.0152 | 0.102 | 25312.433 | Hudson County | Operating | Combustion turbine | Pipeline Natural Gas | Water Injection<br>Selective Catalytic Reduction | 40.7375 | -74.1 | NJ | Kearny Generating Station | 0 | 0 | 0 | Hudson County | Operating | Combustion turbine | Pipeline Natural Gas | Water Injection<br>Selective Catalytic Reduction
NJ | Kearny Generating Station | 2404 | 134 |  | 2019 | ARP, CSNOX, CSOSG2, CSSO2G1 | 111.43 | 5 | 4245.64 | 0.0157 | 0.166 | 43669.791 | Hudson County | Operating | Combustion turbine | Pipeline Natural Gas | Water Injection<br>Selective Catalytic Reduction | 40.7375 | -74.1 | NJ | Kearny Generating Station | 0 | 0 | 0 | Hudson County | Operating | Combustion turbine | Pipeline Natural Gas | Water Injection<br>Selective Catalytic Reduction
NJ | Kearny Generating Station | 2404 | 141 |  | 2019 | ARP, CSNOX, CSOSG2, CSSO2G1 | 232.18 | 5 | 9520.45 | 0.0107 | 0.367 | 97598.884 | Hudson County | Operating | Combustion turbine | Pipeline Natural Gas | Water Injection<br>Selective Catalytic Reduction | 40.7375 | -74.1 | NJ | Kearny Generating Station | 0 | 0 | 0 | Hudson County | Operating | Combustion turbine | Pipeline Natural Gas | Water Injection<br>Selective Catalytic Reduction
NJ | Kearny Generating Station | 2404 | 142 |  | 2019 | ARP, CSNOX, CSOSG2, CSSO2G1 | 239.82 | 5 | 10096.2 | 0.0096 | 0.358 | 101962.911 | Hudson County | Operating | Combustion turbine | Pipeline Natural Gas | Water Injection<br>Selective Catalytic Reduction | 40.7375 | -74.1 | NJ | Kearny Generating Station | 0 | 0 | 0 | Hudson County | Operating | Combustion turbine | Pipeline Natural Gas | Water Injection<br>Selective Catalytic Reduction
NJ | Linden Generating Station | 2406 | 1101 |  | 2019 | ARP, CSNOX, CSOSG2, CSSO2G1 | 3118.57 | 5 | 721522.97 | 0.0127 | 18.53 | 5216745.353 | Union County | Operating | Combined cycle | Pipeline Natural Gas | Dry Low NOx Burners<br>Water Injection<br>Selective Catalytic Reduction | 40.6225 | -74.2097 | NJ | Linden Generating Station | 2406 | 40.6225 | -74.2097 | Union County | Operating | Combined cycle | Pipeline Natural Gas | Dry Low NOx Burners<br>Water Injection<br>Selective Catalytic Reduction
NJ | Linden Generating Station | 2406 | 1201 |  | 2019 | ARP, CSNOX, CSOSG2, CSSO2G1 | 2510.99 | 5 | 583612.47 | 0.0177 | 18.74 | 4235542.604 | Union County | Operating | Combined cycle | Pipeline Natural Gas | Dry Low NOx Burners<br>Water Injection<br>Selective Catalytic Reduction | 40.6225 | -74.2097 | NJ | Linden Generating Station | 0 | 0 | 0 | Union County | Operating | Combined cycle | Pipeline Natural Gas | Dry Low NOx Burners<br>Water Injection<br>Selective Catalytic Reduction
NJ | Linden Generating Station | 2406 | 2101 |  | 2019 | ARP, CSNOX, CSOSG2, CSSO2G1 | 2076.75 | 5 | 491950.21 | 0.018 | 15.594 | 3509756.769 | Union County | Operating | Combined cycle | Pipeline Natural Gas | Dry Low NOx Burners<br>Water Injection<br>Selective Catalytic Reduction | 40.6225 | -74.2097 | NJ | Linden Generating Station | 0 | 0 | 0 | Union County | Operating | Combined cycle | Pipeline Natural Gas | Dry Low NOx Burners<br>Water Injection<br>Selective Catalytic Reduction
NJ | Linden Generating Station | 2406 | 2201 |  | 2019 | ARP, CSNOX, CSOSG2, CSSO2G1 | 2312.45 | 5 | 538073.58 | 0.0145 | 14.796 | 3882765.46 | Union County | Operating | Combined cycle | Pipeline Natural Gas | Dry Low NOx Burners<br>Water Injection<br>Selective Catalytic Reduction | 40.6225 | -74.2097 | NJ | Linden Generating Station | 0 | 0 | 0 | Union County | Operating | Combined cycle | Pipeline Natural Gas | Dry Low NOx Burners<br>Water Injection<br>Selective Catalytic Reduction
NJ | Linden Generating Station | 2406 | 5 |  | 2019 | ARP, CSNOX, CSOSG2, CSSO2G1 | 32.13 | 5 | 1870.45 | 0.0676 | 0.412 | 21875.188 | Union County | Operating | Combustion turbine | Pipeline Natural Gas | Dry Low NOx Burners<br>Water Injection | 40.6225 | -74.2097 | NJ | Linden Generating Station | 0 | 0 | 0 | Union County | Operating | Combustion turbine | Pipeline Natural Gas | Dry Low NOx Burners<br>Water Injection
NJ | Linden Generating Station | 2406 | 6 |  | 2019 | ARP, CSNOX, CSOSG2, CSSO2G1 | 25.34 | 5 | 1546.7 | 0.0822 | 0.481 | 18638.597 | Union County | Operating | Combustion turbine | Pipeline Natural Gas | Dry Low NOx Burners<br>Water Injection | 40.6225 | -74.2097 | NJ | Linden Generating Station | 0 | 0 | 0 | Union County | Operating | Combustion turbine | Pipeline Natural Gas | Dry Low NOx Burners<br>Water Injection
NJ | Linden Generating Station | 2406 | 7 |  | 2019 | ARP, CSNOX, CSOSG2, CSSO2G1 | 24.87 | 5 | 1335.54 | 0.0831 | 0.49 | 16093.572 | Union County | Operating | Combustion turbine | Pipeline Natural Gas | Dry Low NOx Burners<br>Water Injection | 40.6225 | -74.2097 | NJ | Linden Generating Station | 0 | 0 | 0 | Union County | Operating | Combustion turbine | Pipeline Natural Gas | Dry Low NOx Burners<br>Water Injection
NJ | Linden Generating Station | 2406 | 8 |  | 2019 | ARP, CSNOX, CSOSG2, CSSO2G1 | 33.63 | 5 | 1894.26 | 0.0885 | 0.783 | 24278.616 | Union County | Operating | Combustion turbine | Pipeline Natural Gas | Dry Low NOx Burners<br>Water Injection | 40.6225 | -74.2097 | NJ | Linden Generating Station | 0 | 0 | 0 | Union County | Operating | Combustion turbine | Pipeline Natural Gas | Dry Low NOx Burners<br>Water Injection
NJ | Salem Generating Station | 2410 | 2001 |  | 2019 | CSNOX, CSOSG2, CSSO2G1 | 4 | 5 | 13 | 1.2 | 0.239 | 399 | Salem County | Operating | Combustion turbine | Diesel Oil |  | 39.4625 | -75.5333 | NJ | Salem Generating Station | 2410 | 39.4625 | -75.5333 | Salem County | Operating | Combustion turbine | Diesel Oil
NJ | Sewaren Generating Station | 2411 | 7 |  | 2019 | ARP, CSNOX, CSOSG2, CSSO2G1 | 3578.07 | 5 | 1645900.3 | 0.0066 | 35.041 | 10886878.989 | Middlesex County | Operating | Combined cycle | Pipeline Natural Gas | Dry Low NOx Burners<br>Selective Catalytic Reduction | 40.5564 | -74.2461 | NJ | Sewaren Generating Station | 2411 | 40.5564 | -74.2461 | Middlesex County | Operating | Combined cycle | Pipeline Natural Gas | Dry Low NOx Burners<br>Selective Catalytic Reduction
NJ | Howard M Down | 2434 | U11 |  | 2019 | ARP, CSNOX, CSOSG2, CSSO2G1 | 835.65 | 5 | 49674.67 | 0.0213 | 2.887 | 474171.351 | Cumberland County | Operating | Combustion turbine | Natural Gas | Water Injection<br>Selective Catalytic Reduction | 39.4889 | -75.0347 | NJ | Howard M Down | 2434 | 39.4889 | -75.0347 | Cumberland County | Operating | Combustion turbine | Natural Gas | Water Injection<br>Selective Catalytic Reduction
NY | Danskammer Generating Station | 2480 | 1 |  | 2019 | ARP, CSNOX, CSOSG2, CSSO2G1, RGGI | 22.04 | 5 | 614 | 0.0619 | 0.473 | 10416.701 | Orange County | Operating | Tangentially-fired | Pipeline Natural Gas |  | 41.573 | -73.9646 | NY | Danskammer Generating Station | 2480 | 41.573 | -73.9646 | Orange County | Operating | Tangentially-fired | Pipeline Natural Gas
NY | Danskammer Generating Station | 2480 | 2 |  | 2019 | ARP, CSNOX, CSOSG2, CSSO2G1, RGGI | 21.32 | 5 | 599.2 | 0.0684 | 0.403 | 8139.056 | Orange County | Operating | Tangentially-fired | Pipeline Natural Gas |  | 41.573 | -73.9646 | NY | Danskammer Generating Station | 0 | 0 | 0 | Orange County | Operating | Tangentially-fired | Pipeline Natural Gas
NY | Danskammer Generating Station | 2480 | 3 |  | 2019 | ARP, CSNOX, CSOSG2, CSSO2G1, RGGI | 25.62 | 5 | 1661.48 | 0.0629 | 0.825 | 18242.244 | Orange County | Operating | Tangentially-fired | Pipeline Natural Gas | Low NOx Burner Technology w/ Separated OFA | 41.573 | -73.9646 | NY | Danskammer Generating Station | 0 | 0 | 0 | Orange County | Operating | Tangentially-fired | Pipeline Natural Gas | Low NOx Burner Technology w/ Separated OFA
NY | Danskammer Generating Station | 2480 | 4 |  | 2019 | ARP, CSNOX, CSOSG2, CSSO2G1, RGGI | 24.8 | 5 | 1966.16 | 0.063 | 0.958 | 19737.076 | Orange County | Operating | Tangentially-fired | Pipeline Natural Gas | Low NOx Burner Technology w/ Separated OFA | 41.573 | -73.9646 | NY | Danskammer Generating Station | 0 | 0 | 0 | Orange County | Operating | Tangentially-fired | Pipeline Natural Gas | Low NOx Burner Technology w/ Separated OFA
NY | Arthur Kill | 2490 | 20 | CS0002 | 2019 | ARP, CSNOX, CSOSG2, CSSO2G1, RGGI | 3325.65 | 5 | 428548.2 | 0.0531 | 137.996 | 4558105.517 | Richmond County | Operating | Dry bottom wall-fired boiler | Pipeline Natural Gas |  | 40.5915 | -74.2027 | NY | Arthur Kill | 2490 | 40.5915 | -74.2027 | Richmond County | Operating | Dry bottom wall-fired boiler | Pipeline Natural Gas
NY | Arthur Kill | 2490 | 30 | CS0002 | 2019 | ARP, CSNOX, CSOSG2, CSSO2G1, RGGI | 1019.37 | 5 | 168559.75 | 0.064 | 66.027 | 1843646.821 | Richmond County | Operating | Tangentially-fired | Pipeline Natural Gas |  | 40.5915 | -74.2027 | NY | Arthur Kill | 0 | 0 | 0 | Richmond County | Operating | Tangentially-fired | Pipeline Natural Gas
NY | Arthur Kill | 2490 | CT0001 |  | 2019 | SIPNOX | 27.68 | 5 | 415.2 | 0.323 | 1.051 | 6505.4 | Richmond County | Operating | Combustion turbine | Pipeline Natural Gas |  | 40.5915 | -74.2027 | NY | Arthur Kill | 0 | 0 | 0 | Richmond County | Operating | Combustion turbine | Pipeline Natural Gas
NY | East River | 2493 | 60 |  | 2019 | ARP, CSNOX, CSOSG2, CSSO2G1, MATS, RGGI | 2873.25 | 5 |  | 0.1234 | 194.453 | 3006027.075 | New York County | Operating | Dry bottom wall-fired boiler | Pipeline Natural Gas |  | 40.7281 | -73.9742 | NY | East River | 2493 | 40.7281 | -73.9742 | New York County | Operating | Dry bottom wall-fired boiler | Pipeline Natural Gas
NY | East River | 2493 | 70 |  | 2019 | ARP, CSNOX, CSOSG2, CSSO2G1, MATS, RGGI | 1472 | 5 |  | 0.0974 | 69.171 | 1331345.1 | New York County | Operating | Dry bottom wall-fired boiler | Pipeline Natural Gas |  | 40.7281 | -73.9742 | NY | East River | 0 | 0 | 0 | New York County | Operating | Dry bottom wall-fired boiler | Pipeline Natural Gas
NY | East River | 2493 | 1 |  | 2019 | ARP, CSNOX, CSOSG2, CSSO2G1, RGGI | 3372 | 5 | 484541.75 | 0.008 | 19.868 | 5237163.95 | New York County | Operating | Combined cycle | Pipeline Natural Gas | Ammonia Injection<br>Selective Catalytic Reduction | 40.7281 | -73.9742 | NY | East River | 0 | 0 | 0 | New York County | Operating | Combined cycle | Pipeline Natural Gas | Ammonia Injection<br>Selective Catalytic Reduction
NY | East River | 2493 | 2 |  | 2019 | ARP, CSNOX, CSOSG2, CSSO2G1, RGGI | 3251.75 | 5 | 455246 | 0.009 | 18.865 | 4933658.625 | New York County | Operating | Combined cycle | Pipeline Natural Gas | Ammonia Injection<br>Selective Catalytic Reduction | 40.7281 | -73.9742 | NY | East River | 0 | 0 | 0 | New York County | Operating | Combined cycle | Pipeline Natural Gas | Ammonia Injection<br>Selective Catalytic Reduction
NY | Gowanus Generating Station | 2494 | CT01-1 | CP0001 | 2019 | SIPNOX | 3.7 | 5 | 59.2 | 0.572 | 0.265 | 925.3 | Kings County | Operating | Combustion turbine | Diesel Oil |  | 40.6635 | -74.0051 | NY | Gowanus Generating Station | 2494 | 40.6635 | -74.0051 | Kings County | Operating | Combustion turbine | Diesel Oil
NY | Gowanus Generating Station | 2494 | CT01-2 | CP0001 | 2019 | SIPNOX | 1.8 | 5 | 28.8 | 0.572 | 0.129 | 450.1 | Kings County | Operating | Combustion turbine | Diesel Oil |  | 40.6635 | -74.0051 | NY | Gowanus Generating Station | 0 | 0 | 0 | Kings County | Operating | Combustion turbine | Diesel Oil
NY | Gowanus Generating Station | 2494 | CT01-3 | CP0001 | 2019 | SIPNOX | 2 | 5 | 32 | 0.572 | 0.143 | 500.2 | Kings County | Operating | Combustion turbine | Diesel Oil |  | 40.6635 | -74.0051 | NY | Gowanus Generating Station | 0 | 0 | 0 | Kings County | Operating | Combustion turbine | Diesel Oil
NY | Gowanus Generating Station | 2494 | CT01-4 | CP0001 | 2019 | SIPNOX | 5.2 | 5 | 83.2 | 0.572 | 0.372 | 1300.3 | Kings County | Operating | Combustion turbine | Diesel Oil |  | 40.6635 | -74.0051 | NY | Gowanus Generating Station | 0 | 0 | 0 | Kings County | Operating | Combustion turbine | Diesel Oil
NY | Gowanus Generating Station | 2494 | CT01-5 | CP0001 | 2019 | SIPNOX | 1.9 | 5 | 30.4 | 0.572 | 0.136 | 475.1 | Kings County | Operating | Combustion turbine | Diesel Oil |  | 40.6635 | -74.0051 | NY | Gowanus Generating Station | 0 | 0 | 0 | Kings County | Operating | Combustion turbine | Diesel Oil
NY | Gowanus Generating Station | 2494 | CT01-6 | CP0001 | 2019 | SIPNOX | 1.9 | 5 | 30.4 | 0.572 | 0.136 | 475.1 | Kings County | Operating | Combustion turbine | Diesel Oil |  | 40.6635 | -74.0051 | NY | Gowanus Generating Station | 0 | 0 | 0 | Kings County | Operating | Combustion turbine | Diesel Oil
NY | Gowanus Generating Station | 2494 | CT01-7 | CP0001 | 2019 | SIPNOX | 1.9 | 5 | 30.4 | 0.572 | 0.136 | 475.1 | Kings County | Operating | Combustion turbine | Diesel Oil |  | 40.6635 | -74.0051 | NY | Gowanus Generating Station | 0 | 0 | 0 | Kings County | Operating | Combustion turbine | Diesel Oil
NY | Gowanus Generating Station | 2494 | CT01-8 | CP0001 | 2019 | SIPNOX | 1.8 | 5 | 28.8 | 0.572 | 0.129 | 450.1 | Kings County | Operating | Combustion turbine | Diesel Oil |  | 40.6635 | -74.0051 | NY | Gowanus Generating Station | 0 | 0 | 0 | Kings County | Operating | Combustion turbine | Diesel Oil
NY | Gowanus Generating Station | 2494 | CT02-1 | CP0001 | 2019 | SIPNOX | 26.1 | 5 | 417.6 | 0.3209 | 1.031 | 6422.9 | Kings County | Operating | Combustion turbine | Diesel Oil |  | 40.6635 | -74.0051 | NY | Gowanus Generating Station | 0 | 0 | 0 | Kings County | Operating | Combustion turbine | Diesel Oil
NY | Gowanus Generating Station | 2494 | CT02-2 | CP0001 | 2019 | SIPNOX | 28.8 | 5 | 460.8 | 0.3209 | 1.142 | 7113 | Kings County | Operating | Combustion turbine | Diesel Oil |  | 40.6635 | -74.0051 | NY | Gowanus Generating Station | 0 | 0 | 0 | Kings County | Operating | Combustion turbine | Diesel Oil
NY | Gowanus Generating Station | 2494 | CT02-3 | CP0001 | 2019 | SIPNOX | 12.1 | 5 | 193.6 | 0.321 | 0.48 | 2988.7 | Kings County | Operating | Combustion turbine | Diesel Oil |  | 40.6635 | -74.0051 | NY | Gowanus Generating Station | 0 | 0 | 0 | Kings County | Operating | Combustion turbine | Diesel Oil
NY | Gowanus Generating Station | 2494 | CT02-4 | CP0001 | 2019 | SIPNOX | 26.9 | 5 | 430.4 | 0.321 | 1.074 | 6688.7 | Kings County | Operating | Combustion turbine | Diesel Oil |  | 40.6635 | -74.0051 | NY | Gowanus Generating Station | 0 | 0 | 0 | Kings County | Operating | Combustion turbine | Diesel Oil
NY | Gowanus Generating Station | 2494 | CT02-5 | CP0001 | 2019 | SIPNOX | 13.6 | 5 | 217.6 | 0.321 | 0.532 | 3314.6 | Kings County | Operating | Combustion turbine | Diesel Oil |  | 40.6635 | -74.0051 | NY | Gowanus Generating Station | 0 | 0 | 0 | Kings County | Operating | Combustion turbine | Diesel Oil
NY | Gowanus Generating Station | 2494 | CT02-6 | CP0001 | 2019 | SIPNOX | 27.8 | 5 | 444.8 | 0.3209 | 1.102 | 6866.1 | Kings County | Operating | Combustion turbine | Diesel Oil |  | 40.6635 | -74.0051 | NY | Gowanus Generating Station | 0 | 0 | 0 | Kings County | Operating | Combustion turbine | Diesel Oil
NY | Gowanus Generating Station | 2494 | CT02-7 | CP0001 | 2019 | SIPNOX | 19.8 | 5 | 316.8 | 0.3212 | 0.789 | 4912.9 | Kings County | Operating | Combustion turbine | Diesel Oil |  | 40.6635 | -74.0051 | NY | Gowanus Generating Station | 0 | 0 | 0 | Kings County | Operating | Combustion turbine | Diesel Oil
NY | Gowanus Generating Station | 2494 | CT02-8 | CP0001 | 2019 | SIPNOX | 11.8 | 5 | 188.8 | 0.3209 | 0.467 | 2909.1 | Kings County | Operating | Combustion turbine | Diesel Oil |  | 40.6635 | -74.0051 | NY | Gowanus Generating Station | 0 | 0 | 0 | Kings County | Operating | Combustion turbine | Diesel Oil
NY | Gowanus Generating Station | 2494 | CT03-1 | CP0001 | 2019 | SIPNOX | 26.5 | 5 | 397.5 | 0.321 | 0.997 | 6211.5 | Kings County | Operating | Combustion turbine | Diesel Oil |  | 40.6635 | -74.0051 | NY | Gowanus Generating Station | 0 | 0 | 0 | Kings County | Operating | Combustion turbine | Diesel Oil
NY | Gowanus Generating Station | 2494 | CT03-2 | CP0001 | 2019 | SIPNOX | 14.2 | 5 | 213 | 0.3211 | 0.529 | 3296.6 | Kings County | Operating | Combustion turbine | Diesel Oil |  | 40.6635 | -74.0051 | NY | Gowanus Generating Station | 0 | 0 | 0 | Kings County | Operating | Combustion turbine | Diesel Oil
NY | Gowanus Generating Station | 2494 | CT03-3 | CP0001 | 2019 | SIPNOX | 8.8 | 5 | 132 | 0.3211 | 0.326 | 2029.5 | Kings County | Operating | Combustion turbine | Diesel Oil |  | 40.6635 | -74.0051 | NY | Gowanus Generating Station | 0 | 0 | 0 | Kings County | Operating | Combustion turbine | Diesel Oil
NY | Gowanus Generating Station | 2494 | CT03-4 | CP0001 | 2019 | SIPNOX | 6.7 | 5 | 100.5 | 0.3211 | 0.247 | 1538.5 | Kings County | Operating | Combustion turbine | Diesel Oil |  | 40.6635 | -74.0051 | NY | Gowanus Generating Station | 0 | 0 | 0 | Kings County | Operating | Combustion turbine | Diesel Oil
NY | Gowanus Generating Station | 2494 | CT03-5 | CP0001 | 2019 | SIPNOX | 25.7 | 5 | 385.5 | 0.3211 | 0.95 | 5917.2 | Kings County | Operating | Combustion turbine | Diesel Oil |  | 40.6635 | -74.0051 | NY | Gowanus Generating Station | 0 | 0 | 0 | Kings County | Operating | Combustion turbine | Diesel Oil
NY | Gowanus Generating Station | 2494 | CT03-6 | CP0001 | 2019 | SIPNOX | 11.4 | 5 | 171 | 0.3211 | 0.421 | 2621 | Kings County | Operating | Combustion turbine | Diesel Oil |  | 40.6635 | -74.0051 | NY | Gowanus Generating Station | 0 | 0 | 0 | Kings County | Operating | Combustion turbine | Diesel Oil
NY | Gowanus Generating Station | 2494 | CT03-7 | CP0001 | 2019 | SIPNOX | 14.4 | 5 | 216 | 0.3211 | 0.537 | 3343.4 | Kings County | Operating | Combustion turbine | Diesel Oil |  | 40.6635 | -74.0051 | NY | Gowanus Generating Station | 0 | 0 | 0 | Kings County | Operating | Combustion turbine | Diesel Oil
NY | Gowanus Generating Station | 2494 | CT03-8 | CP0001 | 2019 | SIPNOX | 11.2 | 5 | 168 | 0.3211 | 0.416 | 2592 | Kings County | Operating | Combustion turbine | Diesel Oil |  | 40.6635 | -74.0051 | NY | Gowanus Generating Station | 0 | 0 | 0 | Kings County | Operating | Combustion turbine | Diesel Oil
NY | Gowanus Generating Station | 2494 | CT04-1 | CP0001 | 2019 | SIPNOX | 5.4 | 5 | 81 | 0.6903 | 0.437 | 1266 | Kings County | Operating | Combustion turbine | Diesel Oil |  | 40.6635 | -74.0051 | NY | Gowanus Generating Station | 0 | 0 | 0 | Kings County | Operating | Combustion turbine | Diesel Oil
NY | Gowanus Generating Station | 2494 | CT04-2 | CP0001 | 2019 | SIPNOX | 3.8 | 5 | 57 | 0.6903 | 0.307 | 890.8 | Kings County | Operating | Combustion turbine | Diesel Oil |  | 40.6635 | -74.0051 | NY | Gowanus Generating Station | 0 | 0 | 0 | Kings County | Operating | Combustion turbine | Diesel Oil
NY | Gowanus Generating Station | 2494 | CT04-3 | CP0001 | 2019 | SIPNOX | 2.1 | 5 | 31.5 | 0.69 | 0.17 | 492.2 | Kings County | Operating | Combustion turbine | Diesel Oil |  | 40.6635 | -74.0051 | NY | Gowanus Generating Station | 0 | 0 | 0 | Kings County | Operating | Combustion turbine | Diesel Oil
NY | Gowanus Generating Station | 2494 | CT04-4 | CP0001 | 2019 | SIPNOX | 3 | 5 | 45 | 0.6904 | 0.243 | 703.3 | Kings County | Operating | Combustion turbine | Diesel Oil |  | 40.6635 | -74.0051 | NY | Gowanus Generating Station | 0 | 0 | 0 | Kings County | Operating | Combustion turbine | Diesel Oil
NY | Gowanus Generating Station | 2494 | CT04-5 | CP0001 | 2019 | SIPNOX | 3.9 | 5 | 58.5 | 0.6902 | 0.315 | 914.2 | Kings County | Operating | Combustion turbine | Diesel Oil |  | 40.6635 | -74.0051 | NY | Gowanus Generating Station | 0 | 0 | 0 | Kings County | Operating | Combustion turbine | Diesel Oil
NY | Gowanus Generating Station | 2494 | CT04-6 | CP0001 | 2019 | SIPNOX | 3.5 | 5 | 52.5 | 0.6903 | 0.283 | 820.5 | Kings County | Operating | Combustion turbine | Diesel Oil |  | 40.6635 | -74.0051 | NY | Gowanus Generating Station | 0 | 0 | 0 | Kings County | Operating | Combustion turbine | Diesel Oil
NY | Gowanus Generating Station | 2494 | CT04-7 | CP0001 | 2019 | SIPNOX | 2.4 | 5 | 36 | 0.6896 | 0.194 | 562.5 | Kings County | Operating | Combustion turbine | Diesel Oil |  | 40.6635 | -74.0051 | NY | Gowanus Generating Station | 0 | 0 | 0 | Kings County | Operating | Combustion turbine | Diesel Oil
NY | Gowanus Generating Station | 2494 | CT04-8 | CP0001 | 2019 | SIPNOX | 0.6 | 5 | 9 | 0.69 | 0.049 | 140.6 | Kings County | Operating | Combustion turbine | Diesel Oil |  | 40.6635 | -74.0051 | NY | Gowanus Generating Station | 0 | 0 | 0 | Kings County | Operating | Combustion turbine | Diesel Oil
NY | Hudson Avenue | 2496 | CT0003 |  | 2019 | SIPNOX | 5 | 5 | 70 | 1.5 | 0.881 | 1175 | Kings County | Operating | Combustion turbine | Other Oil |  | 40.7052 | -73.9807 | NY | Hudson Avenue | 2496 | 40.7052 | -73.9807 | Kings County | Operating | Combustion turbine | Other Oil
NY | Hudson Avenue | 2496 | CT0004 |  | 2019 | SIPNOX | 0 | 5 |  |  |  |  | Kings County | Operating | Combustion turbine | Other Oil |  | 40.7052 | -73.9807 | NY | Hudson Avenue | 0 | 0 | 0 | Kings County | Operating | Combustion turbine | Other Oil
NY | Hudson Avenue | 2496 | CT0005 |  | 2019 | SIPNOX | 40 | 5 | 560 | 1.5 | 7.05 | 9400 | Kings County | Operating | Combustion turbine | Other Oil |  | 40.7052 | -73.9807 | NY | Hudson Avenue | 0 | 0 | 0 | Kings County | Operating | Combustion turbine | Other Oil
NY | Narrows Generating Station | 2499 | CT01-1 | CP0001 | 2019 | SIPNOX | 121.4 | 5 | 2063.8 | 0.335 | 5.446 | 32517.3 | Kings County | Operating | Combustion turbine | Pipeline Natural Gas |  | 40.6486 | -74.0209 | NY | Narrows Generating Station | 2499 | 40.6486 | -74.0209 | Kings County | Operating | Combustion turbine | Pipeline Natural Gas
NY | Narrows Generating Station | 2499 | CT01-2 | CP0001 | 2019 | SIPNOX | 85.1 | 5 | 1446.7 | 0.3351 | 3.817 | 22789.1 | Kings County | Operating | Combustion turbine | Pipeline Natural Gas |  | 40.6486 | -74.0209 | NY | Narrows Generating Station | 0 | 0 | 0 | Kings County | Operating | Combustion turbine | Pipeline Natural Gas
NY | Narrows Generating Station | 2499 | CT01-3 | CP0001 | 2019 | SIPNOX | 197.8 | 5 | 3362.6 | 0.335 | 8.865 | 52933.3 | Kings County | Operating | Combustion turbine | Pipeline Natural Gas |  | 40.6486 | -74.0209 | NY | Narrows Generating Station | 0 | 0 | 0 | Kings County | Operating | Combustion turbine | Pipeline Natural Gas
NY | Narrows Generating Station | 2499 | CT01-4 | CP0001 | 2019 | SIPNOX | 112.3 | 5 | 1909.1 | 0.335 | 5.034 | 30059.8 | Kings County | Operating | Combustion turbine | Pipeline Natural Gas |  | 40.6486 | -74.0209 | NY | Narrows Generating Station | 0 | 0 | 0 | Kings County | Operating | Combustion turbine | Pipeline Natural Gas
NY | Narrows Generating Station | 2499 | CT01-5 | CP0001 | 2019 | SIPNOX | 183.9 | 5 | 3126.3 | 0.335 | 8.242 | 49214.6 | Kings County | Operating | Combustion turbine | Pipeline Natural Gas |  | 40.6486 | -74.0209 | NY | Narrows Generating Station | 0 | 0 | 0 | Kings County | Operating | Combustion turbine | Pipeline Natural Gas
NY | Narrows Generating Station | 2499 | CT01-6 | CP0001 | 2019 | SIPNOX | 149.7 | 5 | 2544.9 | 0.335 | 6.711 | 40068.2 | Kings County | Operating | Combustion turbine | Pipeline Natural Gas |  | 40.6486 | -74.0209 | NY | Narrows Generating Station | 0 | 0 | 0 | Kings County | Operating | Combustion turbine | Pipeline Natural Gas
NY | Narrows Generating Station | 2499 | CT01-7 | CP0001 | 2019 | SIPNOX | 135 | 5 | 2295 | 0.335 | 6.052 | 36138.9 | Kings County | Operating | Combustion turbine | Pipeline Natural Gas |  | 40.6486 | -74.0209 | NY | Narrows Generating Station | 0 | 0 | 0 | Kings County | Operating | Combustion turbine | Pipeline Natural Gas
NY | Narrows Generating Station | 2499 | CT01-8 | CP0001 | 2019 | SIPNOX | 95.7 | 5 | 1626.9 | 0.3351 | 4.293 | 25633.7 | Kings County | Operating | Combustion turbine | Pipeline Natural Gas |  | 40.6486 | -74.0209 | NY | Narrows Generating Station | 0 | 0 | 0 | Kings County | Operating | Combustion turbine | Pipeline Natural Gas
NY | Narrows Generating Station | 2499 | CT02-1 | CP0001 | 2019 | SIPNOX | 147.9 | 5 | 2514.3 | 0.335 | 6.63 | 39587.2 | Kings County | Operating | Combustion turbine | Pipeline Natural Gas |  | 40.6486 | -74.0209 | NY | Narrows Generating Station | 0 | 0 | 0 | Kings County | Operating | Combustion turbine | Pipeline Natural Gas
NY | Narrows Generating Station | 2499 | CT02-2 | CP0001 | 2019 | SIPNOX | 103.3 | 5 | 1756.1 | 0.335 | 4.631 | 27652.7 | Kings County | Operating | Combustion turbine | Pipeline Natural Gas |  | 40.6486 | -74.0209 | NY | Narrows Generating Station | 0 | 0 | 0 | Kings County | Operating | Combustion turbine | Pipeline Natural Gas
NY | Narrows Generating Station | 2499 | CT02-3 | CP0001 | 2019 | SIPNOX | 196.8 | 5 | 3345.6 | 0.335 | 8.821 | 52668.6 | Kings County | Operating | Combustion turbine | Pipeline Natural Gas |  | 40.6486 | -74.0209 | NY | Narrows Generating Station | 0 | 0 | 0 | Kings County | Operating | Combustion turbine | Pipeline Natural Gas
NY | Narrows Generating Station | 2499 | CT02-4 | CP0001 | 2019 | SIPNOX | 174.4 | 5 | 2964.8 | 0.335 | 7.819 | 46688 | Kings County | Operating | Combustion turbine | Pipeline Natural Gas |  | 40.6486 | -74.0209 | NY | Narrows Generating Station | 0 | 0 | 0 | Kings County | Operating | Combustion turbine | Pipeline Natural Gas
NY | Narrows Generating Station | 2499 | CT02-5 | CP0001 | 2019 | SIPNOX | 91.9 | 5 | 1562.3 | 0.335 | 4.121 | 24603.3 | Kings County | Operating | Combustion turbine | Pipeline Natural Gas |  | 40.6486 | -74.0209 | NY | Narrows Generating Station | 0 | 0 | 0 | Kings County | Operating | Combustion turbine | Pipeline Natural Gas
NY | Narrows Generating Station | 2499 | CT02-6 | CP0001 | 2019 | SIPNOX | 87.2 | 5 | 1482.4 | 0.335 | 3.91 | 23345.1 | Kings County | Operating | Combustion turbine | Pipeline Natural Gas |  | 40.6486 | -74.0209 | NY | Narrows Generating Station | 0 | 0 | 0 | Kings County | Operating | Combustion turbine | Pipeline Natural Gas
NY | Narrows Generating Station | 2499 | CT02-7 | CP0001 | 2019 | SIPNOX | 206.1 | 5 | 3503.7 | 0.335 | 9.238 | 55161.8 | Kings County | Operating | Combustion turbine | Pipeline Natural Gas |  | 40.6486 | -74.0209 | NY | Narrows Generating Station | 0 | 0 | 0 | Kings County | Operating | Combustion turbine | Pipeline Natural Gas
NY | Narrows Generating Station | 2499 | CT02-8 | CP0001 | 2019 | SIPNOX | 141.6 | 5 | 2407.2 | 0.3351 | 6.351 | 37924.2 | Kings County | Operating | Combustion turbine | Pipeline Natural Gas |  | 40.6486 | -74.0209 | NY | Narrows Generating Station | 0 | 0 | 0 | Kings County | Operating | Combustion turbine | Pipeline Natural Gas
NY | Ravenswood Generating Station | 2500 | 30 |  | 2019 | ARP, CSNOX, CSOSG2, CSSO2G1, MATS, RGGI | 348.33 | 5 | 80553.37 | 0.056 | 32.857 | 941933.05 | Queens County | Operating | Tangentially-fired | Pipeline Natural Gas |  | 40.7585 | -73.9451 | NY | Ravenswood Generating Station | 2500 | 40.7585 | -73.9451 | Queens County | Operating | Tangentially-fired | Pipeline Natural Gas
NY | Ravenswood Generating Station | 2500 | 10 |  | 2019 | ARP, CSNOX, CSOSG2, CSSO2G1, RGGI | 1356.28 | 5 | 194833.16 | 0.0611 | 61.802 | 2060751.961 | Queens County | Operating | Tangentially-fired | Pipeline Natural Gas | Overfire Air | 40.7585 | -73.9451 | NY | Ravenswood Generating Station | 0 | 0 | 0 | Queens County | Operating | Tangentially-fired | Pipeline Natural Gas | Overfire Air
NY | Ravenswood Generating Station | 2500 | UCC001 |  | 2019 | ARP, CSNOX, CSOSG2, CSSO2G1, RGGI | 3500.9 | 5 | 793475.8 | 0.0075 | 20.033 | 5851039.755 | Queens County | Operating | Combined cycle | Pipeline Natural Gas | Dry Low NOx Burners<br>Ammonia Injection | 40.7585 | -73.9451 | NY | Ravenswood Generating Station | 0 | 0 | 0 | Queens County | Operating | Combined cycle | Pipeline Natural Gas | Dry Low NOx Burners<br>Ammonia Injection
NY | Ravenswood Generating Station | 2500 | CT02-1 |  | 2019 | CSNOX, CSOSG2, CSSO2G1, RGGI | 0 | 5 |  |  |  |  | Queens County | Operating | Combustion turbine | Pipeline Natural Gas |  | 40.7585 | -73.9451 | NY | Ravenswood Generating Station | 0 | 0 | 0 | Queens County | Operating | Combustion turbine | Pipeline Natural Gas
NY | Ravenswood Generating Station | 2500 | CT02-2 |  | 2019 | CSNOX, CSOSG2, CSSO2G1, RGGI | 0 | 5 |  |  |  |  | Queens County | Operating | Combustion turbine | Pipeline Natural Gas |  | 40.7585 | -73.9451 | NY | Ravenswood Generating Station | 0 | 0 | 0 | Queens County | Operating | Combustion turbine | Pipeline Natural Gas
NY | Ravenswood Generating Station | 2500 | CT02-3 |  | 2019 | CSNOX, CSOSG2, CSSO2G1, RGGI | 0 | 5 |  |  |  |  | Queens County | Operating | Combustion turbine | Pipeline Natural Gas |  | 40.7585 | -73.9451 | NY | Ravenswood Generating Station | 0 | 0 | 0 | Queens County | Operating | Combustion turbine | Pipeline Natural Gas
NY | Ravenswood Generating Station | 2500 | CT02-4 |  | 2019 | CSNOX, CSOSG2, CSSO2G1, RGGI | 0 | 5 |  |  |  |  | Queens County | Operating | Combustion turbine | Pipeline Natural Gas |  | 40.7585 | -73.9451 | NY | Ravenswood Generating Station | 0 | 0 | 0 | Queens County | Operating | Combustion turbine | Pipeline Natural Gas
NY | Ravenswood Generating Station | 2500 | CT03-1 |  | 2019 | CSNOX, CSOSG2, CSSO2G1, RGGI | 0 | 5 |  |  |  |  | Queens County | Operating | Combustion turbine | Pipeline Natural Gas |  | 40.7585 | -73.9451 | NY | Ravenswood Generating Station | 0 | 0 | 0 | Queens County | Operating | Combustion turbine | Pipeline Natural Gas
NY | Ravenswood Generating Station | 2500 | CT03-2 |  | 2019 | CSNOX, CSOSG2, CSSO2G1, RGGI | 0 | 5 |  |  |  |  | Queens County | Operating | Combustion turbine | Pipeline Natural Gas |  | 40.7585 | -73.9451 | NY | Ravenswood Generating Station | 0 | 0 | 0 | Queens County | Operating | Combustion turbine | Pipeline Natural Gas
NY | Ravenswood Generating Station | 2500 | CT03-3 |  | 2019 | CSNOX, CSOSG2, CSSO2G1, RGGI | 0 | 5 |  |  |  |  | Queens County | Operating | Combustion turbine | Pipeline Natural Gas |  | 40.7585 | -73.9451 | NY | Ravenswood Generating Station | 0 | 0 | 0 | Queens County | Operating | Combustion turbine | Pipeline Natural Gas
NY | Ravenswood Generating Station | 2500 | CT03-4 |  | 2019 | CSNOX, CSOSG2, CSSO2G1, RGGI | 0 | 5 |  |  |  |  | Queens County | Operating | Combustion turbine | Pipeline Natural Gas |  | 40.7585 | -73.9451 | NY | Ravenswood Generating Station | 0 | 0 | 0 | Queens County | Operating | Combustion turbine | Pipeline Natural Gas
NY | Ravenswood Generating Station | 2500 | CT0001 |  | 2019 | SIPNOX | 9 | 5 | 28 | 0.7 | 1.018 | 2909 | Queens County | Operating | Combustion turbine | Pipeline Natural Gas |  | 40.7585 | -73.9451 | NY | Ravenswood Generating Station | 0 | 0 | 0 | Queens County | Operating | Combustion turbine | Pipeline Natural Gas
NY | Ravenswood Generating Station | 2500 | CT0004 |  | 2019 | SIPNOX | 0 | 5 |  |  |  |  | Queens County | Operating | Combustion turbine | Pipeline Natural Gas |  | 40.7585 | -73.9451 | NY | Ravenswood Generating Station | 0 | 0 | 0 | Queens County | Operating | Combustion turbine | Pipeline Natural Gas
NY | Ravenswood Generating Station | 2500 | CT0005 |  | 2019 | SIPNOX | 0 | 5 |  |  |  |  | Queens County | Operating | Combustion turbine | Pipeline Natural Gas |  | 40.7585 | -73.9451 | NY | Ravenswood Generating Station | 0 | 0 | 0 | Queens County | Operating | Combustion turbine | Pipeline Natural Gas
NY | Ravenswood Generating Station | 2500 | CT0006 |  | 2019 | SIPNOX | 0 | 5 |  |  |  |  | Queens County | Operating | Combustion turbine | Pipeline Natural Gas |  | 40.7585 | -73.9451 | NY | Ravenswood Generating Station | 0 | 0 | 0 | Queens County | Operating | Combustion turbine | Pipeline Natural Gas
NY | Ravenswood Generating Station | 2500 | CT0007 |  | 2019 | SIPNOX | 0 | 5 |  |  |  |  | Queens County | Operating | Combustion turbine | Pipeline Natural Gas |  | 40.7585 | -73.9451 | NY | Ravenswood Generating Station | 0 | 0 | 0 | Queens County | Operating | Combustion turbine | Pipeline Natural Gas
NY | Ravenswood Generating Station | 2500 | CT0008 |  | 2019 | SIPNOX | 0 | 5 |  |  |  |  | Queens County | Operating | Combustion turbine | Pipeline Natural Gas |  | 40.7585 | -73.9451 | NY | Ravenswood Generating Station | 0 | 0 | 0 | Queens County | Operating | Combustion turbine | Pipeline Natural Gas
NY | Ravenswood Generating Station | 2500 | CT0009 |  | 2019 | SIPNOX | 0 | 5 |  |  |  |  | Queens County | Operating | Combustion turbine | Pipeline Natural Gas |  | 40.7585 | -73.9451 | NY | Ravenswood Generating Station | 0 | 0 | 0 | Queens County | Operating | Combustion turbine | Pipeline Natural Gas
NY | Ravenswood Generating Station | 2500 | CT0010 |  | 2019 | SIPNOX | 55 | 5 | 843 | 0.43 | 2.171 | 10097.5 | Queens County | Operating | Combustion turbine | Pipeline Natural Gas |  | 40.7585 | -73.9451 | NY | Ravenswood Generating Station | 0 | 0 | 0 | Queens County | Operating | Combustion turbine | Pipeline Natural Gas
NY | Ravenswood Generating Station | 2500 | CT0011 |  | 2019 | SIPNOX | 68 | 5 | 984 | 0.43 | 2.364 | 10996 | Queens County | Operating | Combustion turbine | Pipeline Natural Gas |  | 40.7585 | -73.9451 | NY | Ravenswood Generating Station | 0 | 0 | 0 | Queens County | Operating | Combustion turbine | Pipeline Natural Gas
NY | Ravenswood Generating Station | 2500 | 20 |  | 2019 | ARP, CSNOX, CSOSG2, CSSO2G1, MATS, RGGI | 1712.57 | 5 | 246908.65 | 0.0622 | 77.536 | 2616941.062 | Queens County | Operating | Tangentially-fired | Residual Oil | Overfire Air | 40.7585 | -73.9451 | NY | Ravenswood Generating Station | 0 | 0 | 0 | Queens County | Operating | Tangentially-fired | Residual Oil | Overfire Air
NY | 59th Street | 2503 | CT0001 |  | 2019 | SIPNOX | 4 | 5 | 56 | 1.5 | 0.66 | 880 | New York County | Operating | Combustion turbine | Other Oil |  | 40.7711 | -73.9911 | NY | 59th Street | 2503 | 40.7711 | -73.9911 | New York County | Operating | Combustion turbine | Other Oil
NY | 59th Street | 2503 | BLR114 | CS0001 | 2019 | SIPNOX | 362.5 | 5 |  | 0.0661 | 4.146 | 115119.7 | New York County | Operating | Tangentially-fired | Pipeline Natural Gas | Combustion Modification/Fuel Reburning | 40.7711 | -73.9911 | NY | 59th Street | 0 | 0 | 0 | New York County | Operating | Tangentially-fired | Pipeline Natural Gas | Combustion Modification/Fuel Reburning
NY | 59th Street | 2503 | BLR115 | CS0001 | 2019 | SIPNOX | 221.25 | 5 |  | 0.079 | 3.759 | 79210.375 | New York County | Operating | Tangentially-fired | Pipeline Natural Gas | Combustion Modification/Fuel Reburning | 40.7711 | -73.9911 | NY | 59th Street | 0 | 0 | 0 | New York County | Operating | Tangentially-fired | Pipeline Natural Gas | Combustion Modification/Fuel Reburning
NY | 59th Street | 2503 | BLR116 | CS0001 | 2019 | SIPNOX | 669 | 5 |  | 0.0609 | 2.124 | 64086.675 | New York County | Operating | Dry bottom wall-fired boiler | Residual Oil | Combustion Modification/Fuel Reburning | 40.7711 | -73.9911 | NY | 59th Street | 0 | 0 | 0 | New York County | Operating | Dry bottom wall-fired boiler | Residual Oil | Combustion Modification/Fuel Reburning
NY | 59th Street | 2503 | BLR117 | CS0001 | 2019 | SIPNOX | 717.75 | 5 |  | 0.0606 | 2.277 | 69330.6 | New York County | Operating | Dry bottom wall-fired boiler | Residual Oil | Combustion Modification/Fuel Reburning | 40.7711 | -73.9911 | NY | 59th Street | 0 | 0 | 0 | New York County | Operating | Dry bottom wall-fired boiler | Residual Oil | Combustion Modification/Fuel Reburning
NY | 59th Street | 2503 | BLR118 | CS0001 | 2019 | SIPNOX | 678 | 5 |  | 0.0624 | 2.182 | 65139.225 | New York County | Operating | Dry bottom wall-fired boiler | Residual Oil | Combustion Modification/Fuel Reburning | 40.7711 | -73.9911 | NY | 59th Street | 0 | 0 | 0 | New York County | Operating | Dry bottom wall-fired boiler | Residual Oil | Combustion Modification/Fuel Reburning
NY | 74th Street | 2504 | CT0001 |  | 2019 | SIPNOX | 9 | 5 | 126 | 1.5 | 1.505 | 2007 | New York County | Operating | Combustion turbine | Other Oil |  | 40.768 | -73.9515 | NY | 74th Street | 2504 | 40.768 | -73.9515 | New York County | Operating | Combustion turbine | Other Oil
NY | 74th Street | 2504 | CT0002 |  | 2019 | SIPNOX | 20 | 5 | 280 | 1.5 | 3.345 | 4460 | New York County | Operating | Combustion turbine | Other Oil |  | 40.768 | -73.9515 | NY | 74th Street | 0 | 0 | 0 | New York County | Operating | Combustion turbine | Other Oil
NY | 74th Street | 2504 | 120 | CS0002 | 2019 | ARP, SIPNOX | 352.75 | 5 |  | 0.0702 | 3.467 | 95332.5 | New York County | Operating | Tangentially-fired | Pipeline Natural Gas |  | 40.768 | -73.9515 | NY | 74th Street | 0 | 0 | 0 | New York County | Operating | Tangentially-fired | Pipeline Natural Gas
NY | 74th Street | 2504 | 121 | CS0002 | 2019 | ARP, SIPNOX | 114 | 5 |  | 0.0891 | 1.572 | 34611 | New York County | Operating | Tangentially-fired | Pipeline Natural Gas |  | 40.768 | -73.9515 | NY | 74th Street | 0 | 0 | 0 | New York County | Operating | Tangentially-fired | Pipeline Natural Gas
NY | 74th Street | 2504 | 122 | CS0002 | 2019 | ARP, SIPNOX | 23.75 | 5 |  | 0.036 | 0.121 | 6926.475 | New York County | Operating | Tangentially-fired | Pipeline Natural Gas |  | 40.768 | -73.9515 | NY | 74th Street | 0 | 0 | 0 | New York County | Operating | Tangentially-fired | Pipeline Natural Gas
NY | E F Barrett | 2511 | 10 |  | 2019 | ARP, CSNOX, CSOSG2, CSSO2G1, RGGI | 3164 | 5 | 395527.5 | 0.0768 | 168.941 | 4233412.225 | Nassau County | Operating | Tangentially-fired | Pipeline Natural Gas |  | 40.6169 | -73.6486 | NY | E F Barrett | 2511 | 40.6169 | -73.6486 | Nassau County | Operating | Tangentially-fired | Pipeline Natural Gas
NY | E F Barrett | 2511 | 20 |  | 2019 | ARP, CSNOX, CSOSG2, CSSO2G1, RGGI | 2634 | 5 | 312137.5 | 0.0452 | 76.729 | 3248776.55 | Nassau County | Operating | Tangentially-fired | Pipeline Natural Gas | Overfire Air | 40.6169 | -73.6486 | NY | E F Barrett | 0 | 0 | 0 | Nassau County | Operating | Tangentially-fired | Pipeline Natural Gas | Overfire Air
NY | E F Barrett | 2511 | U00012 | CP001 | 2019 | CSNOX, CSOSG2, CSSO2G1, RGGI | 376 | 5 | 4143 | 0.4132 | 14.26 | 69054.8 | Nassau County | Operating | Combustion turbine | Pipeline Natural Gas |  | 40.6169 | -73.6486 | NY | E F Barrett | 0 | 0 | 0 | Nassau County | Operating | Combustion turbine | Pipeline Natural Gas
NY | E F Barrett | 2511 | U00013 | CP001 | 2019 | CSNOX, CSOSG2, CSSO2G1, RGGI | 376 | 5 | 4143 | 0.4132 | 14.26 | 69054.8 | Nassau County | Operating | Combustion turbine | Pipeline Natural Gas |  | 40.6169 | -73.6486 | NY | E F Barrett | 0 | 0 | 0 | Nassau County | Operating | Combustion turbine | Pipeline Natural Gas
NY | E F Barrett | 2511 | U00014 | CP001 | 2019 | CSNOX, CSOSG2, CSSO2G1, RGGI | 285 | 5 | 3519 | 0.4131 | 12.156 | 58869.8 | Nassau County | Operating | Combustion turbine | Pipeline Natural Gas |  | 40.6169 | -73.6486 | NY | E F Barrett | 0 | 0 | 0 | Nassau County | Operating | Combustion turbine | Pipeline Natural Gas
NY | E F Barrett | 2511 | U00015 | CP001 | 2019 | CSNOX, CSOSG2, CSSO2G1, RGGI | 285 | 5 | 3519 | 0.4131 | 12.156 | 58869.8 | Nassau County | Operating | Combustion turbine | Pipeline Natural Gas |  | 40.6169 | -73.6486 | NY | E F Barrett | 0 | 0 | 0 | Nassau County | Operating | Combustion turbine | Pipeline Natural Gas
NY | E F Barrett | 2511 | U00016 | CP001 | 2019 | CSNOX, CSOSG2, CSSO2G1, RGGI | 647 | 5 | 6909 | 0.415 | 23.818 | 114828.8 | Nassau County | Operating | Combustion turbine | Pipeline Natural Gas |  | 40.6169 | -73.6486 | NY | E F Barrett | 0 | 0 | 0 | Nassau County | Operating | Combustion turbine | Pipeline Natural Gas
NY | E F Barrett | 2511 | U00017 | CP001 | 2019 | CSNOX, CSOSG2, CSSO2G1, RGGI | 647 | 5 | 6909 | 0.415 | 23.818 | 114828.8 | Nassau County | Operating | Combustion turbine | Pipeline Natural Gas |  | 40.6169 | -73.6486 | NY | E F Barrett | 0 | 0 | 0 | Nassau County | Operating | Combustion turbine | Pipeline Natural Gas
NY | E F Barrett | 2511 | U00018 | CP001 | 2019 | CSNOX, CSOSG2, CSSO2G1, RGGI | 381 | 5 | 4209 | 0.4162 | 14.553 | 69764.3 | Nassau County | Operating | Combustion turbine | Pipeline Natural Gas |  | 40.6169 | -73.6486 | NY | E F Barrett | 0 | 0 | 0 | Nassau County | Operating | Combustion turbine | Pipeline Natural Gas
NY | E F Barrett | 2511 | U00019 | CP001 | 2019 | CSNOX, CSOSG2, CSSO2G1, RGGI | 381 | 5 | 4209 | 0.4162 | 14.553 | 69764.3 | Nassau County | Operating | Combustion turbine | Pipeline Natural Gas |  | 40.6169 | -73.6486 | NY | E F Barrett | 0 | 0 | 0 | Nassau County | Operating | Combustion turbine | Pipeline Natural Gas
NY | E F Barrett | 2511 | U00004 | CP001 | 2019 | SIPNOX | 311 | 5 | 2695 | 0.286 | 6.464 | 45200.3 | Nassau County | Operating | Combustion turbine | Pipeline Natural Gas |  | 40.6169 | -73.6486 | NY | E F Barrett | 0 | 0 | 0 | Nassau County | Operating | Combustion turbine | Pipeline Natural Gas
NY | E F Barrett | 2511 | U00005 | CP001 | 2019 | SIPNOX | 235 | 5 | 1905 | 0.2857 | 4.534 | 31708.7 | Nassau County | Operating | Combustion turbine | Pipeline Natural Gas |  | 40.6169 | -73.6486 | NY | E F Barrett | 0 | 0 | 0 | Nassau County | Operating | Combustion turbine | Pipeline Natural Gas
NY | E F Barrett | 2511 | U00006 | CP001 | 2019 | SIPNOX | 273 | 5 | 2143 | 0.2858 | 5.108 | 35722.2 | Nassau County | Operating | Combustion turbine | Pipeline Natural Gas |  | 40.6169 | -73.6486 | NY | E F Barrett | 0 | 0 | 0 | Nassau County | Operating | Combustion turbine | Pipeline Natural Gas
NY | E F Barrett | 2511 | U00007 | CP001 | 2019 | SIPNOX | 325 | 5 | 2859 | 0.2859 | 6.838 | 47815.2 | Nassau County | Operating | Combustion turbine | Pipeline Natural Gas |  | 40.6169 | -73.6486 | NY | E F Barrett | 0 | 0 | 0 | Nassau County | Operating | Combustion turbine | Pipeline Natural Gas
NY | E F Barrett | 2511 | U00008 | CP001 | 2019 | SIPNOX | 234 | 5 | 2089 | 0.2874 | 5.026 | 34961.7 | Nassau County | Operating | Combustion turbine | Pipeline Natural Gas |  | 40.6169 | -73.6486 | NY | E F Barrett | 0 | 0 | 0 | Nassau County | Operating | Combustion turbine | Pipeline Natural Gas
NY | E F Barrett | 2511 | U00009 | CP001 | 2019 | SIPNOX | 258 | 5 | 1996 | 0.2887 | 4.817 | 33430 | Nassau County | Operating | Combustion turbine | Pipeline Natural Gas |  | 40.6169 | -73.6486 | NY | E F Barrett | 0 | 0 | 0 | Nassau County | Operating | Combustion turbine | Pipeline Natural Gas
NY | E F Barrett | 2511 | U00010 | CP001 | 2019 | SIPNOX | 0 | 5 |  |  |  |  | Nassau County | Operating | Combustion turbine | Pipeline Natural Gas |  | 40.6169 | -73.6486 | NY | E F Barrett | 0 | 0 | 0 | Nassau County | Operating | Combustion turbine | Pipeline Natural Gas
NY | E F Barrett | 2511 | U00011 | CP001 | 2019 | SIPNOX | 209 | 5 | 1657 | 0.2859 | 3.977 | 27811.7 | Nassau County | Operating | Combustion turbine | Pipeline Natural Gas |  | 40.6169 | -73.6486 | NY | E F Barrett | 0 | 0 | 0 | Nassau County | Operating | Combustion turbine | Pipeline Natural Gas
NY | East Hampton Facility | 2512 | UGT001 |  | 2019 | SIPNOX | 708.49 | 5 | 10727.05 | 0.4655 | 38.846 | 157837.485 | Suffolk County | Operating | Combustion turbine | Diesel Oil |  | 40.9619 | -72.2095 | NY | East Hampton Facility | 2512 | 40.9619 | -72.2095 | Suffolk County | Operating | Combustion turbine | Diesel Oil
NY | Glenwood | 2514 | U00020 | CP001 | 2019 | CSNOX, CSOSG2, CSSO2G1, RGGI | 10 | 5 | 300 | 0.577 | 1.2 | 4159.3 | Nassau County | Operating | Combustion turbine | Diesel Oil |  | 40.8269 | -73.6479 | NY | Glenwood | 2514 | 40.8269 | -73.6479 | Nassau County | Operating | Combustion turbine | Diesel Oil
NY | Glenwood | 2514 | U00021 | CP001 | 2019 | CSNOX, CSOSG2, CSSO2G1, RGGI | 11 | 5 | 269 | 0.577 | 1.142 | 3958.7 | Nassau County | Operating | Combustion turbine | Diesel Oil |  | 40.8269 | -73.6479 | NY | Glenwood | 0 | 0 | 0 | Nassau County | Operating | Combustion turbine | Diesel Oil
NY | Northport | 2516 | UGT001 |  | 2019 | SIPNOX | 10 | 5 | 78 | 1.2 | 1.172 | 1954 | Suffolk County | Operating | Combustion turbine | Diesel Oil |  | 40.9231 | -73.3417 | NY | Northport | 2516 | 40.9231 | -73.3417 | Suffolk County | Operating | Combustion turbine | Diesel Oil
NY | Northport | 2516 | 1 |  | 2019 | ARP, CSNOX, CSOSG2, CSSO2G1, MATS, RGGI | 871.5 | 5 | 182928 | 0.05 | 55.01 | 1858670.725 | Suffolk County | Operating | Tangentially-fired | Pipeline Natural Gas | Overfire Air<br>Low NOx Burner Technology w/ Separated OFA | 40.9231 | -73.3417 | NY | Northport | 0 | 0 | 0 | Suffolk County | Operating | Tangentially-fired | Pipeline Natural Gas | Overfire Air<br>Low NOx Burner Technology w/ Separated OFA
NY | Northport | 2516 | 2 |  | 2019 | ARP, CSNOX, CSOSG2, CSSO2G1, MATS, RGGI | 1306 | 5 | 305774.75 | 0.0519 | 97.052 | 3248421.55 | Suffolk County | Operating | Tangentially-fired | Pipeline Natural Gas | Overfire Air<br>Low NOx Burner Technology w/ Separated OFA | 40.9231 | -73.3417 | NY | Northport | 0 | 0 | 0 | Suffolk County | Operating | Tangentially-fired | Pipeline Natural Gas | Overfire Air<br>Low NOx Burner Technology w/ Separated OFA
NY | Northport | 2516 | 4 |  | 2019 | ARP, CSNOX, CSOSG2, CSSO2G1, MATS, RGGI | 1862.5 | 5 | 409861.25 | 0.0409 | 102.232 | 4180945.75 | Suffolk County | Operating | Tangentially-fired | Pipeline Natural Gas | Overfire Air<br>Low NOx Burner Technology w/ Separated OFA | 40.9231 | -73.3417 | NY | Northport | 0 | 0 | 0 | Suffolk County | Operating | Tangentially-fired | Pipeline Natural Gas | Overfire Air<br>Low NOx Burner Technology w/ Separated OFA
NY | Northport | 2516 | 3 |  | 2019 | ARP, CSNOX, CSOSG2, CSSO2G1, MATS, RGGI | 1718.5 | 5 | 395963.5 | 0.0598 | 122.384 | 3980935 | Suffolk County | Operating | Tangentially-fired | Residual Oil | Overfire Air<br>Low NOx Burner Technology w/ Separated OFA | 40.9231 | -73.3417 | NY | Northport | 0 | 0 | 0 | Suffolk County | Operating | Tangentially-fired | Residual Oil | Overfire Air<br>Low NOx Burner Technology w/ Separated OFA
NY | Port Jefferson Energy Center | 2517 | UGT001 |  | 2019 | SIPNOX | 23 | 5 | 224 | 1.1999 | 2.644 | 4406.5 | Suffolk County | Operating | Combustion turbine | Diesel Oil |  | 40.9503 | -73.0786 | NY | Port Jefferson Energy Center | 2517 | 40.9503 | -73.0786 | Suffolk County | Operating | Combustion turbine | Diesel Oil
NY | Port Jefferson Energy Center | 2517 | 3 |  | 2019 | ARP, CSNOX, CSOSG2, CSSO2G1, MATS, RGGI | 572 | 5 | 51449 | 0.0587 | 17.799 | 551640.3 | Suffolk County | Operating | Tangentially-fired | Pipeline Natural Gas | Overfire Air<br>Low NOx Burner Technology w/ Separated OFA | 40.9503 | -73.0786 | NY | Port Jefferson Energy Center | 0 | 0 | 0 | Suffolk County | Operating | Tangentially-fired | Pipeline Natural Gas | Overfire Air<br>Low NOx Burner Technology w/ Separated OFA
NY | Port Jefferson Energy Center | 2517 | 4 |  | 2019 | ARP, CSNOX, CSOSG2, CSSO2G1, MATS, RGGI | 956 | 5 | 87825.25 | 0.0414 | 24.802 | 1003135.85 | Suffolk County | Operating | Tangentially-fired | Pipeline Natural Gas | Overfire Air<br>Low NOx Burner Technology w/ Separated OFA | 40.9503 | -73.0786 | NY | Port Jefferson Energy Center | 0 | 0 | 0 | Suffolk County | Operating | Tangentially-fired | Pipeline Natural Gas | Overfire Air<br>Low NOx Burner Technology w/ Separated OFA
NY | Port Jefferson Energy Center | 2517 | UGT002 |  | 2019 | ARP, CSNOX, CSOSG2, CSSO2G1, RGGI | 403.5 | 5 | 15841.25 | 0.0396 | 1.032 | 160215.475 | Suffolk County | Operating | Combustion turbine | Pipeline Natural Gas | Water Injection<br>Selective Catalytic Reduction | 40.9503 | -73.0786 | NY | Port Jefferson Energy Center | 0 | 0 | 0 | Suffolk County | Operating | Combustion turbine | Pipeline Natural Gas | Water Injection<br>Selective Catalytic Reduction
NY | Port Jefferson Energy Center | 2517 | UGT003 |  | 2019 | ARP, CSNOX, CSOSG2, CSSO2G1, RGGI | 400.25 | 5 | 15648.5 | 0.0405 | 1.032 | 148525.725 | Suffolk County | Operating | Combustion turbine | Pipeline Natural Gas | Water Injection<br>Selective Catalytic Reduction | 40.9503 | -73.0786 | NY | Port Jefferson Energy Center | 0 | 0 | 0 | Suffolk County | Operating | Combustion turbine | Pipeline Natural Gas | Water Injection<br>Selective Catalytic Reduction
NY | West Babylon Facility | 2521 | UGT001 |  | 2019 | CSNOX, CSOSG2, CSSO2G1, RGGI | 43 | 5 | 1406 | 0.7709 | 7.613 | 20082.1 | Suffolk County | Operating | Combustion turbine | Diesel Oil |  | 40.6953 | -73.3497 | NY | West Babylon Facility | 2521 | 40.6953 | -73.3497 | Suffolk County | Operating | Combustion turbine | Diesel Oil
NY | Greenidge Generation LLC | 2527 | 6 |  | 2019 | ARP, CSNOX, CSOSG2, CSSO2G1, RGGI | 534.62 | 5 | 32009.69 | 0.0217 | 4.433 | 383664.414 | Yates County | Operating | Tangentially-fired | Pipeline Natural Gas | Low NOx Burner Technology w/ Closed-coupled OFA<br>Selective Catalytic Reduction | 42.6789 | -76.9483 | NY | Greenidge Generation LLC | 2527 | 42.6789 | -76.9483 | Yates County | Operating | Tangentially-fired | Pipeline Natural Gas | Low NOx Burner Technology w/ Closed-coupled OFA<br>Selective Catalytic Reduction
NY | Cayuga Operating Company, LLC | 2535 | 1 | CSM001, CSM002, CSM003 | 2019 | ARP, CSNOX, CSOSG2, CSSO2G1, MATS, RGGI | 1108.65 | 5 | 67024.92 | 0.304 | 112.745 | 747934.302 | Tompkins County | Operating | Tangentially-fired | Coal | Low NOx Burner Technology w/ Closed-coupled/Separated OFA<br>Selective Catalytic Reduction | 42.6028 | -76.6336 | NY | Cayuga Operating Company, LLC | 2535 | 42.6028 | -76.6336 | Tompkins County | Operating | Tangentially-fired | Coal | Low NOx Burner Technology w/ Closed-coupled/Separated OFA<br>Selective Catalytic Reduction
NY | Cayuga Operating Company, LLC | 2535 | 2 | CSM001, CSM002, CSM003 | 2019 | ARP, CSNOX, CSOSG2, CSSO2G1, MATS, RGGI | 0 | 5 |  |  |  |  | Tompkins County | Operating | Tangentially-fired | Coal | Low NOx Burner Technology w/ Closed-coupled/Separated OFA | 42.6028 | -76.6336 | NY | Cayuga Operating Company, LLC | 0 | 0 | 0 | Tompkins County | Operating | Tangentially-fired | Coal | Low NOx Burner Technology w/ Closed-coupled/Separated OFA
NY | Bethlehem Energy Center (Albany) | 2539 | 10001 |  | 2019 | ARP, CSNOX, CSOSG2, CSSO2G1, RGGI | 2609.37 | 5 | 413912.65 | 0.0209 | 16.72 | 4224776.447 | Albany County | Operating | Combined cycle | Pipeline Natural Gas | Dry Low NOx Burners<br>Water Injection<br>Selective Catalytic Reduction | 42.5905 | -73.7636 | NY | Bethlehem Energy Center (Albany) | 2539 | 42.5905 | -73.7636 | Albany County | Operating | Combined cycle | Pipeline Natural Gas | Dry Low NOx Burners<br>Water Injection<br>Selective Catalytic Reduction
NY | Bethlehem Energy Center (Albany) | 2539 | 10002 |  | 2019 | ARP, CSNOX, CSOSG2, CSSO2G1, RGGI | 2262.15 | 5 | 329092.76 | 0.0195 | 13.966 | 3684862.79 | Albany County | Operating | Combined cycle | Pipeline Natural Gas | Dry Low NOx Burners<br>Water Injection<br>Selective Catalytic Reduction | 42.5905 | -73.7636 | NY | Bethlehem Energy Center (Albany) | 0 | 0 | 0 | Albany County | Operating | Combined cycle | Pipeline Natural Gas | Dry Low NOx Burners<br>Water Injection<br>Selective Catalytic Reduction
NY | Bethlehem Energy Center (Albany) | 2539 | 10003 |  | 2019 | ARP, CSNOX, CSOSG2, CSSO2G1, RGGI | 3604.35 | 5 | 575902.71 | 0.0054 | 14.336 | 5929047.245 | Albany County | Operating | Combined cycle | Pipeline Natural Gas | Dry Low NOx Burners<br>Water Injection<br>Selective Catalytic Reduction | 42.5905 | -73.7636 | NY | Bethlehem Energy Center (Albany) | 0 | 0 | 0 | Albany County | Operating | Combined cycle | Pipeline Natural Gas | Dry Low NOx Burners<br>Water Injection<br>Selective Catalytic Reduction
NY | NRG Dunkirk Power | 2554 | 1 |  | 2019 | ARP, CSNOX, CSOSG2, CSSO2G1, MATS, RGGI | 0 | 5 |  |  |  |  | Chautauqua County | Operating | Tangentially-fired | Coal | Low NOx Burner Technology w/ Closed-coupled OFA | 42.49 | -79.35 | NY | NRG Dunkirk Power | 2554 | 42.49 | -79.35 | Chautauqua County | Operating | Tangentially-fired | Coal | Low NOx Burner Technology w/ Closed-coupled OFA
NY | NRG Dunkirk Power | 2554 | 2 |  | 2019 | ARP, CSNOX, CSOSG2, CSSO2G1, MATS, RGGI | 0 | 5 |  |  |  |  | Chautauqua County | Operating | Tangentially-fired | Coal | Low NOx Burner Technology w/ Closed-coupled OFA<br>Selective Non-catalytic Reduction | 42.49 | -79.35 | NY | NRG Dunkirk Power | 0 | 0 | 0 | Chautauqua County | Operating | Tangentially-fired | Coal | Low NOx Burner Technology w/ Closed-coupled OFA<br>Selective Non-catalytic Reduction
NY | NRG Dunkirk Power | 2554 | 3 | CS0003 | 2019 | ARP, CSNOX, CSOSG2, CSSO2G1, MATS, RGGI | 0 | 5 |  |  |  |  | Chautauqua County | Operating | Tangentially-fired | Coal | Low NOx Burner Technology w/ Separated OFA | 42.49 | -79.35 | NY | NRG Dunkirk Power | 0 | 0 | 0 | Chautauqua County | Operating | Tangentially-fired | Coal | Low NOx Burner Technology w/ Separated OFA
NY | NRG Dunkirk Power | 2554 | 4 | CS0003 | 2019 | ARP, CSNOX, CSOSG2, CSSO2G1, MATS, RGGI | 0 | 5 |  |  |  |  | Chautauqua County | Operating | Tangentially-fired | Coal | Low NOx Burner Technology w/ Separated OFA | 42.49 | -79.35 | NY | NRG Dunkirk Power | 0 | 0 | 0 | Chautauqua County | Operating | Tangentially-fired | Coal | Low NOx Burner Technology w/ Separated OFA
NY | Oswego Harbor Power | 2594 | 5 |  | 2019 | ARP, CSNOX, CSOSG2, CSSO2G1, MATS, RGGI | 42.39 | 5 | 10433.1 | 0.1239 | 12.314 | 112424.291 | Oswego County | Operating | Dry bottom wall-fired boiler | Residual Oil | Overfire Air | 43.46 | -76.53 | NY | Oswego Harbor Power | 2594 | 43.46 | -76.53 | Oswego County | Operating | Dry bottom wall-fired boiler | Residual Oil | Overfire Air
NY | Oswego Harbor Power | 2594 | 6 |  | 2019 | ARP, CSNOX, CSOSG2, CSSO2G1, MATS, RGGI | 178.01 | 5 | 14220.85 | 0.0572 | 14.746 | 180751.967 | Oswego County | Operating | Dry bottom wall-fired boiler | Residual Oil |  | 43.46 | -76.53 | NY | Oswego Harbor Power | 0 | 0 | 0 | Oswego County | Operating | Dry bottom wall-fired boiler | Residual Oil
NY | Bowline Generating Station | 2625 | 1 |  | 2019 | ARP, CSNOX, CSOSG2, CSSO2G1, MATS, RGGI | 479.22 | 5 | 129036.16 | 0.0854 | 74.872 | 1357706.021 | Rockland County | Operating | Tangentially-fired | Pipeline Natural Gas | Low NOx Burner Technology w/ Closed-coupled OFA | 41.2044 | -73.9689 | NY | Bowline Generating Station | 2625 | 41.2044 | -73.9689 | Rockland County | Operating | Tangentially-fired | Pipeline Natural Gas | Low NOx Burner Technology w/ Closed-coupled OFA
NY | Bowline Generating Station | 2625 | 2 |  | 2019 | ARP, CSNOX, CSOSG2, CSSO2G1, MATS, RGGI | 532.37 | 5 | 145353 | 0.0824 | 86.594 | 1620776.245 | Rockland County | Operating | Dry bottom wall-fired boiler | Pipeline Natural Gas | Overfire Air | 41.2044 | -73.9689 | NY | Bowline Generating Station | 0 | 0 | 0 | Rockland County | Operating | Dry bottom wall-fired boiler | Pipeline Natural Gas | Overfire Air
NY | Hillburn | 2628 | 1 |  | 2019 | CSNOX, CSOSG2, CSSO2G1, RGGI | 8.56 | 5 | 210.22 | 0.3383 | 0.821 | 3853.905 | Rockland County | Operating | Combustion turbine | Pipeline Natural Gas |  | 41.1269 | -74.1653 | NY | Hillburn | 2628 | 41.1269 | -74.1653 | Rockland County | Operating | Combustion turbine | Pipeline Natural Gas
NY | Shoemaker | 2632 | 1 |  | 2019 | CSNOX, CSOSG2, CSSO2G1, RGGI | 8.14 | 5 | 83.14 | 0.5958 | 1.165 | 3162.789 | Orange County | Operating | Combustion turbine | Pipeline Natural Gas |  | 41.4278 | -74.4186 | NY | Shoemaker | 2632 | 41.4278 | -74.4186 | Orange County | Operating | Combustion turbine | Pipeline Natural Gas
NY | Freeport Power Plant No. 2 | 2679 | 5 |  | 2019 | ARP, CSNOX, CSOSG2, CSSO2G1, RGGI | 167.75 | 5 | 5926.75 | 0.0555 | 0.484 | 60819.825 | Nassau County | Operating | Combustion turbine | Pipeline Natural Gas | Water Injection<br>Selective Catalytic Reduction | 40.6447 | -73.5683 | NY | Freeport Power Plant No. 2 | 2679 | 40.6447 | -73.5683 | Nassau County | Operating | Combustion turbine | Pipeline Natural Gas | Water Injection<br>Selective Catalytic Reduction
NY | S A Carlson | 2682 | 10 |  | 2019 | ARP, CSNOX, CSOSG2, CSSO2G1 | 61 | 5 |  | 0.0505 | 0.16 | 6397.4 | Chautauqua County | Operating | Dry bottom wall-fired boiler | Pipeline Natural Gas | Low NOx Burner Technology (Dry Bottom only) | 42.0917 | -79.2417 | NY | S A Carlson | 2682 | 42.0917 | -79.2417 | Chautauqua County | Operating | Dry bottom wall-fired boiler | Pipeline Natural Gas | Low NOx Burner Technology (Dry Bottom only)
NY | S A Carlson | 2682 | 9 |  | 2019 | ARP, CSNOX, CSOSG2, CSSO2G1 | 27 | 5 |  | 0.0588 | 0.044 | 1532 | Chautauqua County | Operating | Dry bottom wall-fired boiler | Pipeline Natural Gas | Low NOx Burner Technology (Dry Bottom only) | 42.0917 | -79.2417 | NY | S A Carlson | 0 | 0 | 0 | Chautauqua County | Operating | Dry bottom wall-fired boiler | Pipeline Natural Gas | Low NOx Burner Technology (Dry Bottom only)
NY | S A Carlson | 2682 | 20 |  | 2019 | ARP, CSNOX, CSOSG2, CSSO2G1, RGGI | 1731.25 | 5 | 60437.5 | 0.1258 | 41.075 | 659149.25 | Chautauqua County | Operating | Combined cycle | Pipeline Natural Gas | Water Injection | 42.0917 | -79.2417 | NY | S A Carlson | 0 | 0 | 0 | Chautauqua County | Operating | Combined cycle | Pipeline Natural Gas | Water Injection
PA | Conemaugh | 3118 | 1 |  | 2019 | ARP, CSNOX, CSOSG2, CSSO2G1, MATS | 2933.55 | 5 | 2135876.3 | 0.1493 | 1350.155 | 20525854.799 | Indiana County | Operating | Tangentially-fired | Coal | Low NOx Burner Technology w/ Closed-coupled/Separated OFA<br>Selective Catalytic Reduction | 40.3842 | -79.0611 | PA | Conemaugh | 3118 | 40.3842 | -79.0611 | Indiana County | Operating | Tangentially-fired | Coal | Low NOx Burner Technology w/ Closed-coupled/Separated OFA<br>Selective Catalytic Reduction
PA | Conemaugh | 3118 | 2 |  | 2019 | ARP, CSNOX, CSOSG2, CSSO2G1, MATS | 3326.28 | 5 | 2443085.2 | 0.1701 | 1718.962 | 23045956.652 | Indiana County | Operating | Tangentially-fired | Coal | Low NOx Burner Technology w/ Closed-coupled/Separated OFA<br>Selective Catalytic Reduction | 40.3842 | -79.0611 | PA | Conemaugh | 0 | 0 | 0 | Indiana County | Operating | Tangentially-fired | Coal | Low NOx Burner Technology w/ Closed-coupled/Separated OFA<br>Selective Catalytic Reduction
PA | Homer City | 3122 | 1 |  | 2019 | ARP, CSNOX, CSOSG2, CSSO2G1, MATS | 2523.41 | 5 | 940744.1 | 0.1083 | 504.076 | 9467931.425 | Indiana County | Operating | Dry bottom wall-fired boiler | Coal | Low NOx Burner Technology w/ Overfire Air<br>Selective Catalytic Reduction | 40.511 | -79.1968 | PA | Homer City | 3122 | 40.511 | -79.1968 | Indiana County | Operating | Dry bottom wall-fired boiler | Coal | Low NOx Burner Technology w/ Overfire Air<br>Selective Catalytic Reduction
PA | Homer City | 3122 | 2 |  | 2019 | ARP, CSNOX, CSOSG2, CSSO2G1, MATS | 2237.15 | 5 | 843543.43 | 0.1098 | 464.697 | 8653777.948 | Indiana County | Operating | Dry bottom wall-fired boiler | Coal | Low NOx Burner Technology w/ Overfire Air<br>Selective Catalytic Reduction | 40.511 | -79.1968 | PA | Homer City | 0 | 0 | 0 | Indiana County | Operating | Dry bottom wall-fired boiler | Coal | Low NOx Burner Technology w/ Overfire Air<br>Selective Catalytic Reduction
PA | Homer City | 3122 | 3 |  | 2019 | ARP, CSNOX, CSOSG2, CSSO2G1, MATS | 2275.08 | 5 | 1034507.02 | 0.0874 | 455.748 | 10220402.84 | Indiana County | Operating | Dry bottom wall-fired boiler | Coal | Low NOx Burner Technology w/ Overfire Air<br>Selective Catalytic Reduction | 40.511 | -79.1968 | PA | Homer City | 0 | 0 | 0 | Indiana County | Operating | Dry bottom wall-fired boiler | Coal | Low NOx Burner Technology w/ Overfire Air<br>Selective Catalytic Reduction
PA | Seward | 3130 | 1 | CS1 | 2019 | ARP, CSNOX, CSOSG2, CSSO2G1, MATS | 1174.78 | 5 |  | 0.0872 | 106.974 | 2263245 | Indiana County | Operating | Circulating fluidized bed boiler | Coal Refuse | Selective Non-catalytic Reduction | 40.4081 | -79.0339 | PA | Seward | 3130 | 40.4081 | -79.0339 | Indiana County | Operating | Circulating fluidized bed boiler | Coal Refuse | Selective Non-catalytic Reduction
PA | Seward | 3130 | 2 | CS1 | 2019 | ARP, CSNOX, CSOSG2, CSSO2G1, MATS | 1072.51 | 5 |  | 0.0824 | 90.791 | 2067140.247 | Indiana County | Operating | Circulating fluidized bed boiler | Coal Refuse | Selective Non-catalytic Reduction | 40.4081 | -79.0339 | PA | Seward | 0 | 0 | 0 | Indiana County | Operating | Circulating fluidized bed boiler | Coal Refuse | Selective Non-catalytic Reduction
PA | Keystone | 3136 | 1 |  | 2019 | ARP, CSNOX, CSOSG2, CSSO2G1, MATS | 3570.92 | 5 | 2695847 | 0.1538 | 1778.09 | 26137449.804 | Armstrong County | Operating | Tangentially-fired | Coal | Low NOx Burner Technology w/ Closed-coupled/Separated OFA<br>Selective Catalytic Reduction | 40.6604 | -79.3411 | PA | Keystone | 3136 | 40.6604 | -79.3411 | Armstrong County | Operating | Tangentially-fired | Coal | Low NOx Burner Technology w/ Closed-coupled/Separated OFA<br>Selective Catalytic Reduction
PA | Keystone | 3136 | 2 |  | 2019 | ARP, CSNOX, CSOSG2, CSSO2G1, MATS | 2928 | 5 | 2119988 | 0.1558 | 1368.02 | 20346331.2 | Armstrong County | Operating | Tangentially-fired | Coal | Low NOx Burner Technology w/ Closed-coupled/Separated OFA<br>Selective Catalytic Reduction | 40.6604 | -79.3411 | PA | Keystone | 0 | 0 | 0 | Armstrong County | Operating | Tangentially-fired | Coal | Low NOx Burner Technology w/ Closed-coupled/Separated OFA<br>Selective Catalytic Reduction
PA | Brunner Island, LLC | 3140 | 1 | CS102F | 2019 | ARP, CSNOX, CSOSG2, CSSO2G1, MATS | 1374 | 5 | 282680.56 | 0.1208 | 176.363 | 2906939.382 | York County | Operating | Tangentially-fired | Coal | Low NOx Burner Technology w/ Closed-coupled/Separated OFA | 40.097 | -76.6962 | PA | Brunner Island, LLC | 3140 | 40.097 | -76.6962 | York County | Operating | Tangentially-fired | Coal | Low NOx Burner Technology w/ Closed-coupled/Separated OFA
PA | Brunner Island, LLC | 3140 | 2 | CS102F | 2019 | ARP, CSNOX, CSOSG2, CSSO2G1, MATS | 960.93 | 5 | 218181.75 | 0.1002 | 115.113 | 2225480.029 | York County | Operating | Tangentially-fired | Coal | Low NOx Burner Technology w/ Closed-coupled/Separated OFA | 40.097 | -76.6962 | PA | Brunner Island, LLC | 0 | 0 | 0 | York County | Operating | Tangentially-fired | Coal | Low NOx Burner Technology w/ Closed-coupled/Separated OFA
PA | Brunner Island, LLC | 3140 | 3 |  | 2019 | ARP, CSNOX, CSOSG2, CSSO2G1, MATS | 1162.96 | 5 | 525828.32 | 0.1004 | 283.394 | 5188461.06 | York County | Operating | Tangentially-fired | Coal | Low NOx Burner Technology w/ Closed-coupled/Separated OFA | 40.097 | -76.6962 | PA | Brunner Island, LLC | 0 | 0 | 0 | York County | Operating | Tangentially-fired | Coal | Low NOx Burner Technology w/ Closed-coupled/Separated OFA
PA | Montour, LLC | 3149 | 1 |  | 2019 | ARP, CSNOX, CSOSG2, CSSO2G1, MATS | 512.83 | 5 | 278624.72 | 0.1116 | 142.916 | 2835746.334 | Montour County | Operating | Tangentially-fired | Coal | Low NOx Burner Technology w/ Closed-coupled/Separated OFA<br>Selective Catalytic Reduction | 41.0714 | -76.6672 | PA | Montour, LLC | 3149 | 41.0714 | -76.6672 | Montour County | Operating | Tangentially-fired | Coal | Low NOx Burner Technology w/ Closed-coupled/Separated OFA<br>Selective Catalytic Reduction
PA | Montour, LLC | 3149 | 2 |  | 2019 | ARP, CSNOX, CSOSG2, CSSO2G1, MATS | 491.27 | 5 | 248171.24 | 0.1114 | 119.92 | 2260485.008 | Montour County | Operating | Tangentially-fired | Coal | Low NOx Burner Technology w/ Closed-coupled/Separated OFA<br>Selective Catalytic Reduction | 41.0714 | -76.6672 | PA | Montour, LLC | 0 | 0 | 0 | Montour County | Operating | Tangentially-fired | Coal | Low NOx Burner Technology w/ Closed-coupled/Separated OFA<br>Selective Catalytic Reduction
VT | Berlin 5 | 3734 | A |  | 2019 | RGGI | 6.3 | 5 |  |  |  | 1752.6 | Washington County | Operating | Combustion turbine | Diesel Oil |  | 44.2498 | -72.6035 | VT | Berlin 5 | 3734 | 44.2498 | -72.6035 | Washington County | Operating | Combustion turbine | Diesel Oil
VT | Berlin 5 | 3734 | B |  | 2019 | RGGI | 6.4 | 5 |  |  |  | 1381.5 | Washington County | Operating | Combustion turbine | Diesel Oil |  | 44.2498 | -72.6035 | VT | Berlin 5 | 0 | 0 | 0 | Washington County | Operating | Combustion turbine | Diesel Oil
VT | Penny Lane Gas Turbine | 3754 | CT1 |  | 2019 | RGGI | 2 | 5 |  |  |  | 310.6 | Chittenden County | Operating | Combustion turbine | Diesel Oil |  | 44.4817 | -73.2241 | VT | Penny Lane Gas Turbine | 3754 | 44.4817 | -73.2241 | Chittenden County | Operating | Combustion turbine | Diesel Oil
VT | Penny Lane Gas Turbine | 3754 | CT2 |  | 2019 | RGGI | 2.8 | 5 |  |  |  | 435 | Chittenden County | Operating | Combustion turbine | Diesel Oil |  | 44.4817 | -73.2241 | VT | Penny Lane Gas Turbine | 0 | 0 | 0 | Chittenden County | Operating | Combustion turbine | Diesel Oil
VA | Clinch River | 3775 | 1 | CS012 | 2019 | ARP, CSNOX, CSOSG2, CSSO2G1 | 1022.38 | 5 | 114132.45 | 0.1177 | 84.476 | 1314845.374 | Russell County | Operating | Dry bottom vertically-fired boiler | Natural Gas | Low NOx Burner Technology (Dry Bottom only)<br>Selective Non-catalytic Reduction | 36.9333 | -82.1997 | VA | Clinch River | 3775 | 36.9333 | -82.1997 | Russell County | Operating | Dry bottom vertically-fired boiler | Natural Gas | Low NOx Burner Technology (Dry Bottom only)<br>Selective Non-catalytic Reduction
VA | Clinch River | 3775 | 2 | CS012 | 2019 | ARP, CSNOX, CSOSG2, CSSO2G1 | 1147.93 | 5 | 128099.12 | 0.119 | 91.738 | 1415430.455 | Russell County | Operating | Dry bottom vertically-fired boiler | Natural Gas | Low NOx Burner Technology (Dry Bottom only)<br>Selective Non-catalytic Reduction | 36.9333 | -82.1997 | VA | Clinch River | 0 | 0 | 0 | Russell County | Operating | Dry bottom vertically-fired boiler | Natural Gas | Low NOx Burner Technology (Dry Bottom only)<br>Selective Non-catalytic Reduction
VA | Tasley Energy Center | 3785 | TA10 |  | 2019 | CSNOX, CSOSG2, CSSO2G1 | 4 | 5 | 74 | 1.2 | 1.139 | 1898.4 | Accomack County | Operating | Combustion turbine | Diesel Oil |  | 37.7061 | -75.7031 | VA | Tasley Energy Center | 3785 | 37.7061 | -75.7031 | Accomack County | Operating | Combustion turbine | Diesel Oil
VA | Chesterfield Power Station | 3797 | 5 | CS0 | 2019 | ARP, CSNOX, CSOSG2, CSSO2G1, MATS | 1006.71 | 5 | 214542.44 | 0.0545 | 55.668 | 2128605.946 | Chesterfield County | Operating | Tangentially-fired | Coal | Low NOx Burner Technology w/ Separated OFA<br>Selective Catalytic Reduction | 37.3822 | -77.3833 | VA | Chesterfield Power Station | 3797 | 37.3822 | -77.3833 | Chesterfield County | Operating | Tangentially-fired | Coal | Low NOx Burner Technology w/ Separated OFA<br>Selective Catalytic Reduction
VA | Chesterfield Power Station | 3797 | 6 |  | 2019 | ARP, CSNOX, CSOSG2, CSSO2G1, MATS | 1220.45 | 5 | 556804.89 | 0.0672 | 162.283 | 5486462.837 | Chesterfield County | Operating | Tangentially-fired | Coal | Low NOx Burner Technology w/ Closed-coupled/Separated OFA<br>Selective Catalytic Reduction | 37.3822 | -77.3833 | VA | Chesterfield Power Station | 0 | 0 | 0 | Chesterfield County | Operating | Tangentially-fired | Coal | Low NOx Burner Technology w/ Closed-coupled/Separated OFA<br>Selective Catalytic Reduction
VA | Chesterfield Power Station | 3797 | **8A |  | 2019 | ARP, CSNOX, CSOSG2, CSSO2G1 | 1997.13 | 5 | 393067.85 | 0.113 | 162.794 | 2891600.63 | Chesterfield County | Operating | Combined cycle | Pipeline Natural Gas | Steam Injection | 37.3822 | -77.3833 | VA | Chesterfield Power Station | 0 | 0 | 0 | Chesterfield County | Operating | Combined cycle | Pipeline Natural Gas | Steam Injection
VA | Chesterfield Power Station | 3797 | 7 |  | 2019 | CSNOX, CSOSG2, CSSO2G1 | 2979.78 | 5 | 604242.96 | 0.1204 | 267.761 | 4453612.611 | Chesterfield County | Operating | Combined cycle | Pipeline Natural Gas | Steam Injection | 37.3822 | -77.3833 | VA | Chesterfield Power Station | 0 | 0 | 0 | Chesterfield County | Operating | Combined cycle | Pipeline Natural Gas | Steam Injection
VA | Possum Point Power Station | 3804 | 6A |  | 2019 | ARP, CSNOX, CSOSG2, CSSO2G1 | 3587.15 | 5 | 895217.52 | 0.0102 | 31.563 | 6286276.018 | Prince William County | Operating | Combined cycle | Pipeline Natural Gas | Dry Low NOx Burners<br>Water Injection<br>Selective Catalytic Reduction | 38.5367 | -77.2806 | VA | Possum Point Power Station | 3804 | 38.5367 | -77.2806 | Prince William County | Operating | Combined cycle | Pipeline Natural Gas | Dry Low NOx Burners<br>Water Injection<br>Selective Catalytic Reduction
VA | Possum Point Power Station | 3804 | 6B |  | 2019 | ARP, CSNOX, CSOSG2, CSSO2G1 | 3591.12 | 5 | 874054.66 | 0.0101 | 30.501 | 6131684.988 | Prince William County | Operating | Combined cycle | Pipeline Natural Gas | Dry Low NOx Burners<br>Water Injection<br>Selective Catalytic Reduction | 38.5367 | -77.2806 | VA | Possum Point Power Station | 0 | 0 | 0 | Prince William County | Operating | Combined cycle | Pipeline Natural Gas | Dry Low NOx Burners<br>Water Injection<br>Selective Catalytic Reduction
VA | Possum Point Power Station | 3804 | 5 |  | 2019 | ARP, CSNOX, CSOSG2, CSSO2G1, MATS | 118.81 | 5 | 35845.04 | 0.1454 | 36.916 | 397347.559 | Prince William County | Operating | Tangentially-fired | Residual Oil | Overfire Air<br>Other | 38.5367 | -77.2806 | VA | Possum Point Power Station | 0 | 0 | 0 | Prince William County | Operating | Tangentially-fired | Residual Oil | Overfire Air<br>Other
VA | Yorktown Power Station | 3809 | 3 |  | 2019 | ARP, CSNOX, CSOSG2, CSSO2G1, MATS | 311.85 | 5 | 62508.46 | 0.0988 | 72.134 | 739437.763 | York County | Operating | Tangentially-fired | Residual Oil | Other | 37.2144 | -76.4611 | VA | Yorktown Power Station | 3809 | 37.2144 | -76.4611 | York County | Operating | Tangentially-fired | Residual Oil | Other
WV | John E Amos | 3935 | 1 |  | 2019 | ARP, CSNOX, CSOSG2, CSSO2G1, MATS | 3000.26 | 5 | 1656740 | 0.0812 | 579.085 | 15788491.435 | Putnam County | Operating | Dry bottom wall-fired boiler | Coal | Low NOx Burner Technology (Dry Bottom only)<br>Selective Catalytic Reduction | 38.4731 | -81.8233 | WV | John E Amos | 3935 | 38.4731 | -81.8233 | Putnam County | Operating | Dry bottom wall-fired boiler | Coal | Low NOx Burner Technology (Dry Bottom only)<br>Selective Catalytic Reduction
WV | John E Amos | 3935 | 2 |  | 2019 | ARP, CSNOX, CSOSG2, CSSO2G1, MATS | 2694.43 | 5 | 1497118.79 | 0.0751 | 506.66 | 14414883.026 | Putnam County | Operating | Dry bottom wall-fired boiler | Coal | Low NOx Burner Technology (Dry Bottom only)<br>Selective Catalytic Reduction | 38.4731 | -81.8233 | WV | John E Amos | 0 | 0 | 0 | Putnam County | Operating | Dry bottom wall-fired boiler | Coal | Low NOx Burner Technology (Dry Bottom only)<br>Selective Catalytic Reduction
WV | John E Amos | 3935 | 3 |  | 2019 | ARP, CSNOX, CSOSG2, CSSO2G1, MATS | 2416.36 | 5 | 2339338.2 | 0.1255 | 1257.735 | 22453963.261 | Putnam County | Operating | Cell burner boiler | Coal | Low NOx Cell Burner<br>Selective Catalytic Reduction | 38.4731 | -81.8233 | WV | John E Amos | 0 | 0 | 0 | Putnam County | Operating | Cell burner boiler | Coal | Low NOx Cell Burner<br>Selective Catalytic Reduction
WV | John E Amos | 3935 | AUX1 |  | 2019 | SIPNOX | 30.33 | 5 |  | 0.133 | 1.295 | 19471.9 | Putnam County | Operating | Other boiler | Diesel Oil |  | 38.4731 | -81.8233 | WV | John E Amos | 0 | 0 | 0 | Putnam County | Operating | Other boiler | Diesel Oil
WV | John E Amos | 3935 | AUX3 |  | 2019 | SIPNOX | 0 | 5 |  |  |  |  | Putnam County | Operating | Other boiler | Diesel Oil |  | 38.4731 | -81.8233 | WV | John E Amos | 0 | 0 | 0 | Putnam County | Operating | Other boiler | Diesel Oil
WV | Fort Martin Power Station | 3943 | 1 |  | 2019 | ARP, CSNOX, CSOSG2, CSSO2G1, MATS | 3389.04 | 5 | 1422362.85 | 0.2599 | 1778.924 | 13038936.981 | Monongalia County | Operating | Tangentially-fired | Coal | Low NOx Burner Technology w/ Closed-coupled OFA | 39.7107 | -79.9275 | WV | Fort Martin Power Station | 3943 | 39.7107 | -79.9275 | Monongalia County | Operating | Tangentially-fired | Coal | Low NOx Burner Technology w/ Closed-coupled OFA
WV | Fort Martin Power Station | 3943 | 2 |  | 2019 | ARP, CSNOX, CSOSG2, CSSO2G1, MATS | 3535.5 | 5 | 1500886.5 | 0.2683 | 1955.695 | 13904246.274 | Monongalia County | Operating | Cell burner boiler | Coal | Low NOx Cell Burner | 39.7107 | -79.9275 | WV | Fort Martin Power Station | 0 | 0 | 0 | Monongalia County | Operating | Cell burner boiler | Coal | Low NOx Cell Burner
WV | Harrison Power Station | 3944 | 1 |  | 2019 | ARP, CSNOX, CSOSG2, CSSO2G1, MATS | 3453.69 | 5 | 2138404.16 | 0.0897 | 804.779 | 18721591.408 | Harrison County | Operating | Dry bottom wall-fired boiler | Coal | Low NOx Burner Technology (Dry Bottom only)<br>Selective Catalytic Reduction | 39.3844 | -80.3325 | WV | Harrison Power Station | 3944 | 39.3844 | -80.3325 | Harrison County | Operating | Dry bottom wall-fired boiler | Coal | Low NOx Burner Technology (Dry Bottom only)<br>Selective Catalytic Reduction
WV | Harrison Power Station | 3944 | 2 |  | 2019 | ARP, CSNOX, CSOSG2, CSSO2G1, MATS | 3289.1 | 5 | 1973892.96 | 0.0753 | 659.305 | 18337884.107 | Harrison County | Operating | Dry bottom wall-fired boiler | Coal | Low NOx Burner Technology (Dry Bottom only)<br>Selective Catalytic Reduction | 39.3844 | -80.3325 | WV | Harrison Power Station | 0 | 0 | 0 | Harrison County | Operating | Dry bottom wall-fired boiler | Coal | Low NOx Burner Technology (Dry Bottom only)<br>Selective Catalytic Reduction
WV | Harrison Power Station | 3944 | 3 |  | 2019 | ARP, CSNOX, CSOSG2, CSSO2G1, MATS | 3471.92 | 5 | 2138304.82 | 0.0645 | 642.222 | 20444784.906 | Harrison County | Operating | Dry bottom wall-fired boiler | Coal | Low NOx Burner Technology (Dry Bottom only)<br>Selective Catalytic Reduction | 39.3844 | -80.3325 | WV | Harrison Power Station | 0 | 0 | 0 | Harrison County | Operating | Dry bottom wall-fired boiler | Coal | Low NOx Burner Technology (Dry Bottom only)<br>Selective Catalytic Reduction
WV | Mitchell (WV) | 3948 | 1 |  | 2019 | ARP, CSNOX, CSOSG2, CSSO2G1, MATS | 1851.34 | 5 | 1000506.66 | 0.1035 | 462.647 | 10297419.048 | Marshall County | Operating | Dry bottom wall-fired boiler | Coal | Low NOx Burner Technology (Dry Bottom only)<br>Selective Catalytic Reduction | 39.8297 | -80.8153 | WV | Mitchell (WV) | 3948 | 39.8297 | -80.8153 | Marshall County | Operating | Dry bottom wall-fired boiler | Coal | Low NOx Burner Technology (Dry Bottom only)<br>Selective Catalytic Reduction
WV | Mitchell (WV) | 3948 | 2 |  | 2019 | ARP, CSNOX, CSOSG2, CSSO2G1, MATS | 3040.63 | 5 | 1623981.57 | 0.0821 | 630.381 | 16069226.145 | Marshall County | Operating | Dry bottom wall-fired boiler | Coal | Low NOx Burner Technology (Dry Bottom only)<br>Selective Catalytic Reduction | 39.8297 | -80.8153 | WV | Mitchell (WV) | 0 | 0 | 0 | Marshall County | Operating | Dry bottom wall-fired boiler | Coal | Low NOx Burner Technology (Dry Bottom only)<br>Selective Catalytic Reduction
WV | Mitchell (WV) | 3948 | AUX1 |  | 2019 | SIPNOX | 160.53 | 5 |  | 0.104 | 5.538 | 106431.6 | Marshall County | Operating | Other boiler | Diesel Oil |  | 39.8297 | -80.8153 | WV | Mitchell (WV) | 0 | 0 | 0 | Marshall County | Operating | Other boiler | Diesel Oil
WV | Mount Storm Power Station | 3954 | 1 | CS0 | 2019 | ARP, CSNOX, CSOSG2, CSSO2G1, MATS | 2407.09 | 5 | 1056066.39 | 0.075 | 387.612 | 10236185.498 | Grant County | Operating | Tangentially-fired | Coal | Low NOx Burner Technology w/ Closed-coupled OFA<br>Selective Catalytic Reduction | 39.2014 | -79.2667 | WV | Mount Storm Power Station | 3954 | 39.2014 | -79.2667 | Grant County | Operating | Tangentially-fired | Coal | Low NOx Burner Technology w/ Closed-coupled OFA<br>Selective Catalytic Reduction
WV | Mount Storm Power Station | 3954 | 2 | CS0 | 2019 | ARP, CSNOX, CSOSG2, CSSO2G1, MATS | 2264.7 | 5 | 1051764.54 | 0.0786 | 399.324 | 10334466.059 | Grant County | Operating | Tangentially-fired | Coal | Low NOx Burner Technology w/ Closed-coupled OFA<br>Selective Catalytic Reduction | 39.2014 | -79.2667 | WV | Mount Storm Power Station | 0 | 0 | 0 | Grant County | Operating | Tangentially-fired | Coal | Low NOx Burner Technology w/ Closed-coupled OFA<br>Selective Catalytic Reduction
WV | Mount Storm Power Station | 3954 | 3 |  | 2019 | ARP, CSNOX, CSOSG2, CSSO2G1, MATS | 1218.9 | 5 | 537331.81 | 0.0647 | 165.43 | 5232780.077 | Grant County | Operating | Tangentially-fired | Coal | Low NOx Burner Technology w/ Closed-coupled OFA<br>Selective Catalytic Reduction | 39.2014 | -79.2667 | WV | Mount Storm Power Station | 0 | 0 | 0 | Grant County | Operating | Tangentially-fired | Coal | Low NOx Burner Technology w/ Closed-coupled OFA<br>Selective Catalytic Reduction
NJ | Cumberland Energy Center | 5083 | 5001 |  | 2019 | ARP, CSNOX, CSOSG2, CSSO2G1 | 494.65 | 5 | 42645.51 | 0.0142 | 1.578 | 357200.561 | Cumberland County | Operating | Combustion turbine | Pipeline Natural Gas | Water Injection<br>Selective Catalytic Reduction | 39.3757 | -74.9654 | NJ | Cumberland Energy Center | 5083 | 39.3757 | -74.9654 | Cumberland County | Operating | Combustion turbine | Pipeline Natural Gas | Water Injection<br>Selective Catalytic Reduction
NJ | Cumberland Energy Center | 5083 | 4001 |  | 2019 | CSNOX, CSOSG2, CSSO2G1 | 259.48 | 5 | 16925.16 | 0.0801 | 6.686 | 165790.891 | Cumberland County | Operating | Combustion turbine | Pipeline Natural Gas | Water Injection | 39.3757 | -74.9654 | NJ | Cumberland Energy Center | 0 | 0 | 0 | Cumberland County | Operating | Combustion turbine | Pipeline Natural Gas | Water Injection
WV | Pleasants Power Station | 6004 | 1 |  | 2019 | ARP, CSNOX, CSOSG2, CSSO2G1, MATS | 2578.01 | 5 | 1289351.43 | 0.1343 | 844.205 | 12412650.744 | Pleasants County | Operating | Dry bottom wall-fired boiler | Coal | Low NOx Burner Technology (Dry Bottom only)<br>Selective Catalytic Reduction | 39.3668 | -81.2944 | WV | Pleasants Power Station | 6004 | 39.3668 | -81.2944 | Pleasants County | Operating | Dry bottom wall-fired boiler | Coal | Low NOx Burner Technology (Dry Bottom only)<br>Selective Catalytic Reduction
WV | Pleasants Power Station | 6004 | 2 |  | 2019 | ARP, CSNOX, CSOSG2, CSSO2G1, MATS | 2690.41 | 5 | 1374300.22 | 0.1411 | 914.183 | 12899496.79 | Pleasants County | Operating | Dry bottom wall-fired boiler | Coal | Low NOx Burner Technology (Dry Bottom only)<br>Selective Catalytic Reduction | 39.3668 | -81.2944 | WV | Pleasants Power Station | 0 | 0 | 0 | Pleasants County | Operating | Dry bottom wall-fired boiler | Coal | Low NOx Burner Technology (Dry Bottom only)<br>Selective Catalytic Reduction
MA | Stony Brook Energy Center | 6081 | 1 |  | 2019 | RGGI, SIPNOX | 258 | 5 | 16039.75 | 0.2908 | 27.474 | 196674.425 | Hampden County | Operating | Combined cycle | Diesel Oil | Steam Injection | 42.1977 | -72.5103 | MA | Stony Brook Energy Center | 6081 | 42.1977 | -72.5103 | Hampden County | Operating | Combined cycle | Diesel Oil | Steam Injection
MA | Stony Brook Energy Center | 6081 | 2 |  | 2019 | RGGI, SIPNOX | 27.25 | 5 | 1735.25 | 0.1622 | 1.44 | 21462.6 | Hampden County | Operating | Combined cycle | Diesel Oil | Water Injection<br>Dry Low NOx Burners | 42.1977 | -72.5103 | MA | Stony Brook Energy Center | 0 | 0 | 0 | Hampden County | Operating | Combined cycle | Diesel Oil | Water Injection<br>Dry Low NOx Burners
MA | Stony Brook Energy Center | 6081 | 3 |  | 2019 | RGGI, SIPNOX | 229.75 | 5 | 14076.25 | 0.1405 | 12.042 | 172607.025 | Hampden County | Operating | Combined cycle | Diesel Oil | Steam Injection | 42.1977 | -72.5103 | MA | Stony Brook Energy Center | 0 | 0 | 0 | Hampden County | Operating | Combined cycle | Diesel Oil | Steam Injection
MA | Stony Brook Energy Center | 6081 | 4 |  | 2019 | RGGI, SIPNOX | 8.75 | 5 | 232.75 | 1.1997 | 2.549 | 4249.1 | Hampden County | Operating | Combustion turbine | Diesel Oil | Water Injection | 42.1977 | -72.5103 | MA | Stony Brook Energy Center | 0 | 0 | 0 | Hampden County | Operating | Combustion turbine | Diesel Oil | Water Injection
MA | Stony Brook Energy Center | 6081 | 5 |  | 2019 | RGGI, SIPNOX | 9 | 5 | 236 | 1.2 | 2.024 | 3374 | Hampden County | Operating | Combustion turbine | Diesel Oil | Water Injection | 42.1977 | -72.5103 | MA | Stony Brook Energy Center | 0 | 0 | 0 | Hampden County | Operating | Combustion turbine | Diesel Oil | Water Injection
NY | Somerset Operating Company (Kintigh) | 6082 | 1 |  | 2019 | ARP, CSNOX, CSOSG2, CSSO2G1, MATS, RGGI | 101.58 | 5 | 26472.04 | 0.2304 | 32.518 | 280253.286 | Niagara County | Operating | Dry bottom wall-fired boiler | Coal | Selective Catalytic Reduction<br>Low NOx Burner Technology (Dry Bottom only) | 43.3561 | -78.6039 | NY | Somerset Operating Company (Kintigh) | 6082 | 43.3561 | -78.6039 | Niagara County | Operating | Dry bottom wall-fired boiler | Coal | Selective Catalytic Reduction<br>Low NOx Burner Technology (Dry Bottom only)
PA | Bruce Mansfield | 6094 | 1 | MS1A, MS1B | 2019 | ARP, CSNOX, CSOSG2, CSSO2G1, MATS | 0 | 5 |  |  |  |  | Beaver County | Operating | Dry bottom wall-fired boiler | Coal | Low NOx Burner Technology w/ Overfire Air<br>Selective Catalytic Reduction | 40.6344 | -80.42 | PA | Bruce Mansfield | 6094 | 40.6344 | -80.42 | Beaver County | Operating | Dry bottom wall-fired boiler | Coal | Low NOx Burner Technology w/ Overfire Air<br>Selective Catalytic Reduction
PA | Bruce Mansfield | 6094 | 2 | MS2A, MS2B | 2019 | ARP, CSNOX, CSOSG2, CSSO2G1, MATS | 0 | 5 |  |  |  |  | Beaver County | Operating | Dry bottom wall-fired boiler | Coal | Low NOx Burner Technology (Dry Bottom only)<br>Low NOx Burner Technology w/ Overfire Air<br>Selective Catalytic Reduction | 40.6344 | -80.42 | PA | Bruce Mansfield | 0 | 0 | 0 | Beaver County | Operating | Dry bottom wall-fired boiler | Coal | Low NOx Burner Technology (Dry Bottom only)<br>Low NOx Burner Technology w/ Overfire Air<br>Selective Catalytic Reduction
PA | Bruce Mansfield | 6094 | 3 | MS3A, MS3B | 2019 | ARP, CSNOX, CSOSG2, CSSO2G1, MATS | 909.92 | 5 | 367668.59 | 0.1054 | 190.12 | 3900590.706 | Beaver County | Operating | Dry bottom wall-fired boiler | Coal | Low NOx Burner Technology w/ Overfire Air<br>Selective Catalytic Reduction | 40.6344 | -80.42 | PA | Bruce Mansfield | 0 | 0 | 0 | Beaver County | Operating | Dry bottom wall-fired boiler | Coal | Low NOx Burner Technology w/ Overfire Air<br>Selective Catalytic Reduction
CT | New Haven Harbor | 6156 | NHHS2 |  | 2019 | ARP, RGGI, SIPNOX | 3.45 | 5 | 123.73 | 0.0653 | 0.021 | 1194.353 | New Haven County | Operating | Combustion turbine | Diesel Oil | Water Injection<br>Selective Catalytic Reduction | 41.2836 | -72.9042 | CT | New Haven Harbor | 6156 | 41.2836 | -72.9042 | New Haven County | Operating | Combustion turbine | Diesel Oil | Water Injection<br>Selective Catalytic Reduction
CT | New Haven Harbor | 6156 | NHHS3 |  | 2019 | ARP, RGGI, SIPNOX | 5.47 | 5 | 185.39 | 0.1438 | 0.037 | 1790.843 | New Haven County | Operating | Combustion turbine | Diesel Oil | Water Injection<br>Selective Catalytic Reduction | 41.2836 | -72.9042 | CT | New Haven Harbor | 0 | 0 | 0 | New Haven County | Operating | Combustion turbine | Diesel Oil | Water Injection<br>Selective Catalytic Reduction
CT | New Haven Harbor | 6156 | NHHS4 |  | 2019 | ARP, RGGI, SIPNOX | 4.53 | 5 | 174.33 | 0.0705 | 0.021 | 1709.107 | New Haven County | Operating | Combustion turbine | Diesel Oil | Water Injection<br>Selective Catalytic Reduction | 41.2836 | -72.9042 | CT | New Haven Harbor | 0 | 0 | 0 | New Haven County | Operating | Combustion turbine | Diesel Oil | Water Injection<br>Selective Catalytic Reduction
CT | New Haven Harbor | 6156 | NHB1 |  | 2019 | ARP, MATS, RGGI, SIPNOX | 157.78 | 5 | 15591.83 | 0.0435 | 4.695 | 190219.274 | New Haven County | Operating | Tangentially-fired | Residual Oil |  | 41.2836 | -72.9042 | CT | New Haven Harbor | 0 | 0 | 0 | New Haven County | Operating | Tangentially-fired | Residual Oil
WV | Mountaineer (1301) | 6264 | 1 |  | 2019 | ARP, CSNOX, CSOSG2, CSSO2G1, MATS | 3596.18 | 5 | 4326943.94 | 0.0899 | 1774.236 | 40301205.198 | Mason County | Operating | Dry bottom wall-fired boiler | Coal | Low NOx Burner Technology (Dry Bottom only)<br>Selective Catalytic Reduction | 38.9794 | -81.9344 | WV | Mountaineer (1301) | 6264 | 38.9794 | -81.9344 | Mason County | Operating | Dry bottom wall-fired boiler | Coal | Low NOx Burner Technology (Dry Bottom only)<br>Selective Catalytic Reduction
WV | Mountaineer (1301) | 6264 | AUX1 |  | 2019 | SIPNOX | 35.36 | 5 |  | 0.107 | 1.132 | 21145.4 | Mason County | Operating | Other boiler | Diesel Oil |  | 38.9794 | -81.9344 | WV | Mountaineer (1301) | 0 | 0 | 0 | Mason County | Operating | Other boiler | Diesel Oil
WV | Mountaineer (1301) | 6264 | AUX2 |  | 2019 | SIPNOX | 39.32 | 5 |  | 0.107 | 1.258 | 23513.2 | Mason County | Operating | Other boiler | Diesel Oil |  | 38.9794 | -81.9344 | WV | Mountaineer (1301) | 0 | 0 | 0 | Mason County | Operating | Other boiler | Diesel Oil
CT | Alfred L Pierce Generating Station | 6635 | AP-1 |  | 2019 | ARP, RGGI, SIPNOX | 6.97 | 5 | 388.65 | 0.0485 | 0.084 | 4746.895 | New Haven County | Operating | Combustion turbine | Pipeline Natural Gas | Dry Low NOx Burners<br>Water Injection | 41.4485 | -72.834 | CT | Alfred L Pierce Generating Station | 6635 | 41.4485 | -72.834 | New Haven County | Operating | Combustion turbine | Pipeline Natural Gas | Dry Low NOx Burners<br>Water Injection
NJ | West Station | 6776 | 2001 |  | 2019 | CSNOX, CSOSG2, CSSO2G1 | 0 | 5 |  |  |  |  | Cumberland County | Operating | Combustion turbine | Diesel Oil | Water Injection<br>Selective Catalytic Reduction | 39.4903 | -75.0486 | NJ | West Station | 6776 | 39.4903 | -75.0486 | Cumberland County | Operating | Combustion turbine | Diesel Oil | Water Injection<br>Selective Catalytic Reduction
VA | Gravel Neck Combustion Turbine | 7032 | 3 | CP0 | 2019 | CSNOX, CSOSG2, CSSO2G1 | 347.51 | 5 | 22658.6 | 0.2044 | 22.597 | 298636.4 | Surry County | Operating | Combustion turbine | Pipeline Natural Gas | Water Injection | 37.1575 | -76.6911 | VA | Gravel Neck Combustion Turbine | 7032 | 37.1575 | -76.6911 | Surry County | Operating | Combustion turbine | Pipeline Natural Gas | Water Injection
VA | Gravel Neck Combustion Turbine | 7032 | 4 | CP0 | 2019 | CSNOX, CSOSG2, CSSO2G1 | 3.47 | 5 | 232.19 | 0.149 | 0.227 | 3050.8 | Surry County | Operating | Combustion turbine | Pipeline Natural Gas | Water Injection | 37.1575 | -76.6911 | VA | Gravel Neck Combustion Turbine | 0 | 0 | 0 | Surry County | Operating | Combustion turbine | Pipeline Natural Gas | Water Injection
VA | Gravel Neck Combustion Turbine | 7032 | 5 | CP0 | 2019 | CSNOX, CSOSG2, CSSO2G1 | 327.24 | 5 | 20645.2 | 0.2089 | 20.632 | 272124.1 | Surry County | Operating | Combustion turbine | Pipeline Natural Gas | Water Injection | 37.1575 | -76.6911 | VA | Gravel Neck Combustion Turbine | 0 | 0 | 0 | Surry County | Operating | Combustion turbine | Pipeline Natural Gas | Water Injection
VA | Gravel Neck Combustion Turbine | 7032 | 6 | CP0 | 2019 | CSNOX, CSOSG2, CSSO2G1 | 65.6 | 5 | 4448.08 | 0.2016 | 4.437 | 58638.3 | Surry County | Operating | Combustion turbine | Pipeline Natural Gas | Water Injection | 37.1575 | -76.6911 | VA | Gravel Neck Combustion Turbine | 0 | 0 | 0 | Surry County | Operating | Combustion turbine | Pipeline Natural Gas | Water Injection
NJ | Forked River Power | 7138 | 2001 | CPFG01 | 2019 | CSNOX, CSOSG2, CSSO2G1 | 80.51 | 5 | 2419.16 | 0.2616 | 2.085 | 31765.5 | Ocean County | Operating | Combustion turbine | Diesel Oil | Water Injection | 39.8154 | -74.2098 | NJ | Forked River Power | 7138 | 39.8154 | -74.2098 | Ocean County | Operating | Combustion turbine | Diesel Oil | Water Injection
NJ | Forked River Power | 7138 | 3001 | CPFG01 | 2019 | CSNOX, CSOSG2, CSSO2G1 | 31.03 | 5 | 917.99 | 0.3553 | 1.432 | 12052.1 | Ocean County | Operating | Combustion turbine | Diesel Oil | Dry Low NOx Burners<br>Water Injection | 39.8154 | -74.2098 | NJ | Forked River Power | 0 | 0 | 0 | Ocean County | Operating | Combustion turbine | Diesel Oil | Dry Low NOx Burners<br>Water Injection
NY | Wading River Facility | 7146 | UGT007 |  | 2019 | CSNOX, CSOSG2, CSSO2G1, RGGI | 41.25 | 5 | 2388.5 | 0.2109 | 3.381 | 33071.9 | Suffolk County | Operating | Combustion turbine | Diesel Oil | Other<br>Water Injection | 40.9569 | -72.8774 | NY | Wading River Facility | 7146 | 40.9569 | -72.8774 | Suffolk County | Operating | Combustion turbine | Diesel Oil | Other<br>Water Injection
NY | Wading River Facility | 7146 | UGT008 |  | 2019 | CSNOX, CSOSG2, CSSO2G1, RGGI | 48 | 5 | 2639 | 0.2029 | 3.116 | 36306.025 | Suffolk County | Operating | Combustion turbine | Diesel Oil | Other<br>Water Injection | 40.9569 | -72.8774 | NY | Wading River Facility | 0 | 0 | 0 | Suffolk County | Operating | Combustion turbine | Diesel Oil | Other<br>Water Injection
NY | Wading River Facility | 7146 | UGT009 |  | 2019 | CSNOX, CSOSG2, CSSO2G1, RGGI | 40.5 | 5 | 2366.75 | 0.227 | 3.476 | 31940.5 | Suffolk County | Operating | Combustion turbine | Diesel Oil | Other<br>Water Injection | 40.9569 | -72.8774 | NY | Wading River Facility | 0 | 0 | 0 | Suffolk County | Operating | Combustion turbine | Diesel Oil | Other<br>Water Injection
NY | Wading River Facility | 7146 | UGT013 | CP001 | 2019 | CSNOX, CSOSG2, CSSO2G1, RGGI | 20 | 5 | 624 | 0.5849 | 2.576 | 8807.1 | Suffolk County | Operating | Combustion turbine | Diesel Oil |  | 40.9569 | -72.8774 | NY | Wading River Facility | 0 | 0 | 0 | Suffolk County | Operating | Combustion turbine | Diesel Oil
NY | Wading River Facility | 7146 | UGT014 | CP001 | 2019 | SIPNOX | 27 | 5 | 254 | 0.7889 | 1.494 | 3786.4 | Suffolk County | Operating | Combustion turbine | Diesel Oil |  | 40.9569 | -72.8774 | NY | Wading River Facility | 0 | 0 | 0 | Suffolk County | Operating | Combustion turbine | Diesel Oil
DE | Hay Road | 7153 | 5 |  | 2019 | ARP, RGGI, SIPNOX | 1301.71 | 5 | 115378.4 | 0.0289 | 13.161 | 1432790.292 | New Castle County | Operating | Combined cycle | Diesel Oil | Water Injection<br>Overfire Air<br>Selective Catalytic Reduction | 39.7436 | -75.5072 | DE | Hay Road | 7153 | 39.7436 | -75.5072 | New Castle County | Operating | Combined cycle | Diesel Oil | Water Injection<br>Overfire Air<br>Selective Catalytic Reduction
DE | Hay Road | 7153 | 6 |  | 2019 | ARP, RGGI, SIPNOX | 1230.59 | 5 | 109468.28 | 0.0309 | 13.488 | 1354474.007 | New Castle County | Operating | Combined cycle | Diesel Oil | Water Injection<br>Overfire Air<br>Selective Catalytic Reduction | 39.7436 | -75.5072 | DE | Hay Road | 0 | 0 | 0 | New Castle County | Operating | Combined cycle | Diesel Oil | Water Injection<br>Overfire Air<br>Selective Catalytic Reduction
DE | Hay Road | 7153 | 7 |  | 2019 | ARP, RGGI, SIPNOX | 1233.93 | 5 | 110811.6 | 0.027 | 11.649 | 1366825.856 | New Castle County | Operating | Combined cycle | Diesel Oil | Water Injection<br>Overfire Air<br>Selective Catalytic Reduction | 39.7436 | -75.5072 | DE | Hay Road | 0 | 0 | 0 | New Castle County | Operating | Combined cycle | Diesel Oil | Water Injection<br>Overfire Air<br>Selective Catalytic Reduction
DE | Hay Road | 7153 | **3 |  | 2019 | ARP, RGGI, SIPNOX | 1289.97 | 5 | 113393.72 | 0.0512 | 32.307 | 1405406.448 | New Castle County | Operating | Combined cycle | Pipeline Natural Gas | Water Injection<br>Overfire Air | 39.7436 | -75.5072 | DE | Hay Road | 0 | 0 | 0 | New Castle County | Operating | Combined cycle | Pipeline Natural Gas | Water Injection<br>Overfire Air
DE | Hay Road | 7153 | 1 |  | 2019 | RGGI, SIPNOX | 1386.58 | 5 | 117760.63 | 0.0526 | 35.69 | 1504679.429 | New Castle County | Operating | Combined cycle | Pipeline Natural Gas | Water Injection<br>Overfire Air | 39.7436 | -75.5072 | DE | Hay Road | 0 | 0 | 0 | New Castle County | Operating | Combined cycle | Pipeline Natural Gas | Water Injection<br>Overfire Air
DE | Hay Road | 7153 | 2 |  | 2019 | RGGI, SIPNOX | 1374.96 | 5 | 118991.08 | 0.0619 | 42.888 | 1537083.012 | New Castle County | Operating | Combined cycle | Pipeline Natural Gas | Water Injection<br>Overfire Air | 39.7436 | -75.5072 | DE | Hay Road | 0 | 0 | 0 | New Castle County | Operating | Combined cycle | Pipeline Natural Gas | Water Injection<br>Overfire Air
VA | Darbytown Combustion Turbine | 7212 | 1 | CP0 | 2019 | CSNOX, CSOSG2, CSSO2G1 | 9.28 | 5 | 557.18 | 0.3002 | 0.626 | 7353 | Henrico County | Operating | Combustion turbine | Pipeline Natural Gas | Water Injection | 37.4978 | -77.368 | VA | Darbytown Combustion Turbine | 7212 | 37.4978 | -77.368 | Henrico County | Operating | Combustion turbine | Pipeline Natural Gas | Water Injection
VA | Darbytown Combustion Turbine | 7212 | 2 | CP0 | 2019 | CSNOX, CSOSG2, CSSO2G1 | 20.48 | 5 | 1373.94 | 0.2053 | 1.411 | 17933.2 | Henrico County | Operating | Combustion turbine | Pipeline Natural Gas | Water Injection | 37.4978 | -77.368 | VA | Darbytown Combustion Turbine | 0 | 0 | 0 | Henrico County | Operating | Combustion turbine | Pipeline Natural Gas | Water Injection
VA | Darbytown Combustion Turbine | 7212 | 3 | CP0 | 2019 | CSNOX, CSOSG2, CSSO2G1 | 38.45 | 5 | 2738.59 | 0.2408 | 2.74 | 35391.9 | Henrico County | Operating | Combustion turbine | Pipeline Natural Gas | Water Injection | 37.4978 | -77.368 | VA | Darbytown Combustion Turbine | 0 | 0 | 0 | Henrico County | Operating | Combustion turbine | Pipeline Natural Gas | Water Injection
VA | Darbytown Combustion Turbine | 7212 | 4 | CP0 | 2019 | CSNOX, CSOSG2, CSSO2G1 | 159.08 | 5 | 10499.84 | 0.2081 | 10.368 | 136645.6 | Henrico County | Operating | Combustion turbine | Pipeline Natural Gas | Water Injection | 37.4978 | -77.368 | VA | Darbytown Combustion Turbine | 0 | 0 | 0 | Henrico County | Operating | Combustion turbine | Pipeline Natural Gas | Water Injection
VA | Clover Power Station | 7213 | 1 |  | 2019 | ARP, CSNOX, CSOSG2, CSSO2G1, MATS | 1141.72 | 5 | 311709.94 | 0.2578 | 461.963 | 3211357.167 | Halifax County | Operating | Tangentially-fired | Coal | Selective Non-catalytic Reduction<br>Other | 36.8692 | -78.7046 | VA | Clover Power Station | 7213 | 36.8692 | -78.7046 | Halifax County | Operating | Tangentially-fired | Coal | Selective Non-catalytic Reduction<br>Other
VA | Clover Power Station | 7213 | 2 |  | 2019 | ARP, CSNOX, CSOSG2, CSSO2G1, MATS | 1291.38 | 5 | 342161.07 | 0.2552 | 476.742 | 3513181.103 | Halifax County | Operating | Tangentially-fired | Coal | Selective Non-catalytic Reduction<br>Other | 36.8692 | -78.7046 | VA | Clover Power Station | 0 | 0 | 0 | Halifax County | Operating | Tangentially-fired | Coal | Selective Non-catalytic Reduction<br>Other
NJ | Sherman Avenue | 7288 | 1 |  | 2019 | ARP, CSNOX, CSOSG2, CSSO2G1 | 275.38 | 5 | 18237.85 | 0.0755 | 8.494 | 233131.935 | Cumberland County | Operating | Combustion turbine | Diesel Oil | Water Injection | 39.451 | -75.0578 | NJ | Sherman Avenue | 7288 | 39.451 | -75.0578 | Cumberland County | Operating | Combustion turbine | Diesel Oil | Water Injection
NY | Richard M Flynn (Holtsville) | 7314 | 1 |  | 2019 | ARP, CSNOX, CSOSG2, CSSO2G1, RGGI | 1832.67 | 5 | 140184.26 | 0.0398 | 29.812 | 1801210.383 | Suffolk County | Operating | Combined cycle | Pipeline Natural Gas |  | 40.8153 | -73.0644 | NY | Richard M Flynn (Holtsville) | 7314 | 40.8153 | -73.0644 | Suffolk County | Operating | Combined cycle | Pipeline Natural Gas
DE | Van Sant | 7318 | **11 |  | 2019 | ARP, RGGI, SIPNOX | 86.34 | 5 | 2712.91 | 0.152 | 2.765 | 36383.089 | Kent County | Operating | Combustion turbine | Pipeline Natural Gas | Water Injection | 39.15 | -75.5466 | DE | Van Sant | 7318 | 39.15 | -75.5466 | Kent County | Operating | Combustion turbine | Pipeline Natural Gas | Water Injection
MD | Rock Springs Generating Facility | 7835 | 1 |  | 2019 | ARP, CSNOX, CSOSG2, CSSO2G1, RGGI | 112.68 | 5 | 17771.99 | 0.0439 | 3.166 | 189167.763 | Cecil County | Operating | Combustion turbine | Pipeline Natural Gas | Dry Low NOx Burners | 39.7183 | -76.1606 | MD | Rock Springs Generating Facility | 7835 | 39.7183 | -76.1606 | Cecil County | Operating | Combustion turbine | Pipeline Natural Gas | Dry Low NOx Burners
MD | Rock Springs Generating Facility | 7835 | 2 |  | 2019 | ARP, CSNOX, CSOSG2, CSSO2G1, RGGI | 69.95 | 5 | 10869.69 | 0.0463 | 2.196 | 116386.101 | Cecil County | Operating | Combustion turbine | Pipeline Natural Gas | Dry Low NOx Burners | 39.7183 | -76.1606 | MD | Rock Springs Generating Facility | 0 | 0 | 0 | Cecil County | Operating | Combustion turbine | Pipeline Natural Gas | Dry Low NOx Burners
MD | Rock Springs Generating Facility | 7835 | 3 |  | 2019 | ARP, CSNOX, CSOSG2, CSSO2G1, RGGI | 105.82 | 5 | 16651.06 | 0.0486 | 3.068 | 178940.894 | Cecil County | Operating | Combustion turbine | Pipeline Natural Gas | Dry Low NOx Burners | 39.7183 | -76.1606 | MD | Rock Springs Generating Facility | 0 | 0 | 0 | Cecil County | Operating | Combustion turbine | Pipeline Natural Gas | Dry Low NOx Burners
MD | Rock Springs Generating Facility | 7835 | 4 |  | 2019 | ARP, CSNOX, CSOSG2, CSSO2G1, RGGI | 92.15 | 5 | 14332.63 | 0.0505 | 2.948 | 155958.189 | Cecil County | Operating | Combustion turbine | Pipeline Natural Gas | Dry Low NOx Burners | 39.7183 | -76.1606 | MD | Rock Springs Generating Facility | 0 | 0 | 0 | Cecil County | Operating | Combustion turbine | Pipeline Natural Gas | Dry Low NOx Burners
VA | Marsh Run Generation Facility | 7836 | EU1 |  | 2019 | ARP, CSNOX, CSOSG2, CSSO2G1 | 956.65 | 5 | 146554.14 | 0.0373 | 24.203 | 1523017.669 | Fauquier County | Operating | Combustion turbine | Pipeline Natural Gas | Dry Low NOx Burners<br>Water Injection | 38.5283 | -77.7681 | VA | Marsh Run Generation Facility | 7836 | 38.5283 | -77.7681 | Fauquier County | Operating | Combustion turbine | Pipeline Natural Gas | Dry Low NOx Burners<br>Water Injection
VA | Marsh Run Generation Facility | 7836 | EU2 |  | 2019 | ARP, CSNOX, CSOSG2, CSSO2G1 | 909.88 | 5 | 136795.6 | 0.0371 | 21.982 | 1436187.537 | Fauquier County | Operating | Combustion turbine | Pipeline Natural Gas | Dry Low NOx Burners<br>Water Injection | 38.5283 | -77.7681 | VA | Marsh Run Generation Facility | 0 | 0 | 0 | Fauquier County | Operating | Combustion turbine | Pipeline Natural Gas | Dry Low NOx Burners<br>Water Injection
VA | Marsh Run Generation Facility | 7836 | EU3 |  | 2019 | ARP, CSNOX, CSOSG2, CSSO2G1 | 985.23 | 5 | 150235.18 | 0.04 | 26.197 | 1579580.222 | Fauquier County | Operating | Combustion turbine | Pipeline Natural Gas | Dry Low NOx Burners<br>Water Injection | 38.5283 | -77.7681 | VA | Marsh Run Generation Facility | 0 | 0 | 0 | Fauquier County | Operating | Combustion turbine | Pipeline Natural Gas | Dry Low NOx Burners<br>Water Injection
VA | Louisa Generation Facility | 7837 | EU1 |  | 2019 | ARP, CSNOX, CSOSG2, CSSO2G1 | 633.43 | 5 | 46800.77 | 0.0279 | 6.398 | 568672.792 | Louisa County | Operating | Combustion turbine | Pipeline Natural Gas | Dry Low NOx Burners<br>Water Injection | 38.1181 | -78.2139 | VA | Louisa Generation Facility | 7837 | 38.1181 | -78.2139 | Louisa County | Operating | Combustion turbine | Pipeline Natural Gas | Dry Low NOx Burners<br>Water Injection
VA | Louisa Generation Facility | 7837 | EU2 |  | 2019 | ARP, CSNOX, CSOSG2, CSSO2G1 | 721.27 | 5 | 52294.61 | 0.0332 | 8.667 | 627234.341 | Louisa County | Operating | Combustion turbine | Pipeline Natural Gas | Dry Low NOx Burners<br>Water Injection | 38.1181 | -78.2139 | VA | Louisa Generation Facility | 0 | 0 | 0 | Louisa County | Operating | Combustion turbine | Pipeline Natural Gas | Dry Low NOx Burners<br>Water Injection
VA | Louisa Generation Facility | 7837 | EU3 |  | 2019 | ARP, CSNOX, CSOSG2, CSSO2G1 | 589.5 | 5 | 44734.45 | 0.0301 | 6.259 | 517112.592 | Louisa County | Operating | Combustion turbine | Pipeline Natural Gas | Dry Low NOx Burners<br>Water Injection | 38.1181 | -78.2139 | VA | Louisa Generation Facility | 0 | 0 | 0 | Louisa County | Operating | Combustion turbine | Pipeline Natural Gas | Dry Low NOx Burners<br>Water Injection
VA | Louisa Generation Facility | 7837 | EU4 |  | 2019 | ARP, CSNOX, CSOSG2, CSSO2G1 | 707.36 | 5 | 52568.44 | 0.0229 | 5.958 | 610023.787 | Louisa County | Operating | Combustion turbine | Pipeline Natural Gas | Dry Low NOx Burners<br>Water Injection | 38.1181 | -78.2139 | VA | Louisa Generation Facility | 0 | 0 | 0 | Louisa County | Operating | Combustion turbine | Pipeline Natural Gas | Dry Low NOx Burners<br>Water Injection
VA | Louisa Generation Facility | 7837 | EU5 |  | 2019 | ARP, CSNOX, CSOSG2, CSSO2G1 | 693.15 | 5 | 105337.76 | 0.0364 | 18.104 | 1126857.432 | Louisa County | Operating | Combustion turbine | Pipeline Natural Gas | Dry Low NOx Burners<br>Water Injection | 38.1181 | -78.2139 | VA | Louisa Generation Facility | 0 | 0 | 0 | Louisa County | Operating | Combustion turbine | Pipeline Natural Gas | Dry Low NOx Burners<br>Water Injection
VA | Remington Combustion Turbine Station | 7838 | 1 |  | 2019 | ARP, CSNOX, CSOSG2, CSSO2G1 | 450.76 | 5 | 63665.16 | 0.0415 | 10.697 | 643424.059 | Fauquier County | Operating | Combustion turbine | Pipeline Natural Gas | Dry Low NOx Burners<br>Water Injection | 38.5447 | -77.7707 | VA | Remington Combustion Turbine Station | 7838 | 38.5447 | -77.7707 | Fauquier County | Operating | Combustion turbine | Pipeline Natural Gas | Dry Low NOx Burners<br>Water Injection
VA | Remington Combustion Turbine Station | 7838 | 2 |  | 2019 | ARP, CSNOX, CSOSG2, CSSO2G1 | 276.68 | 5 | 38742.28 | 0.0403 | 6.241 | 394193.409 | Fauquier County | Operating | Combustion turbine | Pipeline Natural Gas | Dry Low NOx Burners<br>Water Injection | 38.5447 | -77.7707 | VA | Remington Combustion Turbine Station | 0 | 0 | 0 | Fauquier County | Operating | Combustion turbine | Pipeline Natural Gas | Dry Low NOx Burners<br>Water Injection
VA | Remington Combustion Turbine Station | 7838 | 3 |  | 2019 | ARP, CSNOX, CSOSG2, CSSO2G1 | 524.85 | 5 | 76693.95 | 0.0328 | 10.248 | 774275.775 | Fauquier County | Operating | Combustion turbine | Pipeline Natural Gas | Dry Low NOx Burners<br>Water Injection | 38.5447 | -77.7707 | VA | Remington Combustion Turbine Station | 0 | 0 | 0 | Fauquier County | Operating | Combustion turbine | Pipeline Natural Gas | Dry Low NOx Burners<br>Water Injection
VA | Remington Combustion Turbine Station | 7838 | 4 |  | 2019 | ARP, CSNOX, CSOSG2, CSSO2G1 | 376.69 | 5 | 52402.73 | 0.0372 | 8.01 | 531189.472 | Fauquier County | Operating | Combustion turbine | Pipeline Natural Gas | Dry Low NOx Burners<br>Water Injection | 38.5447 | -77.7707 | VA | Remington Combustion Turbine Station | 0 | 0 | 0 | Fauquier County | Operating | Combustion turbine | Pipeline Natural Gas | Dry Low NOx Burners<br>Water Injection
VA | Ladysmith Combustion Turbine Sta | 7839 | 1 |  | 2019 | ARP, CSNOX, CSOSG2, CSSO2G1 | 758.53 | 5 | 112159.5 | 0.0359 | 16.615 | 1130766.038 | Caroline County | Operating | Combustion turbine | Pipeline Natural Gas | Dry Low NOx Burners<br>Water Injection | 38.0725 | -77.5141 | VA | Ladysmith Combustion Turbine Sta | 7839 | 38.0725 | -77.5141 | Caroline County | Operating | Combustion turbine | Pipeline Natural Gas | Dry Low NOx Burners<br>Water Injection
VA | Ladysmith Combustion Turbine Sta | 7839 | 2 |  | 2019 | ARP, CSNOX, CSOSG2, CSSO2G1 | 394.06 | 5 | 59014.9 | 0.0392 | 8.912 | 580288.989 | Caroline County | Operating | Combustion turbine | Pipeline Natural Gas | Dry Low NOx Burners<br>Water Injection | 38.0725 | -77.5141 | VA | Ladysmith Combustion Turbine Sta | 0 | 0 | 0 | Caroline County | Operating | Combustion turbine | Pipeline Natural Gas | Dry Low NOx Burners<br>Water Injection
VA | Ladysmith Combustion Turbine Sta | 7839 | 3 |  | 2019 | ARP, CSNOX, CSOSG2, CSSO2G1 | 871.49 | 5 | 138720.42 | 0.0318 | 19.272 | 1383474.416 | Caroline County | Operating | Combustion turbine | Pipeline Natural Gas | Dry Low NOx Burners<br>Water Injection | 38.0725 | -77.5141 | VA | Ladysmith Combustion Turbine Sta | 0 | 0 | 0 | Caroline County | Operating | Combustion turbine | Pipeline Natural Gas | Dry Low NOx Burners<br>Water Injection
VA | Ladysmith Combustion Turbine Sta | 7839 | 4 |  | 2019 | ARP, CSNOX, CSOSG2, CSSO2G1 | 458.08 | 5 | 72654.6 | 0.0319 | 10.227 | 718215.052 | Caroline County | Operating | Combustion turbine | Pipeline Natural Gas | Dry Low NOx Burners<br>Water Injection | 38.0725 | -77.5141 | VA | Ladysmith Combustion Turbine Sta | 0 | 0 | 0 | Caroline County | Operating | Combustion turbine | Pipeline Natural Gas | Dry Low NOx Burners<br>Water Injection
VA | Ladysmith Combustion Turbine Sta | 7839 | 5 |  | 2019 | ARP, CSNOX, CSOSG2, CSSO2G1 | 67.85 | 5 | 10318.46 | 0.0387 | 1.627 | 103113.026 | Caroline County | Operating | Combustion turbine | Pipeline Natural Gas | Dry Low NOx Burners<br>Water Injection | 38.0725 | -77.5141 | VA | Ladysmith Combustion Turbine Sta | 0 | 0 | 0 | Caroline County | Operating | Combustion turbine | Pipeline Natural Gas | Dry Low NOx Burners<br>Water Injection
NY | Glenwood Landing Energy Center | 7869 | UGT011 |  | 2019 | SIPNOX | 23 | 5 | 155 | 1.1999 | 1.902 | 3170 | Nassau County | Operating | Combustion turbine | Diesel Oil |  | 40.8275 | -73.6478 | NY | Glenwood Landing Energy Center | 7869 | 40.8275 | -73.6478 | Nassau County | Operating | Combustion turbine | Diesel Oil
NY | Glenwood Landing Energy Center | 7869 | UGT012 |  | 2019 | ARP, CSNOX, CSOSG2, CSSO2G1, RGGI | 554.25 | 5 | 22253.75 | 0.0432 | 1.455 | 217891.9 | Nassau County | Operating | Combustion turbine | Pipeline Natural Gas | Water Injection<br>Selective Catalytic Reduction | 40.8275 | -73.6478 | NY | Glenwood Landing Energy Center | 0 | 0 | 0 | Nassau County | Operating | Combustion turbine | Pipeline Natural Gas | Water Injection<br>Selective Catalytic Reduction
NY | Glenwood Landing Energy Center | 7869 | UGT013 |  | 2019 | ARP, CSNOX, CSOSG2, CSSO2G1, RGGI | 570.5 | 5 | 22772 | 0.0467 | 1.453 | 225517.525 | Nassau County | Operating | Combustion turbine | Pipeline Natural Gas | Water Injection<br>Selective Catalytic Reduction | 40.8275 | -73.6478 | NY | Glenwood Landing Energy Center | 0 | 0 | 0 | Nassau County | Operating | Combustion turbine | Pipeline Natural Gas | Water Injection<br>Selective Catalytic Reduction
NY | Vernon Boulevard | 7909 | VB01 |  | 2019 | ARP, CSNOX, CSOSG2, CSSO2G1, RGGI | 303.06 | 5 | 11739.42 | 0.0291 | 0.753 | 115639.482 | Queens County | Operating | Combustion turbine | Pipeline Natural Gas | Selective Catalytic Reduction | 40.7539 | -73.9506 | NY | Vernon Boulevard | 7909 | 40.7539 | -73.9506 | Queens County | Operating | Combustion turbine | Pipeline Natural Gas | Selective Catalytic Reduction
NY | Vernon Boulevard | 7909 | VB02 |  | 2019 | ARP, CSNOX, CSOSG2, CSSO2G1, RGGI | 459.64 | 5 | 18016.08 | 0.0299 | 1.181 | 174347.713 | Queens County | Operating | Combustion turbine | Pipeline Natural Gas | Selective Catalytic Reduction | 40.7539 | -73.9506 | NY | Vernon Boulevard | 0 | 0 | 0 | Queens County | Operating | Combustion turbine | Pipeline Natural Gas | Selective Catalytic Reduction
NY | 23rd and 3rd | 7910 | 2301 |  | 2019 | ARP, CSNOX, CSOSG2, CSSO2G1, RGGI | 970.75 | 5 | 40386.65 | 0.0132 | 1.929 | 404304.445 | Kings County | Operating | Combustion turbine | Pipeline Natural Gas | Selective Catalytic Reduction | 40.663 | -74 | NY | 23rd and 3rd | 7910 | 40.663 | -74 | Kings County | Operating | Combustion turbine | Pipeline Natural Gas | Selective Catalytic Reduction
NY | 23rd and 3rd | 7910 | 2302 |  | 2019 | ARP, CSNOX, CSOSG2, CSSO2G1, RGGI | 748.39 | 5 | 30963.92 | 0.0189 | 1.554 | 316055.217 | Kings County | Operating | Combustion turbine | Pipeline Natural Gas | Selective Catalytic Reduction | 40.663 | -74 | NY | 23rd and 3rd | 0 | 0 | 0 | Kings County | Operating | Combustion turbine | Pipeline Natural Gas | Selective Catalytic Reduction
NY | Brentwood | 7912 | BW01 |  | 2019 | ARP, CSNOX, CSOSG2, CSSO2G1, RGGI | 766.35 | 5 | 33814.02 | 0.0261 | 1.862 | 322484.697 | Suffolk County | Operating | Combustion turbine | Pipeline Natural Gas | Selective Catalytic Reduction | 40.787 | -73.2933 | NY | Brentwood | 7912 | 40.787 | -73.2933 | Suffolk County | Operating | Combustion turbine | Pipeline Natural Gas | Selective Catalytic Reduction
NY | Hell Gate | 7913 | HG01 |  | 2019 | ARP, CSNOX, CSOSG2, CSSO2G1, RGGI | 376.69 | 5 | 15201.82 | 0.0187 | 0.827 | 151963.911 | Bronx County | Operating | Combustion turbine | Pipeline Natural Gas | Selective Catalytic Reduction | 40.7988 | -73.9093 | NY | Hell Gate | 7913 | 40.7988 | -73.9093 | Bronx County | Operating | Combustion turbine | Pipeline Natural Gas | Selective Catalytic Reduction
NY | Hell Gate | 7913 | HG02 |  | 2019 | ARP, CSNOX, CSOSG2, CSSO2G1, RGGI | 230.35 | 5 | 9146.66 | 0.0203 | 0.544 | 97848.962 | Bronx County | Operating | Combustion turbine | Pipeline Natural Gas | Selective Catalytic Reduction | 40.7988 | -73.9093 | NY | Hell Gate | 0 | 0 | 0 | Bronx County | Operating | Combustion turbine | Pipeline Natural Gas | Selective Catalytic Reduction
NY | Harlem River Yard | 7914 | HR01 |  | 2019 | ARP, CSNOX, CSOSG2, CSSO2G1, RGGI | 366.9 | 5 | 14632.44 | 0.0176 | 0.786 | 150677.002 | Bronx County | Operating | Combustion turbine | Pipeline Natural Gas | Selective Catalytic Reduction | 40.7989 | -73.9147 | NY | Harlem River Yard | 7914 | 40.7989 | -73.9147 | Bronx County | Operating | Combustion turbine | Pipeline Natural Gas | Selective Catalytic Reduction
NY | Harlem River Yard | 7914 | HR02 |  | 2019 | ARP, CSNOX, CSOSG2, CSSO2G1, RGGI | 242.33 | 5 | 9847.25 | 0.0214 | 0.52 | 97441.685 | Bronx County | Operating | Combustion turbine | Pipeline Natural Gas | Selective Catalytic Reduction | 40.7989 | -73.9147 | NY | Harlem River Yard | 0 | 0 | 0 | Bronx County | Operating | Combustion turbine | Pipeline Natural Gas | Selective Catalytic Reduction
NY | North 1st | 7915 | NO1 |  | 2019 | ARP, CSNOX, CSOSG2, CSSO2G1, RGGI | 622.34 | 5 | 27948.79 | 0.0164 | 1.355 | 283013.004 | Kings County | Operating | Combustion turbine | Pipeline Natural Gas | Selective Catalytic Reduction | 40.7168 | -73.9665 | NY | North 1st | 7915 | 40.7168 | -73.9665 | Kings County | Operating | Combustion turbine | Pipeline Natural Gas | Selective Catalytic Reduction
DE | Warren F. Sam Beasley Pwr Station | 7962 | 1 |  | 2019 | ARP, RGGI, SIPNOX | 349.75 | 5 | 16267.22 | 0.0173 | 1.249 | 156441.88 | Kent County | Operating | Combustion turbine | Pipeline Natural Gas | Water Injection<br>Selective Catalytic Reduction | 39.2798 | -75.6246 | DE | Warren F. Sam Beasley Pwr Station | 7962 | 39.2798 | -75.6246 | Kent County | Operating | Combustion turbine | Pipeline Natural Gas | Water Injection<br>Selective Catalytic Reduction
DE | Warren F. Sam Beasley Pwr Station | 7962 | 2 |  | 2019 | ARP, RGGI, SIPNOX | 262.6 | 5 | 11738.3 | 0.0464 | 0.788 | 115402.684 | Kent County | Operating | Combustion turbine | Pipeline Natural Gas | Water Injection<br>Selective Catalytic Reduction | 39.2798 | -75.6246 | DE | Warren F. Sam Beasley Pwr Station | 0 | 0 | 0 | Kent County | Operating | Combustion turbine | Pipeline Natural Gas | Water Injection<br>Selective Catalytic Reduction
NH | Newington | 8002 | 1 |  | 2019 | ARP, MATS, NHNOX, RGGI | 53.35 | 5 | 5138.63 | 0.0799 | 5.793 | 75537.182 | Rockingham County | Operating | Tangentially-fired | Residual Oil | Low NOx Burner Technology w/ Separated OFA<br>Water Injection | 43.0974 | -70.7834 | NH | Newington | 8002 | 43.0974 | -70.7834 | Rockingham County | Operating | Tangentially-fired | Residual Oil | Low NOx Burner Technology w/ Separated OFA<br>Water Injection
NY | Roseton Generating LLC | 8006 | 1 |  | 2019 | ARP, CSNOX, CSOSG2, CSSO2G1, MATS, RGGI | 251.65 | 5 | 54548.64 | 0.0843 | 32.448 | 581790.336 | Orange County | Operating | Tangentially-fired | Residual Oil | Other | 41.5711 | -73.9739 | NY | Roseton Generating LLC | 8006 | 41.5711 | -73.9739 | Orange County | Operating | Tangentially-fired | Residual Oil | Other
NY | Roseton Generating LLC | 8006 | 2 |  | 2019 | ARP, CSNOX, CSOSG2, CSSO2G1, MATS, RGGI | 399.08 | 5 | 72660.63 | 0.0552 | 24.999 | 795226.284 | Orange County | Operating | Tangentially-fired | Residual Oil | Other | 41.5711 | -73.9739 | NY | Roseton Generating LLC | 0 | 0 | 0 | Orange County | Operating | Tangentially-fired | Residual Oil | Other
NY | Holtsville Facility | 8007 | U00001 | CP001 | 2019 | CSNOX, CSOSG2, CSSO2G1, RGGI | 25 | 5 | 196 | 0.414 | 0.602 | 3382 | Suffolk County | Operating | Combustion turbine | Diesel Oil | Water Injection | 40.8153 | -73.0664 | NY | Holtsville Facility | 8007 | 40.8153 | -73.0664 | Suffolk County | Operating | Combustion turbine | Diesel Oil | Water Injection
NY | Holtsville Facility | 8007 | U00002 | CP001 | 2019 | CSNOX, CSOSG2, CSSO2G1, RGGI | 25 | 5 | 196 | 0.414 | 0.602 | 3382 | Suffolk County | Operating | Combustion turbine | Diesel Oil | Water Injection | 40.8153 | -73.0664 | NY | Holtsville Facility | 0 | 0 | 0 | Suffolk County | Operating | Combustion turbine | Diesel Oil | Water Injection
NY | Holtsville Facility | 8007 | U00003 | CP001 | 2019 | CSNOX, CSOSG2, CSSO2G1, RGGI | 11 | 5 | 88 | 0.355 | 0.265 | 1491 | Suffolk County | Operating | Combustion turbine | Diesel Oil | Water Injection | 40.8153 | -73.0664 | NY | Holtsville Facility | 0 | 0 | 0 | Suffolk County | Operating | Combustion turbine | Diesel Oil | Water Injection
NY | Holtsville Facility | 8007 | U00004 | CP001 | 2019 | CSNOX, CSOSG2, CSSO2G1, RGGI | 11 | 5 | 88 | 0.5012 | 0.332 | 1491 | Suffolk County | Operating | Combustion turbine | Diesel Oil | Water Injection | 40.8153 | -73.0664 | NY | Holtsville Facility | 0 | 0 | 0 | Suffolk County | Operating | Combustion turbine | Diesel Oil | Water Injection
NY | Holtsville Facility | 8007 | U00005 | CP001 | 2019 | CSNOX, CSOSG2, CSSO2G1, RGGI | 56 | 5 | 365 | 0.4512 | 1.26 | 6254 | Suffolk County | Operating | Combustion turbine | Diesel Oil | Water Injection | 40.8153 | -73.0664 | NY | Holtsville Facility | 0 | 0 | 0 | Suffolk County | Operating | Combustion turbine | Diesel Oil | Water Injection
NY | Holtsville Facility | 8007 | U00006 | CP001 | 2019 | CSNOX, CSOSG2, CSSO2G1, RGGI | 56 | 5 | 365 | 0.52 | 1.442 | 6254 | Suffolk County | Operating | Combustion turbine | Diesel Oil | Water Injection | 40.8153 | -73.0664 | NY | Holtsville Facility | 0 | 0 | 0 | Suffolk County | Operating | Combustion turbine | Diesel Oil | Water Injection
NY | Holtsville Facility | 8007 | U00007 | CP001 | 2019 | CSNOX, CSOSG2, CSSO2G1, RGGI | 30 | 5 | 206 | 0.5226 | 0.682 | 3488.2 | Suffolk County | Operating | Combustion turbine | Diesel Oil | Water Injection | 40.8153 | -73.0664 | NY | Holtsville Facility | 0 | 0 | 0 | Suffolk County | Operating | Combustion turbine | Diesel Oil | Water Injection
NY | Holtsville Facility | 8007 | U00008 | CP001 | 2019 | CSNOX, CSOSG2, CSSO2G1, RGGI | 30 | 5 | 206 | 0.493 | 0.675 | 3488.2 | Suffolk County | Operating | Combustion turbine | Diesel Oil | Water Injection | 40.8153 | -73.0664 | NY | Holtsville Facility | 0 | 0 | 0 | Suffolk County | Operating | Combustion turbine | Diesel Oil | Water Injection
NY | Holtsville Facility | 8007 | U00009 | CP001 | 2019 | CSNOX, CSOSG2, CSSO2G1, RGGI | 35 | 5 | 244 | 0.6852 | 1.232 | 4123.3 | Suffolk County | Operating | Combustion turbine | Diesel Oil | Water Injection | 40.8153 | -73.0664 | NY | Holtsville Facility | 0 | 0 | 0 | Suffolk County | Operating | Combustion turbine | Diesel Oil | Water Injection
NY | Holtsville Facility | 8007 | U00010 | CP001 | 2019 | CSNOX, CSOSG2, CSSO2G1, RGGI | 35 | 5 | 244 | 0.6323 | 1.103 | 4123.3 | Suffolk County | Operating | Combustion turbine | Diesel Oil | Water Injection | 40.8153 | -73.0664 | NY | Holtsville Facility | 0 | 0 | 0 | Suffolk County | Operating | Combustion turbine | Diesel Oil | Water Injection
NY | Holtsville Facility | 8007 | U00011 | CP001 | 2019 | CSNOX, CSOSG2, CSSO2G1, RGGI | 45 | 5 | 804 | 0.4197 | 2.457 | 13647.6 | Suffolk County | Operating | Combustion turbine | Diesel Oil | Water Injection | 40.8153 | -73.0664 | NY | Holtsville Facility | 0 | 0 | 0 | Suffolk County | Operating | Combustion turbine | Diesel Oil | Water Injection
NY | Holtsville Facility | 8007 | U00012 | CP001 | 2019 | CSNOX, CSOSG2, CSSO2G1, RGGI | 45 | 5 | 804 | 0.4197 | 2.457 | 13647.6 | Suffolk County | Operating | Combustion turbine | Diesel Oil | Water Injection | 40.8153 | -73.0664 | NY | Holtsville Facility | 0 | 0 | 0 | Suffolk County | Operating | Combustion turbine | Diesel Oil | Water Injection
NY | Holtsville Facility | 8007 | U00013 | CP001 | 2019 | CSNOX, CSOSG2, CSSO2G1, RGGI | 64 | 5 | 1015 | 0.4097 | 3.285 | 17186.7 | Suffolk County | Operating | Combustion turbine | Diesel Oil | Water Injection | 40.8153 | -73.0664 | NY | Holtsville Facility | 0 | 0 | 0 | Suffolk County | Operating | Combustion turbine | Diesel Oil | Water Injection
NY | Holtsville Facility | 8007 | U00014 | CP001 | 2019 | CSNOX, CSOSG2, CSSO2G1, RGGI | 64 | 5 | 1015 | 0.3829 | 3.241 | 17186.7 | Suffolk County | Operating | Combustion turbine | Diesel Oil | Water Injection | 40.8153 | -73.0664 | NY | Holtsville Facility | 0 | 0 | 0 | Suffolk County | Operating | Combustion turbine | Diesel Oil | Water Injection
NY | Holtsville Facility | 8007 | U00015 | CP001 | 2019 | CSNOX, CSOSG2, CSSO2G1, RGGI | 85 | 5 | 1391 | 0.4848 | 5.326 | 23836.1 | Suffolk County | Operating | Combustion turbine | Diesel Oil | Dry Low NOx Burners | 40.8153 | -73.0664 | NY | Holtsville Facility | 0 | 0 | 0 | Suffolk County | Operating | Combustion turbine | Diesel Oil | Dry Low NOx Burners
NY | Holtsville Facility | 8007 | U00016 | CP001 | 2019 | CSNOX, CSOSG2, CSSO2G1, RGGI | 85 | 5 | 1391 | 0.3928 | 4.385 | 23836.1 | Suffolk County | Operating | Combustion turbine | Diesel Oil | Water Injection | 40.8153 | -73.0664 | NY | Holtsville Facility | 0 | 0 | 0 | Suffolk County | Operating | Combustion turbine | Diesel Oil | Water Injection
NY | Holtsville Facility | 8007 | U00017 | CP001 | 2019 | CSNOX, CSOSG2, CSSO2G1, RGGI | 56 | 5 | 889 | 0.4042 | 2.706 | 15105.4 | Suffolk County | Operating | Combustion turbine | Diesel Oil | Dry Low NOx Burners | 40.8153 | -73.0664 | NY | Holtsville Facility | 0 | 0 | 0 | Suffolk County | Operating | Combustion turbine | Diesel Oil | Dry Low NOx Burners
NY | Holtsville Facility | 8007 | U00018 | CP001 | 2019 | CSNOX, CSOSG2, CSSO2G1, RGGI | 56 | 5 | 889 | 0.477 | 3.263 | 15105.4 | Suffolk County | Operating | Combustion turbine | Diesel Oil | Water Injection | 40.8153 | -73.0664 | NY | Holtsville Facility | 0 | 0 | 0 | Suffolk County | Operating | Combustion turbine | Diesel Oil | Water Injection
NY | Holtsville Facility | 8007 | U00019 | CP001 | 2019 | CSNOX, CSOSG2, CSSO2G1, RGGI | 44 | 5 | 683 | 0.512 | 2.532 | 11536.7 | Suffolk County | Operating | Combustion turbine | Diesel Oil | Water Injection | 40.8153 | -73.0664 | NY | Holtsville Facility | 0 | 0 | 0 | Suffolk County | Operating | Combustion turbine | Diesel Oil | Water Injection
NY | Holtsville Facility | 8007 | U00020 | CP001 | 2019 | CSNOX, CSOSG2, CSSO2G1, RGGI | 44 | 5 | 683 | 0.4942 | 2.506 | 11536.7 | Suffolk County | Operating | Combustion turbine | Diesel Oil | Water Injection | 40.8153 | -73.0664 | NY | Holtsville Facility | 0 | 0 | 0 | Suffolk County | Operating | Combustion turbine | Diesel Oil | Water Injection
NJ | Mickleton Energy Center | 8008 | 1001 |  | 2019 | CSNOX, CSOSG2, CSSO2G1 | 4 | 5 | 60 | 1.11 | 2.424 | 4368 | Gloucester County | Operating | Combustion turbine | Pipeline Natural Gas |  | 39.8139 | -75.2508 | NJ | Mickleton Energy Center | 8008 | 39.8139 | -75.2508 | Gloucester County | Operating | Combustion turbine | Pipeline Natural Gas
NY | Pouch Terminal | 8053 | PT01 |  | 2019 | ARP, CSNOX, CSOSG2, CSSO2G1, RGGI | 1007.76 | 5 | 45613.24 | 0.0142 | 2.161 | 462613.937 | Richmond County | Operating | Combustion turbine | Pipeline Natural Gas | Selective Catalytic Reduction | 40.6188 | -74.069 | NY | Pouch Terminal | 8053 | 40.6188 | -74.069 | Richmond County | Operating | Combustion turbine | Pipeline Natural Gas | Selective Catalytic Reduction
PA | Cheswick | 8226 | 1 |  | 2019 | ARP, CSNOX, CSOSG2, CSSO2G1, MATS | 1261.6 | 5 | 295225.57 | 0.2026 | 330.909 | 3449530.486 | Allegheny County | Operating | Tangentially-fired | Coal | Low NOx Burner Technology w/ Separated OFA<br>Selective Catalytic Reduction | 40.5383 | -79.7906 | PA | Cheswick | 8226 | 40.5383 | -79.7906 | Allegheny County | Operating | Tangentially-fired | Coal | Low NOx Burner Technology w/ Separated OFA<br>Selective Catalytic Reduction
NY | Astoria Generating Station | 8906 | 20 |  | 2019 | ARP, CSNOX, CSOSG2, CSSO2G1, RGGI | 81.25 | 5 | 5056.65 | 0.0667 | 2.492 | 66457.475 | Queens County | Operating | Dry bottom wall-fired boiler | Pipeline Natural Gas |  | 40.7869 | -73.9122 | NY | Astoria Generating Station | 8906 | 40.7869 | -73.9122 | Queens County | Operating | Dry bottom wall-fired boiler | Pipeline Natural Gas
NY | Astoria Generating Station | 8906 | 31RH | CP30 | 2019 | ARP, CSNOX, CSOSG2, CSSO2G1, RGGI | 3069.84 | 5 | 330358.89 | 0.0385 | 40.388 | 1921557.655 | Queens County | Operating | Dry bottom wall-fired boiler | Pipeline Natural Gas |  | 40.7869 | -73.9122 | NY | Astoria Generating Station | 0 | 0 | 0 | Queens County | Operating | Dry bottom wall-fired boiler | Pipeline Natural Gas
NY | Astoria Generating Station | 8906 | 32SH | CP30 | 2019 | ARP, CSNOX, CSOSG2, CSSO2G1, RGGI | 3069.84 | 5 | 330358.89 | 0.0426 | 41.427 | 1833875.095 | Queens County | Operating | Dry bottom wall-fired boiler | Pipeline Natural Gas |  | 40.7869 | -73.9122 | NY | Astoria Generating Station | 0 | 0 | 0 | Queens County | Operating | Dry bottom wall-fired boiler | Pipeline Natural Gas
NY | Astoria Generating Station | 8906 | 41SH | CPG45A, CPO40 | 2019 | ARP, CSNOX, CSOSG2, CSSO2G1, RGGI | 0 | 5 |  |  |  |  | Queens County | Operating | Tangentially-fired | Pipeline Natural Gas |  | 40.7869 | -73.9122 | NY | Astoria Generating Station | 0 | 0 | 0 | Queens County | Operating | Tangentially-fired | Pipeline Natural Gas
NY | Astoria Generating Station | 8906 | 42RH | CPG45A, CPO40 | 2019 | ARP, CSNOX, CSOSG2, CSSO2G1, RGGI | 0 | 5 |  |  |  |  | Queens County | Operating | Tangentially-fired | Pipeline Natural Gas |  | 40.7869 | -73.9122 | NY | Astoria Generating Station | 0 | 0 | 0 | Queens County | Operating | Tangentially-fired | Pipeline Natural Gas
NY | Astoria Generating Station | 8906 | 51RH | CPG45A, CPO50 | 2019 | ARP, CSNOX, CSOSG2, CSSO2G1, RGGI | 1269.37 | 5 | 153520.2 | 0.0431 | 20.777 | 870746.664 | Queens County | Operating | Tangentially-fired | Pipeline Natural Gas |  | 40.7869 | -73.9122 | NY | Astoria Generating Station | 0 | 0 | 0 | Queens County | Operating | Tangentially-fired | Pipeline Natural Gas
NY | Astoria Generating Station | 8906 | 52SH | CPG45A, CPO50 | 2019 | ARP, CSNOX, CSOSG2, CSSO2G1, RGGI | 1269.32 | 5 | 153520.15 | 0.0463 | 21.439 | 853452.132 | Queens County | Operating | Tangentially-fired | Pipeline Natural Gas |  | 40.7869 | -73.9122 | NY | Astoria Generating Station | 0 | 0 | 0 | Queens County | Operating | Tangentially-fired | Pipeline Natural Gas
NY | Astoria Generating Station | 8906 | CT0001 |  | 2019 | SIPNOX | 30.78 | 5 | 615.6 | 0.4559 | 1.705 | 7479.7 | Queens County | Operating | Combustion turbine | Pipeline Natural Gas |  | 40.7869 | -73.9122 | NY | Astoria Generating Station | 0 | 0 | 0 | Queens County | Operating | Combustion turbine | Pipeline Natural Gas
VA | RockTenn West Point Mill | 10017 | 2 |  | 2019 | SIPNOX | 3668.69 | 5 |  | 0.1998 | 177.304 | 1852323.512 | King William County | Operating | Tangentially-fired | Coal | Overfire Air | 37.5392 | -76.8053 | VA | RockTenn West Point Mill | 10017 | 37.5392 | -76.8053 | King William County | Operating | Tangentially-fired | Coal | Overfire Air
NY | RED-Rochester, LLC-Eastman Business Park | 10025 | 4B |  | 2019 | SIPNOX | 3670.75 | 5 |  | 0.1093 | 75.249 | 1394888.55 | Monroe County | Operating | Tangentially-fired | Natural Gas |  | 43.1969 | -77.6289 | NY | RED-Rochester, LLC-Eastman Business Park | 10025 | 43.1969 | -77.6289 | Monroe County | Operating | Tangentially-fired | Natural Gas
MA | General Electric Aircraft | 10029 | 3 |  | 2019 | SIPNOX | 1965 | 5 |  | 0.1073 | 17.317 | 322488.409 | Essex County | Operating | Dry bottom wall-fired boiler | Pipeline Natural Gas | Low NOx Burner Technology w/ Overfire Air<br>Other | 42.45 | -70.9739 | MA | General Electric Aircraft | 10029 | 42.45 | -70.9739 | Essex County | Operating | Dry bottom wall-fired boiler | Pipeline Natural Gas | Low NOx Burner Technology w/ Overfire Air<br>Other
DE | Energy Center Dover LLC | 10030 | 2 |  | 2019 | ARP, RGGI, SIPNOX | 1091.97 | 5 | 57910.67 | 0.01 | 1.948 | 507960.742 | Kent County | Operating | Combined cycle | Pipeline Natural Gas | Selective Catalytic Reduction<br>Water Injection | 39.1467 | -75.5461 | DE | Energy Center Dover LLC | 10030 | 39.1467 | -75.5461 | Kent County | Operating | Combined cycle | Pipeline Natural Gas | Selective Catalytic Reduction<br>Water Injection
DE | Energy Center Dover LLC | 10030 | 3 |  | 2019 | ARP, RGGI, SIPNOX | 440.33 | 5 | 15894.2 | 0.0838 | 6.128 | 158836.899 | Kent County | Operating | Combustion turbine | Pipeline Natural Gas | Water Injection | 39.1467 | -75.5461 | DE | Energy Center Dover LLC | 0 | 0 | 0 | Kent County | Operating | Combustion turbine | Pipeline Natural Gas | Water Injection
NJ | Logan Generating Plant | 10043 | 1001 |  | 2019 | CSNOX, CSOSG2, CSSO2G1, MATS | 3571.93 | 5 |  | 0.1192 | 159.745 | 2682215.652 | Gloucester County | Operating | Dry bottom wall-fired boiler | Coal | Low NOx Burner Technology w/ Overfire Air<br>Selective Catalytic Reduction | 39.7914 | -75.4081 | NJ | Logan Generating Plant | 10043 | 39.7914 | -75.4081 | Gloucester County | Operating | Dry bottom wall-fired boiler | Coal | Low NOx Burner Technology w/ Overfire Air<br>Selective Catalytic Reduction
VA | Virginia Renewable Power-Portsmouth LLC | 10071 | BLR01A | CS001 | 2019 | CSNOX, CSOSG2, CSSO2G1, MATS | 0 | 2 |  |  |  |  | Portsmouth city | Operating (Retired 07/01/2019) | Stoker | Coal | Overfire Air | 36.8703 | -76.3519 | VA | Virginia Renewable Power-Portsmouth LLC | 10071 | 36.8703 | -76.3519 | Portsmouth city | Operating (Retired 07/01/2019) | Stoker | Coal | Overfire Air
VA | Virginia Renewable Power-Portsmouth LLC | 10071 | BLR01B | CS001 | 2019 | CSNOX, CSOSG2, CSSO2G1, MATS | 0 | 2 |  |  |  |  | Portsmouth city | Operating (Retired 07/01/2019) | Stoker | Coal | Overfire Air | 36.8703 | -76.3519 | VA | Virginia Renewable Power-Portsmouth LLC | 0 | 0 | 0 | Portsmouth city | Operating (Retired 07/01/2019) | Stoker | Coal | Overfire Air
VA | Virginia Renewable Power-Portsmouth LLC | 10071 | BLR01C | CS001 | 2019 | CSNOX, CSOSG2, CSSO2G1, MATS | 0 | 2 |  |  |  |  | Portsmouth city | Operating (Retired 07/01/2019) | Stoker | Coal | Overfire Air | 36.8703 | -76.3519 | VA | Virginia Renewable Power-Portsmouth LLC | 0 | 0 | 0 | Portsmouth city | Operating (Retired 07/01/2019) | Stoker | Coal | Overfire Air
VA | Virginia Renewable Power-Portsmouth LLC | 10071 | BLR02A | CS002 | 2019 | CSNOX, CSOSG2, CSSO2G1, MATS | 0 | 2 |  |  |  |  | Portsmouth city | Operating (Retired 07/01/2019) | Stoker | Coal | Overfire Air | 36.8703 | -76.3519 | VA | Virginia Renewable Power-Portsmouth LLC | 0 | 0 | 0 | Portsmouth city | Operating (Retired 07/01/2019) | Stoker | Coal | Overfire Air
VA | Virginia Renewable Power-Portsmouth LLC | 10071 | BLR02B | CS002 | 2019 | CSNOX, CSOSG2, CSSO2G1, MATS | 0 | 2 |  |  |  |  | Portsmouth city | Operating (Retired 07/01/2019) | Stoker | Coal | Overfire Air | 36.8703 | -76.3519 | VA | Virginia Renewable Power-Portsmouth LLC | 0 | 0 | 0 | Portsmouth city | Operating (Retired 07/01/2019) | Stoker | Coal | Overfire Air
VA | Virginia Renewable Power-Portsmouth LLC | 10071 | BLR02C | CS002 | 2019 | CSNOX, CSOSG2, CSSO2G1, MATS | 0 | 2 |  |  |  |  | Portsmouth city | Operating (Retired 07/01/2019) | Stoker | Coal | Overfire Air | 36.8703 | -76.3519 | VA | Virginia Renewable Power-Portsmouth LLC | 0 | 0 | 0 | Portsmouth city | Operating (Retired 07/01/2019) | Stoker | Coal | Overfire Air
NJ | Pedricktown Cogeneration Plant | 10099 | 1001 |  | 2019 | ARP, CSNOX, CSOSG2, CSSO2G1 | 31.62 | 5 | 3328.16 | 0.0508 | 0.519 | 27856.508 | Salem County | Operating | Combined cycle | Pipeline Natural Gas | Ammonia Injection<br>Steam Injection | 39.7661 | -75.4242 | NJ | Pedricktown Cogeneration Plant | 10099 | 39.7661 | -75.4242 | Salem County | Operating | Combined cycle | Pipeline Natural Gas | Ammonia Injection<br>Steam Injection
PA | Gilberton Power Company | 10113 | 31 | CS001 | 2019 | ARP, CSNOX, CSOSG2, CSSO2G1, MATS | 3584.08 | 5 |  | 0.0708 | 61.77 | 1727952.891 | Schuylkill County | Operating | Circulating fluidized bed boiler | Coal Refuse | Overfire Air | 40.79 | -76.1984 | PA | Gilberton Power Company | 10113 | 40.79 | -76.1984 | Schuylkill County | Operating | Circulating fluidized bed boiler | Coal Refuse | Overfire Air
PA | Gilberton Power Company | 10113 | 32 | CS001 | 2019 | ARP, CSNOX, CSOSG2, CSSO2G1, MATS | 3660.26 | 5 |  | 0.0708 | 62.295 | 1729140.176 | Schuylkill County | Operating | Circulating fluidized bed boiler | Coal Refuse | Overfire Air | 40.79 | -76.1984 | PA | Gilberton Power Company | 0 | 0 | 0 | Schuylkill County | Operating | Circulating fluidized bed boiler | Coal Refuse | Overfire Air
PA | Colver Green Energy | 10143 | AAB01 |  | 2019 | CSNOX, CSOSG2, CSSO2G1, MATS | 3092.63 | 5 | 357565.69 | 0.1563 | 309.023 | 3925315.048 | Cambria County | Operating | Circulating fluidized bed boiler | Coal Refuse | Ammonia Injection | 40.55 | -78.8 | PA | Colver Green Energy | 10143 | 40.55 | -78.8 | Cambria County | Operating | Circulating fluidized bed boiler | Coal Refuse | Ammonia Injection
WV | Grant Town Power Plant | 10151 | 1A | CS1 | 2019 | CSNOX, CSOSG2, CSSO2G1, MATS | 3368.24 | 5 |  | 0.3072 | 308.139 | 1977463.483 | Marion County | Operating | Circulating fluidized bed boiler | Coal Refuse | Selective Non-catalytic Reduction<br>Combustion Modification/Fuel Reburning | 39.5611 | -80.1642 | WV | Grant Town Power Plant | 10151 | 39.5611 | -80.1642 | Marion County | Operating | Circulating fluidized bed boiler | Coal Refuse | Selective Non-catalytic Reduction<br>Combustion Modification/Fuel Reburning
WV | Grant Town Power Plant | 10151 | 1B | CS1 | 2019 | CSNOX, CSOSG2, CSSO2G1, MATS | 3203.36 | 5 |  | 0.3043 | 277.897 | 1812764.212 | Marion County | Operating | Circulating fluidized bed boiler | Coal Refuse | Selective Non-catalytic Reduction<br>Combustion Modification/Fuel Reburning | 39.5611 | -80.1642 | WV | Grant Town Power Plant | 0 | 0 | 0 | Marion County | Operating | Circulating fluidized bed boiler | Coal Refuse | Selective Non-catalytic Reduction<br>Combustion Modification/Fuel Reburning
MA | MBTA South Boston Power Facility | 10176 | A |  | 2019 | RGGI, SIPNOX | 3.84 | 5 | 95.62 | 0.2584 | 0.126 | 1520.7 | Suffolk County | Operating | Combustion turbine | Other Oil | Water Injection | 42.3414 | -71.0311 | MA | MBTA South Boston Power Facility | 10176 | 42.3414 | -71.0311 | Suffolk County | Operating | Combustion turbine | Other Oil | Water Injection
MA | MBTA South Boston Power Facility | 10176 | B |  | 2019 | RGGI, SIPNOX | 4.07 | 5 | 113.1 | 0.3631 | 0.123 | 1611.8 | Suffolk County | Operating | Combustion turbine | Other Oil | Water Injection | 42.3414 | -71.0311 | MA | MBTA South Boston Power Facility | 0 | 0 | 0 | Suffolk County | Operating | Combustion turbine | Other Oil | Water Injection
NY | Castleton Power, LLC | 10190 | 1 |  | 2019 | ARP, CSNOX, CSOSG2, CSSO2G1, RGGI | 866.16 | 5 | 46164.76 | 0.0687 | 13.046 | 417007.424 | Rensselaer County | Operating | Combined cycle | Pipeline Natural Gas | Steam Injection | 42.5375 | -73.7433 | NY | Castleton Power, LLC | 10190 | 42.5375 | -73.7433 | Rensselaer County | Operating | Combined cycle | Pipeline Natural Gas | Steam Injection
MA | Bellingham | 10307 | 1 | CP1, CS1 | 2019 | ARP, RGGI, SIPNOX | 174.54 | 5 | 15512.06 | 0.097 | 7.271 | 178957.969 | Norfolk County | Operating | Combined cycle | Pipeline Natural Gas | Steam Injection | 42.0925 | -71.4833 | MA | Bellingham | 10307 | 42.0925 | -71.4833 | Norfolk County | Operating | Combined cycle | Pipeline Natural Gas | Steam Injection
MA | Bellingham | 10307 | 2 | CP1, CS1 | 2019 | ARP, RGGI, SIPNOX | 256.19 | 5 | 22552.83 | 0.1056 | 12.139 | 264607.884 | Norfolk County | Operating | Combined cycle | Pipeline Natural Gas | Steam Injection | 42.0925 | -71.4833 | MA | Bellingham | 0 | 0 | 0 | Norfolk County | Operating | Combined cycle | Pipeline Natural Gas | Steam Injection
NJ | North Jersey Energy Associates | 10308 | 1001 |  | 2019 | ARP, CSNOX, CSOSG2, CSSO2G1 | 1392.9 | 5 | 185212.2 | 0.0892 | 63.681 | 1543980.164 | Middlesex County | Operating | Combined cycle | Pipeline Natural Gas | Steam Injection | 40.439 | -74.3444 | NJ | North Jersey Energy Associates | 10308 | 40.439 | -74.3444 | Middlesex County | Operating | Combined cycle | Pipeline Natural Gas | Steam Injection
NJ | North Jersey Energy Associates | 10308 | 1002 |  | 2019 | ARP, CSNOX, CSOSG2, CSSO2G1 | 1280.03 | 5 | 171040.43 | 0.0968 | 63.821 | 1422513.692 | Middlesex County | Operating | Combined cycle | Pipeline Natural Gas | Steam Injection | 40.439 | -74.3444 | NJ | North Jersey Energy Associates | 0 | 0 | 0 | Middlesex County | Operating | Combined cycle | Pipeline Natural Gas | Steam Injection
PA | Mt. Carmel Cogeneration | 10343 | SG-101 |  | 2019 | ARP, CSNOX, CSOSG2, CSSO2G1, MATS | 1174.5 | 5 | 35887.36 | 0.0725 | 22.976 | 667302.825 | Northumberland County | Operating | Circulating fluidized bed boiler | Coal Refuse |  | 40.8092 | -76.4539 | PA | Mt. Carmel Cogeneration | 10343 | 40.8092 | -76.4539 | Northumberland County | Operating | Circulating fluidized bed boiler | Coal Refuse
VA | City Point Energy Center | 10377 | BLR01A | CS001 | 2019 | CSNOX, CSOSG2, CSSO2G1, MATS | 922.64 | 2 |  | 0.4144 | 22.514 | 110502.615 | Hopewell city | Operating (Retired 06/27/2019) | Stoker | Coal | Other | 37.2939 | -77.2697 | VA | City Point Energy Center | 10377 | 37.2939 | -77.2697 | Hopewell city | Operating (Retired 06/27/2019) | Stoker | Coal | Other
VA | City Point Energy Center | 10377 | BLR01B | CS001 | 2019 | CSNOX, CSOSG2, CSSO2G1, MATS | 971.23 | 2 |  | 0.413 | 23.452 | 116433.536 | Hopewell city | Operating (Retired 06/27/2019) | Stoker | Coal | Other | 37.2939 | -77.2697 | VA | City Point Energy Center | 0 | 0 | 0 | Hopewell city | Operating (Retired 06/27/2019) | Stoker | Coal | Other
VA | City Point Energy Center | 10377 | BLR01C | CS001 | 2019 | CSNOX, CSOSG2, CSSO2G1, MATS | 984.79 | 2 |  | 0.421 | 25.52 | 124557.804 | Hopewell city | Operating (Retired 06/27/2019) | Stoker | Coal | Other | 37.2939 | -77.2697 | VA | City Point Energy Center | 0 | 0 | 0 | Hopewell city | Operating (Retired 06/27/2019) | Stoker | Coal | Other
VA | City Point Energy Center | 10377 | BLR02A | CS002 | 2019 | CSNOX, CSOSG2, CSSO2G1, MATS | 104.7 | 2 |  | 0.3338 | 2.736 | 16554.036 | Hopewell city | Operating (Retired 06/27/2019) | Stoker | Coal | Other | 37.2939 | -77.2697 | VA | City Point Energy Center | 0 | 0 | 0 | Hopewell city | Operating (Retired 06/27/2019) | Stoker | Coal | Other
VA | City Point Energy Center | 10377 | BLR02B | CS002 | 2019 | CSNOX, CSOSG2, CSSO2G1, MATS | 112.42 | 2 |  | 0.3326 | 2.179 | 13181.166 | Hopewell city | Operating (Retired 06/27/2019) | Stoker | Coal | Other | 37.2939 | -77.2697 | VA | City Point Energy Center | 0 | 0 | 0 | Hopewell city | Operating (Retired 06/27/2019) | Stoker | Coal | Other
VA | City Point Energy Center | 10377 | BLR02C | CS002 | 2019 | CSNOX, CSOSG2, CSSO2G1, MATS | 11.46 | 2 |  | 0.6503 | 0.245 | 765.699 | Hopewell city | Operating (Retired 06/27/2019) | Stoker | Coal | Other | 37.2939 | -77.2697 | VA | City Point Energy Center | 0 | 0 | 0 | Hopewell city | Operating (Retired 06/27/2019) | Stoker | Coal | Other
NY | Black River Generation, LLC | 10464 | E0001 | CS-1 | 2019 | CSNOX, CSOSG2, CSSO2G1, RGGI | 3384.53 | 5 |  | 0.1301 | 51.016 | 787884.049 | Jefferson County | Operating | Circulating fluidized bed boiler | Wood |  | 44.0361 | -75.7712 | NY | Black River Generation, LLC | 10464 | 44.0361 | -75.7712 | Jefferson County | Operating | Circulating fluidized bed boiler | Wood
NY | Black River Generation, LLC | 10464 | E0002 | CS-1 | 2019 | CSNOX, CSOSG2, CSSO2G1, RGGI | 3357.87 | 5 |  | 0.131 | 52.521 | 802835.257 | Jefferson County | Operating | Circulating fluidized bed boiler | Wood |  | 44.0361 | -75.7712 | NY | Black River Generation, LLC | 0 | 0 | 0 | Jefferson County | Operating | Circulating fluidized bed boiler | Wood
NY | Black River Generation, LLC | 10464 | E0003 | CS-1 | 2019 | CSNOX, CSOSG2, CSSO2G1, RGGI | 3433.98 | 5 |  | 0.1301 | 51.824 | 798653.527 | Jefferson County | Operating | Circulating fluidized bed boiler | Wood |  | 44.0361 | -75.7712 | NY | Black River Generation, LLC | 0 | 0 | 0 | Jefferson County | Operating | Circulating fluidized bed boiler | Wood
NJ | Carneys Point | 10566 | 1001 |  | 2019 | CSNOX, CSOSG2, CSSO2G1, MATS | 3631.89 | 5 |  | 0.1013 | 110.24 | 2154873.202 | Salem County | Operating | Dry bottom wall-fired boiler | Coal | Selective Catalytic Reduction | 39.6928 | -75.4867 | NJ | Carneys Point | 10566 | 39.6928 | -75.4867 | Salem County | Operating | Dry bottom wall-fired boiler | Coal | Selective Catalytic Reduction
NJ | Carneys Point | 10566 | 1002 |  | 2019 | CSNOX, CSOSG2, CSSO2G1, MATS | 3336.61 | 5 |  | 0.0977 | 90.275 | 1841885.939 | Salem County | Operating | Dry bottom wall-fired boiler | Coal | Selective Catalytic Reduction | 39.6928 | -75.4867 | NJ | Carneys Point | 0 | 0 | 0 | Salem County | Operating | Dry bottom wall-fired boiler | Coal | Selective Catalytic Reduction
CT | Algonquin Power Windsor Locks, LLC | 10567 | GT1 |  | 2019 | RGGI, SIPNOX | 78.12 | 5 | 2005.01 | 0.1397 | 1.85 | 26072.448 | Hartford County | Operating | Combined cycle | Pipeline Natural Gas | Steam Injection | 41.9227 | -72.6255 | CT | Algonquin Power Windsor Locks, LLC | 10567 | 41.9227 | -72.6255 | Hartford County | Operating | Combined cycle | Pipeline Natural Gas | Steam Injection
PA | Ebensburg Power Company | 10603 | 31 |  | 2019 | ARP, CSNOX, CSOSG2, CSSO2G1, MATS | 3409.36 | 5 | 146647.32 | 0.0809 | 83.039 | 2111503.785 | Cambria County | Operating | Circulating fluidized bed boiler | Coal |  | 40.455 | -78.7472 | PA | Ebensburg Power Company | 10603 | 40.455 | -78.7472 | Cambria County | Operating | Circulating fluidized bed boiler | Coal
NY | Beaver Falls, LLC | 10617 | 1 |  | 2019 | CSNOX, CSOSG2, CSSO2G1, RGGI | 22.77 | 5 | 1404.64 | 0.2141 | 0.417 | 12015.11 | Lewis County | Operating | Combined cycle | Pipeline Natural Gas | Selective Catalytic Reduction<br>Steam Injection | 43.8861 | -75.4342 | NY | Beaver Falls, LLC | 10617 | 43.8861 | -75.4342 | Lewis County | Operating | Combined cycle | Pipeline Natural Gas | Selective Catalytic Reduction<br>Steam Injection
NY | Allegany Station No. 133 | 10619 | 1 |  | 2019 | ARP, CSNOX, CSOSG2, CSSO2G1, RGGI | 164.03 | 5 | 7344.22 | 0.0394 | 0.933 | 60172.698 | Allegany County | Operating | Combined cycle | Pipeline Natural Gas | Water Injection<br>Selective Catalytic Reduction | 42.5083 | -78.0661 | NY | Allegany Station No. 133 | 10619 | 42.5083 | -78.0661 | Allegany County | Operating | Combined cycle | Pipeline Natural Gas | Water Injection<br>Selective Catalytic Reduction
NY | Carthage Energy | 10620 | 1 |  | 2019 | ARP, CSNOX, CSOSG2, CSSO2G1, RGGI | 66.48 | 5 | 2701.01 | 0.1375 | 1.618 | 24668.213 | Jefferson County | Operating | Combined cycle | Pipeline Natural Gas | Steam Injection | 43.9842 | -75.6225 | NY | Carthage Energy | 10620 | 43.9842 | -75.6225 | Jefferson County | Operating | Combined cycle | Pipeline Natural Gas | Steam Injection
NY | Syracuse, LLC | 10621 | 1 |  | 2019 | ARP, CSNOX, CSOSG2, CSSO2G1, RGGI | 238 | 5 | 12860.69 | 0.127 | 3.366 | 105915.13 | Onondaga County | Operating | Combined cycle | Pipeline Natural Gas | Selective Catalytic Reduction<br>Steam Injection | 43.0667 | -76.2246 | NY | Syracuse, LLC | 10621 | 43.0667 | -76.2246 | Onondaga County | Operating | Combined cycle | Pipeline Natural Gas | Selective Catalytic Reduction<br>Steam Injection
VA | Hopewell Cogeneration Facility | 10633 | 1 |  | 2019 | CSNOX, CSOSG2, CSSO2G1 | 2274.28 | 5 | 192338.56 | 0.1117 | 118.683 | 2244999.466 | Hopewell city | Operating | Combined cycle | Pipeline Natural Gas | Steam Injection | 37.2914 | -77.2821 | VA | Hopewell Cogeneration Facility | 10633 | 37.2914 | -77.2821 | Hopewell city | Operating | Combined cycle | Pipeline Natural Gas | Steam Injection
VA | Hopewell Cogeneration Facility | 10633 | 2 |  | 2019 | CSNOX, CSOSG2, CSSO2G1 | 2306.59 | 5 | 193608.52 | 0.114 | 124.057 | 2245718.129 | Hopewell city | Operating | Combined cycle | Pipeline Natural Gas | Steam Injection | 37.2914 | -77.2821 | VA | Hopewell Cogeneration Facility | 0 | 0 | 0 | Hopewell city | Operating | Combined cycle | Pipeline Natural Gas | Steam Injection
VA | Hopewell Cogeneration Facility | 10633 | 3 |  | 2019 | CSNOX, CSOSG2, CSSO2G1 | 2348.26 | 5 | 196846.18 | 0.1071 | 115.482 | 2280617.237 | Hopewell city | Operating | Combined cycle | Pipeline Natural Gas | Steam Injection | 37.2914 | -77.2821 | VA | Hopewell Cogeneration Facility | 0 | 0 | 0 | Hopewell city | Operating | Combined cycle | Pipeline Natural Gas | Steam Injection
PA | Cambria Cogen | 10641 | 1 |  | 2019 | ARP, CSNOX, CSOSG2, CSSO2G1, MATS | 120.8 | 5 |  | 0.1387 | 3.797 | 54811.744 | Cambria County | Operating (Retired 09/30/2019) | Circulating fluidized bed boiler | Coal Refuse | Selective Non-catalytic Reduction | 40.4748 | -78.7021 | PA | Cambria Cogen | 10641 | 40.4748 | -78.7021 | Cambria County | Operating (Retired 09/30/2019) | Circulating fluidized bed boiler | Coal Refuse | Selective Non-catalytic Reduction
PA | Cambria Cogen | 10641 | 2 |  | 2019 | ARP, CSNOX, CSOSG2, CSSO2G1, MATS | 129.47 | 5 |  | 0.1407 | 4.278 | 60059.721 | Cambria County | Operating (Retired 09/30/2019) | Circulating fluidized bed boiler | Coal Refuse | Selective Non-catalytic Reduction | 40.4748 | -78.7021 | PA | Cambria Cogen | 0 | 0 | 0 | Cambria County | Operating (Retired 09/30/2019) | Circulating fluidized bed boiler | Coal Refuse | Selective Non-catalytic Reduction
MD | AES Warrior Run | 10678 | 1 |  | 2019 | CSNOX, CSOSG2, CSSO2G1, MATS, RGGI | 3596.7 | 5 | 461851.56 | 0.0642 | 183.877 | 5612443.644 | Allegany County | Operating | Circulating fluidized bed boiler | Coal | Ammonia Injection<br>Selective Non-catalytic Reduction | 39.5944 | -78.7456 | MD | AES Warrior Run | 10678 | 39.5944 | -78.7456 | Allegany County | Operating | Circulating fluidized bed boiler | Coal | Ammonia Injection<br>Selective Non-catalytic Reduction
NY | Selkirk Cogen Partners | 10725 | CTG101 |  | 2019 | ARP, CSNOX, CSOSG2, CSSO2G1, RGGI | 179.55 | 5 | 18988.48 | 0.0841 | 6.215 | 154235.973 | Albany County | Operating | Combined cycle | Pipeline Natural Gas | Steam Injection | 42.5744 | -73.8592 | NY | Selkirk Cogen Partners | 10725 | 42.5744 | -73.8592 | Albany County | Operating | Combined cycle | Pipeline Natural Gas | Steam Injection
NY | Selkirk Cogen Partners | 10725 | CTG201 |  | 2019 | ARP, CSNOX, CSOSG2, CSSO2G1, RGGI | 499.68 | 5 | 53613.09 | 0.0288 | 6.143 | 450288.449 | Albany County | Operating | Combined cycle | Pipeline Natural Gas | Selective Catalytic Reduction<br>Steam Injection | 42.5744 | -73.8592 | NY | Selkirk Cogen Partners | 0 | 0 | 0 | Albany County | Operating | Combined cycle | Pipeline Natural Gas | Selective Catalytic Reduction<br>Steam Injection
NY | Selkirk Cogen Partners | 10725 | CTG301 |  | 2019 | ARP, CSNOX, CSOSG2, CSSO2G1, RGGI | 435.09 | 5 | 43375.49 | 0.0276 | 4.829 | 364744.588 | Albany County | Operating | Combined cycle | Pipeline Natural Gas | Selective Catalytic Reduction<br>Steam Injection | 42.5744 | -73.8592 | NY | Selkirk Cogen Partners | 0 | 0 | 0 | Albany County | Operating | Combined cycle | Pipeline Natural Gas | Selective Catalytic Reduction<br>Steam Injection
MA | MASSPOWER | 10726 | 1 |  | 2019 | ARP, RGGI, SIPNOX | 997 | 5 | 71599 | 0.0363 | 14.292 | 853332 | Hampden County | Operating | Combined cycle | Pipeline Natural Gas | Selective Catalytic Reduction<br>Steam Injection | 42.156 | -72.5292 | MA | MASSPOWER | 10726 | 42.156 | -72.5292 | Hampden County | Operating | Combined cycle | Pipeline Natural Gas | Selective Catalytic Reduction<br>Steam Injection
MA | MASSPOWER | 10726 | 2 |  | 2019 | ARP, RGGI, SIPNOX | 882 | 5 | 65430.5 | 0.0368 | 13.174 | 771173.875 | Hampden County | Operating | Combined cycle | Pipeline Natural Gas | Selective Catalytic Reduction<br>Steam Injection | 42.156 | -72.5292 | MA | MASSPOWER | 0 | 0 | 0 | Hampden County | Operating | Combined cycle | Pipeline Natural Gas | Selective Catalytic Reduction<br>Steam Injection
WV | Morgantown Energy Facility | 10743 | CFB1 | CS1 | 2019 | CSNOX, CSOSG2, CSSO2G1, MATS | 3396.05 | 5 |  | 0.3507 | 225.588 | 1285037.619 | Monongalia County | Operating | Circulating fluidized bed boiler | Coal Refuse | Selective Non-catalytic Reduction | 39.6397 | -79.9606 | WV | Morgantown Energy Facility | 10743 | 39.6397 | -79.9606 | Monongalia County | Operating | Circulating fluidized bed boiler | Coal Refuse | Selective Non-catalytic Reduction
WV | Morgantown Energy Facility | 10743 | CFB2 | CS1 | 2019 | CSNOX, CSOSG2, CSSO2G1, MATS | 3390.55 | 5 |  | 0.3512 | 224.134 | 1274021.33 | Monongalia County | Operating | Circulating fluidized bed boiler | Coal Refuse | Selective Non-catalytic Reduction | 39.6397 | -79.9606 | WV | Morgantown Energy Facility | 0 | 0 | 0 | Monongalia County | Operating | Circulating fluidized bed boiler | Coal Refuse | Selective Non-catalytic Reduction
NJ | Camden Plant Holding, LLC | 10751 | 2001 |  | 2019 | ARP, CSNOX, CSOSG2, CSSO2G1 | 448.3 | 5 | 53835.49 | 0.0611 | 10.648 | 499866.753 | Camden County | Operating | Combined cycle | Pipeline Natural Gas | Selective Catalytic Reduction<br>Steam Injection | 39.9175 | -75.1192 | NJ | Camden Plant Holding, LLC | 10751 | 39.9175 | -75.1192 | Camden County | Operating | Combined cycle | Pipeline Natural Gas | Selective Catalytic Reduction<br>Steam Injection
VA | Hopewell Power Station | 10771 | 1 | CS0 | 2019 | ARP, CSNOX, CSOSG2, CSSO2G1 | 3102.51 | 5 |  | 0.1118 | 62.18 | 1094722.724 | Hopewell city | Operating | Stoker | Wood | Overfire Air<br>Selective Non-catalytic Reduction | 37.2969 | -77.2833 | VA | Hopewell Power Station | 10771 | 37.2969 | -77.2833 | Hopewell city | Operating | Stoker | Wood | Overfire Air<br>Selective Non-catalytic Reduction
VA | Hopewell Power Station | 10771 | 2 | CS0 | 2019 | ARP, CSNOX, CSOSG2, CSSO2G1 | 3147.01 | 5 |  | 0.1115 | 62.664 | 1103241.575 | Hopewell city | Operating | Stoker | Wood | Overfire Air<br>Selective Non-catalytic Reduction | 37.2969 | -77.2833 | VA | Hopewell Power Station | 0 | 0 | 0 | Hopewell city | Operating | Stoker | Wood | Overfire Air<br>Selective Non-catalytic Reduction
VA | Altavista Power Station | 10773 | 1 | CS0 | 2019 | ARP, CSNOX, CSOSG2, CSSO2G1 | 3119.15 | 5 |  | 0.112 | 56.098 | 970112.651 | Campbell County | Operating | Stoker | Wood | Overfire Air<br>Selective Non-catalytic Reduction | 37.1183 | -79.2726 | VA | Altavista Power Station | 10773 | 37.1183 | -79.2726 | Campbell County | Operating | Stoker | Wood | Overfire Air<br>Selective Non-catalytic Reduction
VA | Altavista Power Station | 10773 | 2 | CS0 | 2019 | ARP, CSNOX, CSOSG2, CSSO2G1 | 3119.33 | 5 |  | 0.1118 | 55.736 | 965901.769 | Campbell County | Operating | Stoker | Wood | Overfire Air<br>Selective Non-catalytic Reduction | 37.1183 | -79.2726 | VA | Altavista Power Station | 0 | 0 | 0 | Campbell County | Operating | Stoker | Wood | Overfire Air<br>Selective Non-catalytic Reduction
VA | Southampton Power Station | 10774 | 1 | CS0 | 2019 | ARP, CSNOX, CSOSG2, CSSO2G1 | 2659.95 | 5 |  | 0.1163 | 53.523 | 893896.986 | Southampton County | Operating | Stoker | Wood | Selective Non-catalytic Reduction<br>Overfire Air | 36.6525 | -76.9953 | VA | Southampton Power Station | 10774 | 36.6525 | -76.9953 | Southampton County | Operating | Stoker | Wood | Selective Non-catalytic Reduction<br>Overfire Air
VA | Southampton Power Station | 10774 | 2 | CS0 | 2019 | ARP, CSNOX, CSOSG2, CSSO2G1 | 2766.26 | 5 |  | 0.1163 | 55.105 | 919446.774 | Southampton County | Operating | Stoker | Wood | Selective Non-catalytic Reduction<br>Overfire Air | 36.6525 | -76.9953 | VA | Southampton Power Station | 0 | 0 | 0 | Southampton County | Operating | Stoker | Wood | Selective Non-catalytic Reduction<br>Overfire Air
WV | Chemours Belle Plant | 10788 | 612 |  | 2019 | SIPNOX | 909.18 | 5 |  | 0.1848 | 7.905 | 85428.2 | Kanawha County | Operating | Dry bottom wall-fired boiler | Natural Gas |  | 38.2431 | -81.556 | WV | Chemours Belle Plant | 10788 | 38.2431 | -81.556 | Kanawha County | Operating | Dry bottom wall-fired boiler | Natural Gas
NY | AG - Energy | 10803 | 1 |  | 2019 | ARP, CSNOX, CSOSG2, CSSO2G1, RGGI | 0 | 5 |  |  |  |  | St. Lawrence County | Operating | Combined cycle | Pipeline Natural Gas | Water Injection<br>Selective Catalytic Reduction | 44.7258 | -75.4417 | NY | AG - Energy | 10803 | 44.7258 | -75.4417 | St. Lawrence County | Operating | Combined cycle | Pipeline Natural Gas | Water Injection<br>Selective Catalytic Reduction
NY | AG - Energy | 10803 | 2 |  | 2019 | ARP, CSNOX, CSOSG2, CSSO2G1, RGGI | 0 | 5 |  |  |  |  | St. Lawrence County | Operating | Combined cycle | Pipeline Natural Gas | Water Injection<br>Selective Catalytic Reduction | 44.7258 | -75.4417 | NY | AG - Energy | 0 | 0 | 0 | St. Lawrence County | Operating | Combined cycle | Pipeline Natural Gas | Water Injection<br>Selective Catalytic Reduction
NJ | E F Kenilworth, Inc. | 10805 | 2001 |  | 2019 | SIPNOX | 3624 | 5 | 33937.25 | 0.1424 | 47.596 | 668330.625 | Union County | Operating | Combined cycle | Pipeline Natural Gas | Water Injection | 40.6781 | -74.2744 | NJ | E F Kenilworth, Inc. | 10805 | 40.6781 | -74.2744 | Union County | Operating | Combined cycle | Pipeline Natural Gas | Water Injection
MA | Deer Island Treatment | 10823 | S42 |  | 2019 | RGGI, SIPNOX | 293.14 | 5 | 3369.36 | 0.5943 | 8.794 | 42670.296 | Suffolk County | Operating | Combustion turbine | Diesel Oil | Water Injection | 42.3497 | -70.9601 | MA | Deer Island Treatment | 10823 | 42.3497 | -70.9601 | Suffolk County | Operating | Combustion turbine | Diesel Oil | Water Injection
MA | Deer Island Treatment | 10823 | S43 |  | 2019 | RGGI, SIPNOX | 293.53 | 5 | 3649.63 | 0.2165 | 4.656 | 42701.871 | Suffolk County | Operating | Combustion turbine | Diesel Oil | Water Injection | 42.3497 | -70.9601 | MA | Deer Island Treatment | 0 | 0 | 0 | Suffolk County | Operating | Combustion turbine | Diesel Oil | Water Injection
MA | Pittsfield Generating | 50002 | 1 |  | 2019 | RGGI, SIPNOX | 514.9 | 5 | 15164.21 | 0.0219 | 1.751 | 188044.042 | Berkshire County | Operating | Combined cycle | Pipeline Natural Gas | Selective Catalytic Reduction<br>Steam Injection | 42.4564 | -73.2181 | MA | Pittsfield Generating | 50002 | 42.4564 | -73.2181 | Berkshire County | Operating | Combined cycle | Pipeline Natural Gas | Selective Catalytic Reduction<br>Steam Injection
MA | Pittsfield Generating | 50002 | 2 |  | 2019 | RGGI, SIPNOX | 512.36 | 5 | 15081.61 | 0.0231 | 1.881 | 191154.202 | Berkshire County | Operating | Combined cycle | Pipeline Natural Gas | Selective Catalytic Reduction<br>Steam Injection | 42.4564 | -73.2181 | MA | Pittsfield Generating | 0 | 0 | 0 | Berkshire County | Operating | Combined cycle | Pipeline Natural Gas | Selective Catalytic Reduction<br>Steam Injection
MA | Pittsfield Generating | 50002 | 3 |  | 2019 | RGGI, SIPNOX | 522.95 | 5 | 15581.13 | 0.0238 | 1.946 | 192826.967 | Berkshire County | Operating | Combined cycle | Pipeline Natural Gas | Selective Catalytic Reduction<br>Steam Injection | 42.4564 | -73.2181 | MA | Pittsfield Generating | 0 | 0 | 0 | Berkshire County | Operating | Combined cycle | Pipeline Natural Gas | Selective Catalytic Reduction<br>Steam Injection
NJ | Linden Cogeneration Facility | 50006 | 4001 |  | 2019 | ARP, CSNOX, CSOSG2, CSSO2G1 | 3491.52 | 5 | 834784.34 | 0.0063 | 15.631 | 5485373.225 | Union County | Operating | Combined cycle | Pipeline Natural Gas | Dry Low NOx Burners<br>Water Injection<br>Selective Catalytic Reduction | 40.6322 | -74.2156 | NJ | Linden Cogeneration Facility | 50006 | 40.6322 | -74.2156 | Union County | Operating | Combined cycle | Pipeline Natural Gas | Dry Low NOx Burners<br>Water Injection<br>Selective Catalytic Reduction
NJ | Linden Cogeneration Facility | 50006 | 5001 |  | 2019 | CSNOX, CSOSG2, CSSO2G1 | 3394.61 | 5 | 478157.72 | 0.0271 | 42.642 | 3403886.133 | Union County | Operating | Combined cycle | Pipeline Natural Gas | Selective Catalytic Reduction<br>Steam Injection | 40.6322 | -74.2156 | NJ | Linden Cogeneration Facility | 0 | 0 | 0 | Union County | Operating | Combined cycle | Pipeline Natural Gas | Selective Catalytic Reduction<br>Steam Injection
NJ | Linden Cogeneration Facility | 50006 | 6001 |  | 2019 | CSNOX, CSOSG2, CSSO2G1 | 3137.92 | 5 | 437009.32 | 0.0267 | 38.507 | 3103412.856 | Union County | Operating | Combined cycle | Pipeline Natural Gas | Selective Catalytic Reduction<br>Steam Injection | 40.6322 | -74.2156 | NJ | Linden Cogeneration Facility | 0 | 0 | 0 | Union County | Operating | Combined cycle | Pipeline Natural Gas | Selective Catalytic Reduction<br>Steam Injection
NJ | Linden Cogeneration Facility | 50006 | 7001 |  | 2019 | CSNOX, CSOSG2, CSSO2G1 | 3351.26 | 5 | 455841.08 | 0.0261 | 39.247 | 3243526.769 | Union County | Operating | Combined cycle | Pipeline Natural Gas | Selective Catalytic Reduction<br>Steam Injection | 40.6322 | -74.2156 | NJ | Linden Cogeneration Facility | 0 | 0 | 0 | Union County | Operating | Combined cycle | Pipeline Natural Gas | Selective Catalytic Reduction<br>Steam Injection
NJ | Linden Cogeneration Facility | 50006 | 8001 |  | 2019 | CSNOX, CSOSG2, CSSO2G1 | 3164.26 | 5 | 438289.7 | 0.0265 | 38.261 | 3135006.866 | Union County | Operating | Combined cycle | Pipeline Natural Gas | Selective Catalytic Reduction<br>Steam Injection | 40.6322 | -74.2156 | NJ | Linden Cogeneration Facility | 0 | 0 | 0 | Union County | Operating | Combined cycle | Pipeline Natural Gas | Selective Catalytic Reduction<br>Steam Injection
NJ | Linden Cogeneration Facility | 50006 | 9001 |  | 2019 | CSNOX, CSOSG2, CSSO2G1 | 3188.42 | 5 | 434680.49 | 0.0256 | 37.593 | 3112053.285 | Union County | Operating | Combined cycle | Pipeline Natural Gas | Selective Catalytic Reduction<br>Steam Injection | 40.6322 | -74.2156 | NJ | Linden Cogeneration Facility | 0 | 0 | 0 | Union County | Operating | Combined cycle | Pipeline Natural Gas | Selective Catalytic Reduction<br>Steam Injection
WV | UCC South Charleston Plant | 50151 | B26 |  | 2019 | SIPNOX | 2403.06 | 5 |  | 0.0657 | 9.173 | 278141.193 | Kanawha County | Operating | Other boiler | Natural Gas | Low NOx Burner Technology (Dry Bottom only) | 38.3688 | -81.6786 | WV | UCC South Charleston Plant | 50151 | 38.3688 | -81.6786 | Kanawha County | Operating | Other boiler | Natural Gas | Low NOx Burner Technology (Dry Bottom only)
WV | UCC South Charleston Plant | 50151 | B27 |  | 2019 | SIPNOX | 2730.11 | 5 |  | 0.0606 | 11.816 | 386994.219 | Kanawha County | Operating | Other boiler | Natural Gas | Low NOx Burner Technology (Dry Bottom only) | 38.3688 | -81.6786 | WV | UCC South Charleston Plant | 0 | 0 | 0 | Kanawha County | Operating | Other boiler | Natural Gas | Low NOx Burner Technology (Dry Bottom only)
MD | Luke Paper Company | 50282 | PR003 | CSPR06 | 2019 | RGGI, SIPNOX | 745.16 | 5 |  |  | 22.74 |  | Allegany County | Operating | Cyclone boiler | Coal | Selective Non-catalytic Reduction | 39.4722 | -79.0575 | MD | Luke Paper Company | 50282 | 39.4722 | -79.0575 | Allegany County | Operating | Cyclone boiler | Coal | Selective Non-catalytic Reduction
MD | Luke Paper Company | 50282 | PR004 | CSPR06 | 2019 | RGGI, SIPNOX | 1464 | 5 |  |  | 69.225 |  | Allegany County | Operating | Tangentially-fired | Coal | Low NOx Burner Technology w/ Closed-coupled OFA<br>Selective Non-catalytic Reduction | 39.4722 | -79.0575 | MD | Luke Paper Company | 0 | 0 | 0 | Allegany County | Operating | Tangentially-fired | Coal | Low NOx Burner Technology w/ Closed-coupled OFA<br>Selective Non-catalytic Reduction
MD | Luke Paper Company | 50282 | PR005 | CSPR06 | 2019 | RGGI, SIPNOX | 201.37 | 5 |  |  | 2.593 |  | Allegany County | Operating | Other boiler | Pipeline Natural Gas |  | 39.4722 | -79.0575 | MD | Luke Paper Company | 0 | 0 | 0 | Allegany County | Operating | Other boiler | Pipeline Natural Gas
NY | Bethpage Energy Center | 50292 | GT1 |  | 2019 | ARP, CSNOX, CSOSG2, CSSO2G1, RGGI | 1661.25 | 5 | 40709.02 | 0.1195 | 18.444 | 318452.977 | Nassau County | Operating | Combined cycle | Pipeline Natural Gas | Steam Injection | 40.7469 | -73.4994 | NY | Bethpage Energy Center | 50292 | 40.7469 | -73.4994 | Nassau County | Operating | Combined cycle | Pipeline Natural Gas | Steam Injection
NY | Bethpage Energy Center | 50292 | GT2 |  | 2019 | ARP, CSNOX, CSOSG2, CSSO2G1, RGGI | 1731.3 | 5 | 42517.14 | 0.1256 | 19.598 | 335214.465 | Nassau County | Operating | Combined cycle | Pipeline Natural Gas | Steam Injection | 40.7469 | -73.4994 | NY | Bethpage Energy Center | 0 | 0 | 0 | Nassau County | Operating | Combined cycle | Pipeline Natural Gas | Steam Injection
NY | Bethpage Energy Center | 50292 | GT3 |  | 2019 | ARP, CSNOX, CSOSG2, CSSO2G1, RGGI | 630.03 | 5 | 27832.66 | 0.0101 | 0.993 | 277619.745 | Nassau County | Operating | Combustion turbine | Pipeline Natural Gas | Water Injection<br>Selective Catalytic Reduction | 40.7469 | -73.4994 | NY | Bethpage Energy Center | 0 | 0 | 0 | Nassau County | Operating | Combustion turbine | Pipeline Natural Gas | Water Injection<br>Selective Catalytic Reduction
NY | Bethpage Energy Center | 50292 | GT4 |  | 2019 | ARP, CSNOX, CSOSG2, CSSO2G1, RGGI | 1047.16 | 5 | 65664.5 | 0.007 | 1.806 | 548815.864 | Nassau County | Operating | Combined cycle | Pipeline Natural Gas | Water Injection<br>Selective Catalytic Reduction | 40.7469 | -73.4994 | NY | Bethpage Energy Center | 0 | 0 | 0 | Nassau County | Operating | Combined cycle | Pipeline Natural Gas | Water Injection<br>Selective Catalytic Reduction
NY | Cornell University Ithaca Campus | 50368 | CT1 |  | 2019 | SIPNOX | 3514.49 | 5 |  | 0.0072 | 1.939 | 545089.653 | Tompkins County | Operating | Combined cycle | Pipeline Natural Gas | Selective Catalytic Reduction | 42.4428 | -76.4764 | NY | Cornell University Ithaca Campus | 50368 | 42.4428 | -76.4764 | Tompkins County | Operating | Combined cycle | Pipeline Natural Gas | Selective Catalytic Reduction
NY | Cornell University Ithaca Campus | 50368 | CT2 |  | 2019 | SIPNOX | 3016.43 | 5 |  | 0.0082 | 1.837 | 458831.646 | Tompkins County | Operating | Combined cycle | Pipeline Natural Gas | Selective Catalytic Reduction | 42.4428 | -76.4764 | NY | Cornell University Ithaca Campus | 0 | 0 | 0 | Tompkins County | Operating | Combined cycle | Pipeline Natural Gas | Selective Catalytic Reduction
NJ | Newark Bay Cogen | 50385 | 1001 |  | 2019 | ARP, CSNOX, CSOSG2, CSSO2G1 | 203.87 | 5 | 10103.6 | 0.0727 | 2.256 | 96687.908 | Essex County | Operating | Combined cycle | Pipeline Natural Gas | Selective Catalytic Reduction<br>Steam Injection | 40.7197 | -74.13 | NJ | Newark Bay Cogen | 50385 | 40.7197 | -74.13 | Essex County | Operating | Combined cycle | Pipeline Natural Gas | Selective Catalytic Reduction<br>Steam Injection
NJ | Newark Bay Cogen | 50385 | 2001 |  | 2019 | ARP, CSNOX, CSOSG2, CSSO2G1 | 159.28 | 5 | 8236.78 | 0.0716 | 1.53 | 74303.578 | Essex County | Operating | Combined cycle | Pipeline Natural Gas | Selective Catalytic Reduction<br>Steam Injection | 40.7197 | -74.13 | NJ | Newark Bay Cogen | 0 | 0 | 0 | Essex County | Operating | Combined cycle | Pipeline Natural Gas | Selective Catalytic Reduction<br>Steam Injection
NY | Indeck-Silver Springs Energy Center | 50449 | 1 |  | 2019 | ARP, CSNOX, CSOSG2, CSSO2G1, RGGI | 618.25 | 5 | 24645.25 | 0.1139 | 12.432 | 234379.925 | Wyoming County | Operating | Combined cycle | Pipeline Natural Gas | Steam Injection | 42.6544 | -78.0772 | NY | Indeck-Silver Springs Energy Center | 50449 | 42.6544 | -78.0772 | Wyoming County | Operating | Combined cycle | Pipeline Natural Gas | Steam Injection
NY | Indeck-Oswego Energy Center | 50450 | 1 |  | 2019 | ARP, CSNOX, CSOSG2, CSSO2G1, RGGI | 520.75 | 5 | 22754 | 0.1271 | 11.998 | 205260.475 | Oswego County | Operating | Combined cycle | Pipeline Natural Gas | Steam Injection | 43.4682 | -76.4965 | NY | Indeck-Oswego Energy Center | 50450 | 43.4682 | -76.4965 | Oswego County | Operating | Combined cycle | Pipeline Natural Gas | Steam Injection
NY | Indeck-Yerkes Energy Center | 50451 | 1 |  | 2019 | ARP, CSNOX, CSOSG2, CSSO2G1, RGGI | 535 | 5 | 20349 | 0.1722 | 15.06 | 196179.65 | Erie County | Operating | Combined cycle | Pipeline Natural Gas | Steam Injection | 42.9671 | -78.9182 | NY | Indeck-Yerkes Energy Center | 50451 | 42.9671 | -78.9182 | Erie County | Operating | Combined cycle | Pipeline Natural Gas | Steam Injection
NY | Indeck-Corinth Energy Center | 50458 | 1 |  | 2019 | ARP, CSNOX, CSOSG2, CSSO2G1, RGGI | 1664.5 | 5 | 206294.75 | 0.0237 | 19.118 | 1709213.375 | Saratoga County | Operating | Combined cycle | Pipeline Natural Gas | Dry Low NOx Burners<br>Water Injection<br>Selective Catalytic Reduction | 43.25 | -73.8125 | NY | Indeck-Corinth Energy Center | 50458 | 43.25 | -73.8125 | Saratoga County | Operating | Combined cycle | Pipeline Natural Gas | Dry Low NOx Burners<br>Water Injection<br>Selective Catalytic Reduction
NY | Covanta Niagara | 50472 | R1B01 |  | 2019 | RGGI, SIPNOX | 810.25 | 5 |  | 0.0441 | 3.002 | 137536.3 | Niagara County | Operating | Dry bottom wall-fired boiler | Natural Gas | Selective Non-catalytic Reduction | 43.0839 | -79.0056 | NY | Covanta Niagara | 50472 | 43.0839 | -79.0056 | Niagara County | Operating | Dry bottom wall-fired boiler | Natural Gas | Selective Non-catalytic Reduction
NY | Covanta Niagara | 50472 | R1B02 |  | 2019 | RGGI, SIPNOX | 0 | 5 |  |  |  |  | Niagara County | Operating | Dry bottom wall-fired boiler | Pipeline Natural Gas | Selective Non-catalytic Reduction | 43.0839 | -79.0056 | NY | Covanta Niagara | 0 | 0 | 0 | Niagara County | Operating | Dry bottom wall-fired boiler | Pipeline Natural Gas | Selective Non-catalytic Reduction
NY | Covanta Niagara | 50472 | BLR05 |  | 2019 | SIPNOX | 2127.5 | 5 |  | 0.0327 | 4.119 | 261535 | Niagara County | Operating | Dry bottom wall-fired boiler | Pipeline Natural Gas |  | 43.0839 | -79.0056 | NY | Covanta Niagara | 0 | 0 | 0 | Niagara County | Operating | Dry bottom wall-fired boiler | Pipeline Natural Gas
VA | GP Big Island, LLC | 50479 | 6 |  | 2019 | SIPNOX | 3665.58 | 5 |  | 0.0254 | 6.62 | 524591.022 | Bedford County | Operating | Other boiler | Pipeline Natural Gas |  | 37.534 | -79.357 | VA | GP Big Island, LLC | 50479 | 37.534 | -79.357 | Bedford County | Operating | Other boiler | Pipeline Natural Gas
WV | Axiall Corporation Natrium Plant | 50491 | 2 |  | 2019 | SIPNOX | 0 | 5 |  |  |  |  | Marshall County | Operating | Dry bottom wall-fired boiler | Coal | Low NOx Burner Technology w/ Overfire Air | 39.7475 | -80.8547 | WV | Axiall Corporation Natrium Plant | 50491 | 39.7475 | -80.8547 | Marshall County | Operating | Dry bottom wall-fired boiler | Coal | Low NOx Burner Technology w/ Overfire Air
WV | Axiall Corporation Natrium Plant | 50491 | 3 |  | 2019 | SIPNOX | 3659 | 5 |  | 0.1153 | 219.849 | 3777226.625 | Marshall County | Operating | Dry bottom wall-fired boiler | Coal | Low NOx Burner Technology w/ Overfire Air | 39.7475 | -80.8547 | WV | Axiall Corporation Natrium Plant | 0 | 0 | 0 | Marshall County | Operating | Dry bottom wall-fired boiler | Coal | Low NOx Burner Technology w/ Overfire Air
WV | Axiall Corporation Natrium Plant | 50491 | 1 |  | 2019 | SIPNOX | 3536.5 | 5 |  | 0.0717 | 50.412 | 1423256.575 | Marshall County | Operating | Dry bottom wall-fired boiler | Pipeline Natural Gas | Low NOx Burner Technology w/ Overfire Air | 39.7475 | -80.8547 | WV | Axiall Corporation Natrium Plant | 0 | 0 | 0 | Marshall County | Operating | Dry bottom wall-fired boiler | Pipeline Natural Gas | Low NOx Burner Technology w/ Overfire Air
NJ | Bayonne Plant Holding, LLC | 50497 | 1001 |  | 2019 | ARP, CSNOX, CSOSG2, CSSO2G1 | 0 | 5 |  |  |  |  | Hudson County | Operating | Combined cycle | Pipeline Natural Gas | Water Injection<br>Selective Catalytic Reduction | 40.6553 | -74.1124 | NJ | Bayonne Plant Holding, LLC | 50497 | 40.6553 | -74.1124 | Hudson County | Operating | Combined cycle | Pipeline Natural Gas | Water Injection<br>Selective Catalytic Reduction
NJ | Bayonne Plant Holding, LLC | 50497 | 2001 |  | 2019 | ARP, CSNOX, CSOSG2, CSSO2G1 | 0 | 5 |  |  |  |  | Hudson County | Operating | Combined cycle | Pipeline Natural Gas | Water Injection<br>Selective Catalytic Reduction | 40.6553 | -74.1124 | NJ | Bayonne Plant Holding, LLC | 0 | 0 | 0 | Hudson County | Operating | Combined cycle | Pipeline Natural Gas | Water Injection<br>Selective Catalytic Reduction
NJ | Bayonne Plant Holding, LLC | 50497 | 4001 |  | 2019 | ARP, CSNOX, CSOSG2, CSSO2G1 | 0 | 5 |  |  |  |  | Hudson County | Operating | Combined cycle | Pipeline Natural Gas | Water Injection<br>Selective Catalytic Reduction | 40.6553 | -74.1124 | NJ | Bayonne Plant Holding, LLC | 0 | 0 | 0 | Hudson County | Operating | Combined cycle | Pipeline Natural Gas | Water Injection<br>Selective Catalytic Reduction
CT | Capitol District Energy Center | 50498 | GT |  | 2019 | ARP, RGGI, SIPNOX | 125.35 | 5 | 5480.9 | 0.1037 | 2.258 | 46594.559 | Hartford County | Operating | Combined cycle | Pipeline Natural Gas | Steam Injection | 41.7639 | -72.6925 | CT | Capitol District Energy Center | 50498 | 41.7639 | -72.6925 | Hartford County | Operating | Combined cycle | Pipeline Natural Gas | Steam Injection
NJ | Eagle Point Power Generation | 50561 | 1 |  | 2019 | ARP, CSNOX, CSOSG2, CSSO2G1 | 2143.18 | 5 | 252187.67 | 0.0263 | 25.547 | 2041055.315 | Gloucester County | Operating | Combined cycle | Pipeline Natural Gas | Dry Low NOx Burners<br>Water Injection | 39.8746 | -75.1592 | NJ | Eagle Point Power Generation | 50561 | 39.8746 | -75.1592 | Gloucester County | Operating | Combined cycle | Pipeline Natural Gas | Dry Low NOx Burners<br>Water Injection
NJ | Eagle Point Power Generation | 50561 | 2 |  | 2019 | ARP, CSNOX, CSOSG2, CSSO2G1 | 1972.22 | 5 | 237785.1 | 0.0265 | 24.013 | 1908906.862 | Gloucester County | Operating | Combined cycle | Pipeline Natural Gas | Dry Low NOx Burners<br>Water Injection | 39.8746 | -75.1592 | NJ | Eagle Point Power Generation | 0 | 0 | 0 | Gloucester County | Operating | Combined cycle | Pipeline Natural Gas | Dry Low NOx Burners<br>Water Injection
PA | WPS Westwood Generation, LLC | 50611 | 31 |  | 2019 | ARP, CSNOX, CSOSG2, CSSO2G1, MATS | 1856.75 | 5 | 51412.43 | 0.1286 | 61.138 | 923291.159 | Schuylkill County | Operating | Circulating fluidized bed boiler | Coal |  | 40.6191 | -76.45 | PA | WPS Westwood Generation, LLC | 50611 | 40.6191 | -76.45 | Schuylkill County | Operating | Circulating fluidized bed boiler | Coal
CT | EmpireCo Sterling Energy Facility | 50736 | B1 | CS1 | 2019 | SIPNOX | 0 | 2 |  |  |  |  | Windham County | Operating (Retired 06/24/2019) | Stoker | Tire Derived Fuel |  | 41.7132 | -71.8223 | CT | EmpireCo Sterling Energy Facility | 50736 | 41.7132 | -71.8223 | Windham County | Operating (Retired 06/24/2019) | Stoker | Tire Derived Fuel
CT | EmpireCo Sterling Energy Facility | 50736 | B2 | CS1 | 2019 | SIPNOX | 0 | 2 |  |  |  |  | Windham County | Operating (Retired 06/24/2019) | Stoker | Tire Derived Fuel |  | 41.7132 | -71.8223 | CT | EmpireCo Sterling Energy Facility | 0 | 0 | 0 | Windham County | Operating (Retired 06/24/2019) | Stoker | Tire Derived Fuel
NY | Sterling Power Plant | 50744 | 1 |  | 2019 | ARP, CSNOX, CSOSG2, CSSO2G1, RGGI | 109.66 | 5 | 3564.08 | 0.1266 | 2.396 | 41473.048 | Oneida County | Operating | Combined cycle | Pipeline Natural Gas | Steam Injection | 43.0803 | -75.6003 | NY | Sterling Power Plant | 50744 | 43.0803 | -75.6003 | Oneida County | Operating | Combined cycle | Pipeline Natural Gas | Steam Injection
PA | Panther Creek Energy Facility | 50776 | 1 |  | 2019 | CSNOX, CSOSG2, CSSO2G1, MATS | 169.22 | 5 |  | 0.113 | 3.485 | 56743.009 | Carbon County | Operating | Circulating fluidized bed boiler | Coal | Ammonia Injection | 40.8556 | -75.8781 | PA | Panther Creek Energy Facility | 50776 | 40.8556 | -75.8781 | Carbon County | Operating | Circulating fluidized bed boiler | Coal | Ammonia Injection
PA | Panther Creek Energy Facility | 50776 | 2 |  | 2019 | CSNOX, CSOSG2, CSSO2G1, MATS | 185.46 | 5 |  | 0.11 | 4.879 | 83822.792 | Carbon County | Operating | Circulating fluidized bed boiler | Coal | Ammonia Injection | 40.8556 | -75.8781 | PA | Panther Creek Energy Facility | 0 | 0 | 0 | Carbon County | Operating | Circulating fluidized bed boiler | Coal | Ammonia Injection
NJ | EFS Parlin Holdings, LLC | 50799 | 1001 |  | 2019 | ARP, CSNOX, CSOSG2, CSSO2G1 | 85.58 | 5 | 3630.73 | 0.0728 | 1.19 | 35880.52 | Middlesex County | Operating | Combined cycle | Pipeline Natural Gas | Selective Catalytic Reduction<br>Steam Injection | 40.4586 | -74.3327 | NJ | EFS Parlin Holdings, LLC | 50799 | 40.4586 | -74.3327 | Middlesex County | Operating | Combined cycle | Pipeline Natural Gas | Selective Catalytic Reduction<br>Steam Injection
NJ | EFS Parlin Holdings, LLC | 50799 | 3001 |  | 2019 | ARP, CSNOX, CSOSG2, CSSO2G1 | 87.35 | 5 | 3784.28 | 0.0756 | 1.239 | 37007.389 | Middlesex County | Operating | Combined cycle | Pipeline Natural Gas | Selective Catalytic Reduction<br>Steam Injection | 40.4586 | -74.3327 | NJ | EFS Parlin Holdings, LLC | 0 | 0 | 0 | Middlesex County | Operating | Combined cycle | Pipeline Natural Gas | Selective Catalytic Reduction<br>Steam Injection
NJ | Elmwood Park Power - LLC | 50852 | 2001 |  | 2019 | CSNOX, CSOSG2, CSSO2G1 | 21.82 | 5 | 1373.52 | 0.0784 | 0.406 | 13183.256 | Bergen County | Operating | Combined cycle | Pipeline Natural Gas | Water Injection | 40.9056 | -74.1308 | NJ | Elmwood Park Power - LLC | 50852 | 40.9056 | -74.1308 | Bergen County | Operating | Combined cycle | Pipeline Natural Gas | Water Injection
PA | Wheelabrator Frackville Energy | 50879 | GEN1 |  | 2019 | ARP, CSNOX, CSOSG2, CSSO2G1, MATS | 3534.23 | 5 |  | 0.1453 | 158.29 | 2192482.353 | Schuylkill County | Operating | Circulating fluidized bed boiler | Coal | Other | 40.7817 | -76.1781 | PA | Wheelabrator Frackville Energy | 50879 | 40.7817 | -76.1781 | Schuylkill County | Operating | Circulating fluidized bed boiler | Coal | Other
PA | Northampton Generating Plant | 50888 | NGC01 |  | 2019 | ARP, CSNOX, CSOSG2, CSSO2G1, MATS | 345.26 | 5 | 28261 | 0.0658 | 11.503 | 307103.425 | Northampton County | Operating | Circulating fluidized bed boiler | Coal Refuse | Ammonia Injection | 40.6917 | -75.4792 | PA | Northampton Generating Plant | 50888 | 40.6917 | -75.4792 | Northampton County | Operating | Circulating fluidized bed boiler | Coal Refuse | Ammonia Injection
VA | WestRock Virginia Corp Covington Ops | 50900 | 1 | CS001 | 2019 | SIPNOX | 3446.02 | 5 |  | 0.2956 | 157.061 | 1055652.776 | Alleghany County | Operating | Dry bottom wall-fired boiler | Coal | Low NOx Burner Technology (Dry Bottom only) | 37.7997 | -79.9946 | VA | WestRock Virginia Corp Covington Ops | 50900 | 37.7997 | -79.9946 | Alleghany County | Operating | Dry bottom wall-fired boiler | Coal | Low NOx Burner Technology (Dry Bottom only)
VA | WestRock Virginia Corp Covington Ops | 50900 | 4 | CS001 | 2019 | SIPNOX | 3648.19 | 5 |  | 0.2942 | 321.171 | 2172081.221 | Alleghany County | Operating | Tangentially-fired | Coal | Overfire Air | 37.7997 | -79.9946 | VA | WestRock Virginia Corp Covington Ops | 0 | 0 | 0 | Alleghany County | Operating | Tangentially-fired | Coal | Overfire Air
VA | WestRock Virginia Corp Covington Ops | 50900 | 5 |  | 2019 | SIPNOX | 3227.42 | 5 |  | 0.1231 | 33.742 | 534241.271 | Alleghany County | Operating | Dry bottom wall-fired boiler | Natural Gas |  | 37.7997 | -79.9946 | VA | WestRock Virginia Corp Covington Ops | 0 | 0 | 0 | Alleghany County | Operating | Dry bottom wall-fired boiler | Natural Gas
VA | WestRock Virginia Corp Covington Ops | 50900 | 11 |  | 2019 | SIPNOX | 2917.76 | 5 |  | 0.0319 | 7.959 | 494283.184 | Alleghany County | Operating | Dry bottom wall-fired boiler | Natural Gas | Low NOx Burner Technology (Dry Bottom only) | 37.7997 | -79.9946 | VA | WestRock Virginia Corp Covington Ops | 0 | 0 | 0 | Alleghany County | Operating | Dry bottom wall-fired boiler | Natural Gas | Low NOx Burner Technology (Dry Bottom only)
PA | Scrubgrass Generating Plant | 50974 | 1 |  | 2019 | ARP, CSNOX, CSOSG2, CSSO2G1, MATS | 2196.54 | 5 |  | 0.119 | 52.459 | 888145.664 | Venango County | Operating | Circulating fluidized bed boiler | Coal | Selective Non-catalytic Reduction | 41.2678 | -79.8114 | PA | Scrubgrass Generating Plant | 50974 | 41.2678 | -79.8114 | Venango County | Operating | Circulating fluidized bed boiler | Coal | Selective Non-catalytic Reduction
PA | Scrubgrass Generating Plant | 50974 | 2 |  | 2019 | ARP, CSNOX, CSOSG2, CSSO2G1, MATS | 2082.26 | 5 |  | 0.1296 | 53.398 | 817807.939 | Venango County | Operating | Circulating fluidized bed boiler | Coal | Selective Non-catalytic Reduction | 41.2678 | -79.8114 | PA | Scrubgrass Generating Plant | 0 | 0 | 0 | Venango County | Operating | Circulating fluidized bed boiler | Coal | Selective Non-catalytic Reduction
NY | Carr Street Generating Station | 50978 | A |  | 2019 | ARP, CSNOX, CSOSG2, CSSO2G1, RGGI | 550.32 | 5 | 15102.05 | 0.0293 | 2.451 | 186379.805 | Onondaga County | Operating | Combined cycle | Pipeline Natural Gas | Water Injection<br>Ammonia Injection | 43.0611 | -76.0819 | NY | Carr Street Generating Station | 50978 | 43.0611 | -76.0819 | Onondaga County | Operating | Combined cycle | Pipeline Natural Gas | Water Injection<br>Ammonia Injection
NY | Carr Street Generating Station | 50978 | B |  | 2019 | ARP, CSNOX, CSOSG2, CSSO2G1, RGGI | 553.73 | 5 | 15092.08 | 0.029 | 2.554 | 191272.85 | Onondaga County | Operating | Combined cycle | Pipeline Natural Gas | Water Injection<br>Ammonia Injection | 43.0611 | -76.0819 | NY | Carr Street Generating Station | 0 | 0 | 0 | Onondaga County | Operating | Combined cycle | Pipeline Natural Gas | Water Injection<br>Ammonia Injection
VA | Doswell Limited Partnership | 52019 | 501 |  | 2019 | ARP, CSNOX, CSOSG2, CSSO2G1 | 3084.71 | 5 | 441174.36 | 0.0292 | 56.909 | 3949175.038 | Hanover County | Operating | Combined cycle | Pipeline Natural Gas | Dry Low NOx Burners<br>Selective Catalytic Reduction<br>Steam Injection | 37.8181 | -77.4478 | VA | Doswell Limited Partnership | 52019 | 37.8181 | -77.4478 | Hanover County | Operating | Combined cycle | Pipeline Natural Gas | Dry Low NOx Burners<br>Selective Catalytic Reduction<br>Steam Injection
VA | Doswell Limited Partnership | 52019 | 502 |  | 2019 | ARP, CSNOX, CSOSG2, CSSO2G1 | 3055.57 | 5 | 430143.94 | 0.0331 | 60.586 | 3678828.281 | Hanover County | Operating | Combined cycle | Pipeline Natural Gas | Dry Low NOx Burners<br>Selective Catalytic Reduction<br>Steam Injection | 37.8181 | -77.4478 | VA | Doswell Limited Partnership | 0 | 0 | 0 | Hanover County | Operating | Combined cycle | Pipeline Natural Gas | Dry Low NOx Burners<br>Selective Catalytic Reduction<br>Steam Injection
VA | Doswell Limited Partnership | 52019 | 601 |  | 2019 | ARP, CSNOX, CSOSG2, CSSO2G1 | 3054.29 | 5 | 428666.19 | 0.0305 | 54.864 | 3607268.604 | Hanover County | Operating | Combined cycle | Pipeline Natural Gas | Dry Low NOx Burners<br>Selective Catalytic Reduction<br>Steam Injection | 37.8181 | -77.4478 | VA | Doswell Limited Partnership | 0 | 0 | 0 | Hanover County | Operating | Combined cycle | Pipeline Natural Gas | Dry Low NOx Burners<br>Selective Catalytic Reduction<br>Steam Injection
VA | Doswell Limited Partnership | 52019 | 602 |  | 2019 | ARP, CSNOX, CSOSG2, CSSO2G1 | 2995.91 | 5 | 428454.3 | 0.0291 | 53.1 | 3693833.2 | Hanover County | Operating | Combined cycle | Pipeline Natural Gas | Dry Low NOx Burners<br>Selective Catalytic Reduction<br>Steam Injection | 37.8181 | -77.4478 | VA | Doswell Limited Partnership | 0 | 0 | 0 | Hanover County | Operating | Combined cycle | Pipeline Natural Gas | Dry Low NOx Burners<br>Selective Catalytic Reduction<br>Steam Injection
VA | Doswell Limited Partnership | 52019 | CT1 |  | 2019 | ARP, CSNOX, CSOSG2, CSSO2G1 | 1402.03 | 5 | 205750.2 | 0.0379 | 37.686 | 2353493.346 | Hanover County | Operating | Combustion turbine | Pipeline Natural Gas | Dry Low NOx Burners<br>Water Injection | 37.8181 | -77.4478 | VA | Doswell Limited Partnership | 0 | 0 | 0 | Hanover County | Operating | Combustion turbine | Pipeline Natural Gas | Dry Low NOx Burners<br>Water Injection
VA | Doswell Limited Partnership | 52019 | CT2 |  | 2019 | ARP, CSNOX, CSOSG2, CSSO2G1 | 1371.05 | 5 | 212423.13 | 0.0385 | 38.789 | 2398217.314 | Hanover County | Operating | Combustion turbine | Pipeline Natural Gas | Dry Low NOx Burners | 37.8181 | -77.4478 | VA | Doswell Limited Partnership | 0 | 0 | 0 | Hanover County | Operating | Combustion turbine | Pipeline Natural Gas | Dry Low NOx Burners
VA | Doswell Limited Partnership | 52019 | CT3 |  | 2019 | ARP, CSNOX, CSOSG2, CSSO2G1 | 1282.47 | 5 | 198269.6 | 0.0398 | 38.083 | 2239332.883 | Hanover County | Operating | Combustion turbine | Pipeline Natural Gas | Dry Low NOx Burners | 37.8181 | -77.4478 | VA | Doswell Limited Partnership | 0 | 0 | 0 | Hanover County | Operating | Combustion turbine | Pipeline Natural Gas | Dry Low NOx Burners
MA | Dartmouth Power | 52026 | 1 |  | 2019 | ARP, RGGI, SIPNOX | 725.01 | 5 | 35530.11 | 0.032 | 4.285 | 293151.014 | Bristol County | Operating | Combined cycle | Pipeline Natural Gas | Water Injection<br>Selective Catalytic Reduction | 41.6728 | -70.9989 | MA | Dartmouth Power | 52026 | 41.6728 | -70.9989 | Bristol County | Operating | Combined cycle | Pipeline Natural Gas | Water Injection<br>Selective Catalytic Reduction
MA | Dartmouth Power | 52026 | 2 |  | 2019 | SIPNOX | 251.5 | 5 | 4877.01 | 0.0111 | 0.283 | 52784.109 | Bristol County | Operating | Combustion turbine | Pipeline Natural Gas | Water Injection<br>Selective Catalytic Reduction | 41.6728 | -70.9989 | MA | Dartmouth Power | 0 | 0 | 0 | Bristol County | Operating | Combustion turbine | Pipeline Natural Gas | Water Injection<br>Selective Catalytic Reduction
NY | Nassau Energy Corporation | 52056 | 4 |  | 2019 | CSNOX, CSOSG2, CSSO2G1, RGGI | 3470.37 | 5 | 133313.42 | 0.1333 | 99.307 | 1490292.992 | Nassau County | Operating | Combined cycle | Pipeline Natural Gas | Steam Injection | 40.7259 | -73.5885 | NY | Nassau Energy Corporation | 52056 | 40.7259 | -73.5885 | Nassau County | Operating | Combined cycle | Pipeline Natural Gas | Steam Injection
VA | Elizabeth River Combustion Turbine Sta | 52087 | CT-1 | CP0 | 2019 | ARP, CSNOX, CSOSG2, CSSO2G1 | 264.73 | 5 | 24493.42 | 0.2129 | 20.276 | 299283.4 | Chesapeake city | Operating | Combustion turbine | Pipeline Natural Gas | Water Injection | 36.7743 | -76.3119 | VA | Elizabeth River Combustion Turbine Sta | 52087 | 36.7743 | -76.3119 | Chesapeake city | Operating | Combustion turbine | Pipeline Natural Gas | Water Injection
VA | Elizabeth River Combustion Turbine Sta | 52087 | CT-2 | CP0 | 2019 | ARP, CSNOX, CSOSG2, CSSO2G1 | 263.89 | 5 | 24607.92 | 0.2133 | 19.344 | 300261.2 | Chesapeake city | Operating | Combustion turbine | Pipeline Natural Gas | Water Injection | 36.7743 | -76.3119 | VA | Elizabeth River Combustion Turbine Sta | 0 | 0 | 0 | Chesapeake city | Operating | Combustion turbine | Pipeline Natural Gas | Water Injection
VA | Elizabeth River Combustion Turbine Sta | 52087 | CT-3 | CP0 | 2019 | ARP, CSNOX, CSOSG2, CSSO2G1 | 135.11 | 5 | 12474.18 | 0.2395 | 10.722 | 153113.7 | Chesapeake city | Operating | Combustion turbine | Pipeline Natural Gas | Water Injection | 36.7743 | -76.3119 | VA | Elizabeth River Combustion Turbine Sta | 0 | 0 | 0 | Chesapeake city | Operating | Combustion turbine | Pipeline Natural Gas | Water Injection
VA | Celanese Acetate LLC | 52089 | BLR010 | CP01 | 2019 | SIPNOX | 3467 | 5 |  | 0.0302 | 10.172 | 678006.3 | Giles County | Operating | Other boiler | Pipeline Natural Gas |  | 37.3451 | -80.764 | VA | Celanese Acetate LLC | 52089 | 37.3451 | -80.764 | Giles County | Operating | Other boiler | Pipeline Natural Gas
VA | Celanese Acetate LLC | 52089 | BLR011 | CP01 | 2019 | SIPNOX | 2996 | 5 |  | 0.029 | 10.482 | 722867.7 | Giles County | Operating | Other boiler | Pipeline Natural Gas |  | 37.3451 | -80.764 | VA | Celanese Acetate LLC | 0 | 0 | 0 | Giles County | Operating | Other boiler | Pipeline Natural Gas
VA | Celanese Acetate LLC | 52089 | BLR012 | CP01 | 2019 | SIPNOX | 3410 | 5 |  | 0.0299 | 12.337 | 822508.4 | Giles County | Operating | Other boiler | Pipeline Natural Gas |  | 37.3451 | -80.764 | VA | Celanese Acetate LLC | 0 | 0 | 0 | Giles County | Operating | Other boiler | Pipeline Natural Gas
VA | Celanese Acetate LLC | 52089 | BLR013 | CP01 | 2019 | SIPNOX | 3490 | 5 |  | 0.0319 | 12.53 | 783386.3 | Giles County | Operating | Other boiler | Pipeline Natural Gas |  | 37.3451 | -80.764 | VA | Celanese Acetate LLC | 0 | 0 | 0 | Giles County | Operating | Other boiler | Pipeline Natural Gas
VA | Celanese Acetate LLC | 52089 | BLR014 | CP01 | 2019 | SIPNOX | 3637 | 5 |  | 0.0311 | 12.905 | 832406.5 | Giles County | Operating | Other boiler | Pipeline Natural Gas |  | 37.3451 | -80.764 | VA | Celanese Acetate LLC | 0 | 0 | 0 | Giles County | Operating | Other boiler | Pipeline Natural Gas
NY | Riverbay Corp. - Co-Op City | 52168 | 1 |  | 2019 | SIPNOX | 2775.5 | 5 |  | 0.076 | 11.784 | 311959.125 | Bronx County | Operating | Dry bottom wall-fired boiler | Pipeline Natural Gas | Low NOx Burner Technology (Dry Bottom only) | 40.8697 | -73.8258 | NY | Riverbay Corp. - Co-Op City | 52168 | 40.8697 | -73.8258 | Bronx County | Operating | Dry bottom wall-fired boiler | Pipeline Natural Gas | Low NOx Burner Technology (Dry Bottom only)
NY | Riverbay Corp. - Co-Op City | 52168 | 4 |  | 2019 | SIPNOX | 1807.75 | 5 | 20755 | 0.0103 | 1.166 | 233919.5 | Bronx County | Operating | Combined cycle | Pipeline Natural Gas | Dry Low NOx Burners<br>Selective Catalytic Reduction | 40.8697 | -73.8258 | NY | Riverbay Corp. - Co-Op City | 0 | 0 | 0 | Bronx County | Operating | Combined cycle | Pipeline Natural Gas | Dry Low NOx Burners<br>Selective Catalytic Reduction
NY | Riverbay Corp. - Co-Op City | 52168 | 6 |  | 2019 | SIPNOX | 2455.25 | 5 | 29062.25 | 0.0435 | 6.687 | 328231.95 | Bronx County | Operating | Combined cycle | Pipeline Natural Gas | Dry Low NOx Burners<br>Selective Catalytic Reduction | 40.8697 | -73.8258 | NY | Riverbay Corp. - Co-Op City | 0 | 0 | 0 | Bronx County | Operating | Combined cycle | Pipeline Natural Gas | Dry Low NOx Burners<br>Selective Catalytic Reduction
NY | Riverbay Corp. - Co-Op City | 52168 | 0003HP |  | 2019 | SIPNOX | 3115.5 | 5 |  | 0.0483 | 6.562 | 272162.3 | Bronx County | Operating | Other boiler | Pipeline Natural Gas | Low NOx Burner Technology (Dry Bottom only) | 40.8697 | -73.8258 | NY | Riverbay Corp. - Co-Op City | 0 | 0 | 0 | Bronx County | Operating | Other boiler | Pipeline Natural Gas | Low NOx Burner Technology (Dry Bottom only)
DE | Delaware City Refinery | 52193 | DCPP4 |  | 2019 | ARP, SIPNOX | 3672 | 5 |  | 0.0382 | 26.399 | 1361325.5 | New Castle County | Operating | Dry bottom wall-fired boiler | Process Gas |  | 39.5936 | -75.6337 | DE | Delaware City Refinery | 52193 | 39.5936 | -75.6337 | New Castle County | Operating | Dry bottom wall-fired boiler | Process Gas
NY | Rensselaer Cogen | 54034 | 1GTDBS |  | 2019 | ARP, CSNOX, CSOSG2, CSSO2G1, RGGI | 12.04 | 5 | 716.9 | 0.0589 | 0.136 | 6670.483 | Rensselaer County | Operating | Combined cycle | Pipeline Natural Gas | Selective Catalytic Reduction<br>Steam Injection | 42.63 | -73.75 | NY | Rensselaer Cogen | 54034 | 42.63 | -73.75 | Rensselaer County | Operating | Combined cycle | Pipeline Natural Gas | Selective Catalytic Reduction<br>Steam Injection
NY | Lockport | 54041 | 11854 |  | 2019 | ARP, CSNOX, CSOSG2, CSSO2G1, RGGI | 792.34 | 5 | 28259.13 | 0.1071 | 19.314 | 374712.882 | Niagara County | Operating | Combined cycle | Pipeline Natural Gas | Steam Injection | 43.1622 | -78.7453 | NY | Lockport | 54041 | 43.1622 | -78.7453 | Niagara County | Operating | Combined cycle | Pipeline Natural Gas | Steam Injection
NY | Lockport | 54041 | 11855 |  | 2019 | ARP, CSNOX, CSOSG2, CSSO2G1, RGGI | 852.99 | 5 | 29623.62 | 0.1132 | 20.885 | 379829.357 | Niagara County | Operating | Combined cycle | Pipeline Natural Gas | Steam Injection | 43.1622 | -78.7453 | NY | Lockport | 0 | 0 | 0 | Niagara County | Operating | Combined cycle | Pipeline Natural Gas | Steam Injection
NY | Lockport | 54041 | 11856 |  | 2019 | ARP, CSNOX, CSOSG2, CSSO2G1, RGGI | 810.98 | 5 | 28311.07 | 0.0908 | 16.248 | 374066.235 | Niagara County | Operating | Combined cycle | Pipeline Natural Gas | Steam Injection | 43.1622 | -78.7453 | NY | Lockport | 0 | 0 | 0 | Niagara County | Operating | Combined cycle | Pipeline Natural Gas | Steam Injection
NY | Indeck-Olean Energy Center | 54076 | 1 |  | 2019 | ARP, CSNOX, CSOSG2, CSSO2G1, RGGI | 945 | 5 | 57681.75 | 0.0422 | 9.469 | 510514.875 | Cattaraugus County | Operating | Combined cycle | Pipeline Natural Gas | Selective Catalytic Reduction<br>Steam Injection | 42.0875 | -78.4578 | NY | Indeck-Olean Energy Center | 54076 | 42.0875 | -78.4578 | Cattaraugus County | Operating | Combined cycle | Pipeline Natural Gas | Selective Catalytic Reduction<br>Steam Injection
VA | Spruance Genco, LLC | 54081 | BLR01A | CS001 | 2019 | ARP, CSNOX, CSOSG2, CSSO2G1, MATS | 2897.48 | 5 |  | 0.2876 | 95.035 | 664045.887 | Richmond city | Operating | Stoker | Coal | Other | 37.4556 | -77.4308 | VA | Spruance Genco, LLC | 54081 | 37.4556 | -77.4308 | Richmond city | Operating | Stoker | Coal | Other
VA | Spruance Genco, LLC | 54081 | BLR01B | CS001 | 2019 | ARP, CSNOX, CSOSG2, CSSO2G1, MATS | 2809.5 | 5 |  | 0.2827 | 91.456 | 649836.198 | Richmond city | Operating | Stoker | Coal | Other | 37.4556 | -77.4308 | VA | Spruance Genco, LLC | 0 | 0 | 0 | Richmond city | Operating | Stoker | Coal | Other
VA | Spruance Genco, LLC | 54081 | BLR02A | CS002 | 2019 | ARP, CSNOX, CSOSG2, CSSO2G1, MATS | 2996.83 | 5 |  | 0.2985 | 92.737 | 623347.036 | Richmond city | Operating | Stoker | Coal | Other | 37.4556 | -77.4308 | VA | Spruance Genco, LLC | 0 | 0 | 0 | Richmond city | Operating | Stoker | Coal | Other
VA | Spruance Genco, LLC | 54081 | BLR02B | CS002 | 2019 | ARP, CSNOX, CSOSG2, CSSO2G1, MATS | 3235.29 | 5 |  | 0.3 | 100.181 | 669633.787 | Richmond city | Operating | Stoker | Coal | Other | 37.4556 | -77.4308 | VA | Spruance Genco, LLC | 0 | 0 | 0 | Richmond city | Operating | Stoker | Coal | Other
VA | Spruance Genco, LLC | 54081 | BLR03A |  | 2019 | ARP, CSNOX, CSOSG2, CSSO2G1 | 737.83 | 5 |  | 0.0288 | 1.714 | 119109.74 | Richmond city | Operating | Stoker | Pipeline Natural Gas | Other | 37.4556 | -77.4308 | VA | Spruance Genco, LLC | 0 | 0 | 0 | Richmond city | Operating | Stoker | Pipeline Natural Gas | Other
VA | Spruance Genco, LLC | 54081 | BLR03B |  | 2019 | ARP, CSNOX, CSOSG2, CSSO2G1 | 898.19 | 5 |  | 0.0286 | 2.323 | 157597.832 | Richmond city | Operating | Stoker | Pipeline Natural Gas | Other | 37.4556 | -77.4308 | VA | Spruance Genco, LLC | 0 | 0 | 0 | Richmond city | Operating | Stoker | Pipeline Natural Gas | Other
VA | Spruance Genco, LLC | 54081 | BLR04A |  | 2019 | ARP, CSNOX, CSOSG2, CSSO2G1 | 916.58 | 5 |  | 0.0266 | 1.907 | 147526.217 | Richmond city | Operating | Stoker | Pipeline Natural Gas | Other | 37.4556 | -77.4308 | VA | Spruance Genco, LLC | 0 | 0 | 0 | Richmond city | Operating | Stoker | Pipeline Natural Gas | Other
VA | Spruance Genco, LLC | 54081 | BLR04B |  | 2019 | ARP, CSNOX, CSOSG2, CSSO2G1 | 972.95 | 5 |  | 0.0259 | 2.029 | 161855.744 | Richmond city | Operating | Stoker | Pipeline Natural Gas | Other | 37.4556 | -77.4308 | VA | Spruance Genco, LLC | 0 | 0 | 0 | Richmond city | Operating | Stoker | Pipeline Natural Gas | Other
NY | Ticonderoga Mill | 54099 | 44 |  | 2019 | SIPNOX | 3356.43 | 5 |  | 0.1736 | 86.324 | 1073026.34 | Essex County | Operating | Dry bottom wall-fired boiler | Residual Oil | Low NOx Burner Technology w/ Overfire Air | 43.8914 | -73.3961 | NY | Ticonderoga Mill | 54099 | 43.8914 | -73.3961 | Essex County | Operating | Dry bottom wall-fired boiler | Residual Oil | Low NOx Burner Technology w/ Overfire Air
NY | KIAC Cogeneration | 54114 | GT1 |  | 2019 | CSNOX, CSOSG2, CSSO2G1, RGGI | 1206.22 | 5 | 50975.82 | 0.0291 | 6.611 | 510529.186 | Queens County | Operating | Combined cycle | Pipeline Natural Gas | Water Injection<br>Selective Catalytic Reduction | 40.6417 | -73.7778 | NY | KIAC Cogeneration | 54114 | 40.6417 | -73.7778 | Queens County | Operating | Combined cycle | Pipeline Natural Gas | Water Injection<br>Selective Catalytic Reduction
NY | KIAC Cogeneration | 54114 | GT2 |  | 2019 | CSNOX, CSOSG2, CSSO2G1, RGGI | 3447.32 | 5 | 162891.04 | 0.026 | 20.014 | 1548945.364 | Queens County | Operating | Combined cycle | Pipeline Natural Gas | Water Injection<br>Selective Catalytic Reduction | 40.6417 | -73.7778 | NY | KIAC Cogeneration | 0 | 0 | 0 | Queens County | Operating | Combined cycle | Pipeline Natural Gas | Water Injection<br>Selective Catalytic Reduction
NY | Fortistar North Tonawanda Inc | 54131 | NTCT1 |  | 2019 | CSNOX, CSOSG2, CSSO2G1, RGGI | 81.5 | 5 | 2666 | 0.1318 | 1.853 | 33264.1 | Niagara County | Operating | Combined cycle | Pipeline Natural Gas | Steam Injection | 43.0483 | -78.8539 | NY | Fortistar North Tonawanda Inc | 54131 | 43.0483 | -78.8539 | Niagara County | Operating | Combined cycle | Pipeline Natural Gas | Steam Injection
NY | Nissequogue Energy Center | 54149 | 1 |  | 2019 | CSNOX, CSOSG2, CSSO2G1, RGGI | 3285.56 | 5 | 119599.64 | 0.0783 | 51.153 | 1316344.122 | Suffolk County | Operating | Combustion turbine | Pipeline Natural Gas | Water Injection | 40.9168 | -73.1292 | NY | Nissequogue Energy Center | 54149 | 40.9168 | -73.1292 | Suffolk County | Operating | Combustion turbine | Pipeline Natural Gas | Water Injection
VA | Birchwood Power Facility | 54304 | 1 |  | 2019 | ARP, CSNOX, CSOSG2, CSSO2G1, MATS | 229.76 | 5 | 19884.62 | 0.1276 | 11.026 | 217056.145 | King George County | Operating | Tangentially-fired | Coal | Selective Catalytic Reduction | 38.2667 | -77.3147 | VA | Birchwood Power Facility | 54304 | 38.2667 | -77.3147 | King George County | Operating | Tangentially-fired | Coal | Selective Catalytic Reduction
NY | Independence | 54547 | 1 |  | 2019 | ARP, CSNOX, CSOSG2, CSSO2G1, RGGI | 2225 | 5 | 473578.42 | 0.0297 | 31.679 | 3383563.83 | Oswego County | Operating | Combined cycle | Pipeline Natural Gas | Dry Low NOx Burners<br>Selective Catalytic Reduction | 43.495 | -76.4508 | NY | Independence | 54547 | 43.495 | -76.4508 | Oswego County | Operating | Combined cycle | Pipeline Natural Gas | Dry Low NOx Burners<br>Selective Catalytic Reduction
NY | Independence | 54547 | 2 |  | 2019 | ARP, CSNOX, CSOSG2, CSSO2G1, RGGI | 2288.71 | 5 | 474282.21 | 0.0249 | 30.513 | 3406595.991 | Oswego County | Operating | Combined cycle | Pipeline Natural Gas | Dry Low NOx Burners<br>Selective Catalytic Reduction | 43.495 | -76.4508 | NY | Independence | 0 | 0 | 0 | Oswego County | Operating | Combined cycle | Pipeline Natural Gas | Dry Low NOx Burners<br>Selective Catalytic Reduction
NY | Independence | 54547 | 3 |  | 2019 | ARP, CSNOX, CSOSG2, CSSO2G1, RGGI | 2329.93 | 5 | 476921.17 | 0.028 | 32.498 | 3344520.102 | Oswego County | Operating | Combined cycle | Pipeline Natural Gas | Dry Low NOx Burners<br>Selective Catalytic Reduction | 43.495 | -76.4508 | NY | Independence | 0 | 0 | 0 | Oswego County | Operating | Combined cycle | Pipeline Natural Gas | Dry Low NOx Burners<br>Selective Catalytic Reduction
NY | Independence | 54547 | 4 |  | 2019 | ARP, CSNOX, CSOSG2, CSSO2G1, RGGI | 2268.27 | 5 | 456232.91 | 0.0286 | 30.945 | 3269658.135 | Oswego County | Operating | Combined cycle | Pipeline Natural Gas | Dry Low NOx Burners<br>Selective Catalytic Reduction | 43.495 | -76.4508 | NY | Independence | 0 | 0 | 0 | Oswego County | Operating | Combined cycle | Pipeline Natural Gas | Dry Low NOx Burners<br>Selective Catalytic Reduction
NY | Saranac Power Partners, LP | 54574 | 1 |  | 2019 | ARP, CSNOX, CSOSG2, CSSO2G1, RGGI | 180.9 | 5 | 13206.38 | 0.0505 | 2.317 | 126636.058 | Clinton County | Operating | Combined cycle | Pipeline Natural Gas | Selective Catalytic Reduction | 44.7132 | -73.4557 | NY | Saranac Power Partners, LP | 54574 | 44.7132 | -73.4557 | Clinton County | Operating | Combined cycle | Pipeline Natural Gas | Selective Catalytic Reduction
NY | Saranac Power Partners, LP | 54574 | 2 |  | 2019 | ARP, CSNOX, CSOSG2, CSSO2G1, RGGI | 16.5 | 5 | 1819.15 | 0.0461 | 0.254 | 16536.112 | Clinton County | Operating | Combined cycle | Pipeline Natural Gas | Selective Catalytic Reduction | 44.7132 | -73.4557 | NY | Saranac Power Partners, LP | 0 | 0 | 0 | Clinton County | Operating | Combined cycle | Pipeline Natural Gas | Selective Catalytic Reduction
MA | Tanner Street Generation, LLC | 54586 | 2 |  | 2019 | ARP, RGGI, SIPNOX | 205.54 | 5 | 10765.66 | 0.0677 | 1.718 | 105958.427 | Middlesex County | Operating | Combined cycle | Pipeline Natural Gas | Water Injection<br>Selective Catalytic Reduction | 42.6308 | -71.3133 | MA | Tanner Street Generation, LLC | 54586 | 42.6308 | -71.3133 | Middlesex County | Operating | Combined cycle | Pipeline Natural Gas | Water Injection<br>Selective Catalytic Reduction
NY | Massena Energy Facility | 54592 | 1 |  | 2019 | ARP, CSNOX, CSOSG2, CSSO2G1, RGGI | 15.04 | 5 | 612.85 | 0.1501 | 0.302 | 8552.987 | St. Lawrence County | Operating | Combined cycle | Pipeline Natural Gas | Selective Catalytic Reduction<br>Steam Injection | 44.9503 | -74.8928 | NY | Massena Energy Facility | 54592 | 44.9503 | -74.8928 | St. Lawrence County | Operating | Combined cycle | Pipeline Natural Gas | Selective Catalytic Reduction<br>Steam Injection
NY | Batavia Energy | 54593 | 1 |  | 2019 | ARP, CSNOX, CSOSG2, CSSO2G1, RGGI | 60.08 | 5 | 1974.39 | 0.125 | 1.374 | 24859.217 | Genesee County | Operating | Combined cycle | Pipeline Natural Gas | Steam Injection | 42.9828 | -78.1592 | NY | Batavia Energy | 54593 | 42.9828 | -78.1592 | Genesee County | Operating | Combined cycle | Pipeline Natural Gas | Steam Injection
CT | Pratt & Whitney, East Hartford | 54605 | 1 |  | 2019 | RGGI, SIPNOX | 3224.3 | 5 | 61514.15 | 0.0225 | 7.918 | 706172.476 | Hartford County | Operating | Combustion turbine | Pipeline Natural Gas | Water Injection<br>Selective Catalytic Reduction | 41.75 | -72.6347 | CT | Pratt & Whitney, East Hartford | 54605 | 41.75 | -72.6347 | Hartford County | Operating | Combustion turbine | Pipeline Natural Gas | Water Injection<br>Selective Catalytic Reduction
PA | St. Nicholas Cogeneration Project | 54634 | 1 |  | 2019 | ARP, CSNOX, CSOSG2, CSSO2G1, MATS | 3239.25 | 5 |  | 0.0523 | 110.201 | 4220867.375 | Schuylkill County | Operating | Circulating fluidized bed boiler | Coal Refuse |  | 40.8222 | -76.1736 | PA | St. Nicholas Cogeneration Project | 54634 | 40.8222 | -76.1736 | Schuylkill County | Operating | Circulating fluidized bed boiler | Coal Refuse
NJ | Lakewood | 54640 | 1001 |  | 2019 | ARP, CSNOX, CSOSG2, CSSO2G1 | 1050.43 | 5 | 81401.87 | 0.023 | 9.399 | 997884.502 | Ocean County | Operating | Combined cycle | Pipeline Natural Gas | Water Injection<br>Selective Catalytic Reduction | 40.0613 | -74.1686 | NJ | Lakewood | 54640 | 40.0613 | -74.1686 | Ocean County | Operating | Combined cycle | Pipeline Natural Gas | Water Injection<br>Selective Catalytic Reduction
NJ | Lakewood | 54640 | 2001 |  | 2019 | ARP, CSNOX, CSOSG2, CSSO2G1 | 1120.79 | 5 | 85936.58 | 0.024 | 9.862 | 1051155.914 | Ocean County | Operating | Combined cycle | Pipeline Natural Gas | Water Injection<br>Selective Catalytic Reduction | 40.0613 | -74.1686 | NJ | Lakewood | 0 | 0 | 0 | Ocean County | Operating | Combined cycle | Pipeline Natural Gas | Water Injection<br>Selective Catalytic Reduction
MD | American Sugar Refining, Inc. | 54795 | C6 |  | 2019 | SIPNOX | 1201.4 | 5 |  | 0.0334 | 3.227 | 202048.747 | Baltimore city | Operating | Dry bottom wall-fired boiler | Natural Gas | Combustion Modification/Fuel Reburning | 39.2749 | -76.5945 | MD | American Sugar Refining, Inc. | 54795 | 39.2749 | -76.5945 | Baltimore city | Operating | Dry bottom wall-fired boiler | Natural Gas | Combustion Modification/Fuel Reburning
MA | Milford Power, LLC | 54805 | 1 |  | 2019 | ARP, RGGI, SIPNOX | 1200.79 | 5 | 168503.76 | 0.0346 | 15.885 | 1441775.819 | Worcester County | Operating | Combined cycle | Pipeline Natural Gas | Selective Catalytic Reduction<br>Steam Injection | 42.1292 | -71.5122 | MA | Milford Power, LLC | 54805 | 42.1292 | -71.5122 | Worcester County | Operating | Combined cycle | Pipeline Natural Gas | Selective Catalytic Reduction<br>Steam Injection
MD | Brandywine Power Facility | 54832 | 1 |  | 2019 | ARP, CSNOX, CSOSG2, CSSO2G1, RGGI | 1725.92 | 5 | 158231.98 | 0.038 | 18.321 | 1277280.848 | Prince George's County | Operating | Combined cycle | Pipeline Natural Gas | Water Injection<br>Other | 38.6681 | -76.8678 | MD | Brandywine Power Facility | 54832 | 38.6681 | -76.8678 | Prince George's County | Operating | Combined cycle | Pipeline Natural Gas | Water Injection<br>Other
MD | Brandywine Power Facility | 54832 | 2 |  | 2019 | ARP, CSNOX, CSOSG2, CSSO2G1, RGGI | 1667.15 | 5 | 152413.02 | 0.041 | 18.816 | 1189445.707 | Prince George's County | Operating | Combined cycle | Pipeline Natural Gas | Water Injection<br>Other | 38.6681 | -76.8678 | MD | Brandywine Power Facility | 0 | 0 | 0 | Prince George's County | Operating | Combined cycle | Pipeline Natural Gas | Water Injection<br>Other
VA | Gordonsville Power Station | 54844 | 1 |  | 2019 | ARP, CSNOX, CSOSG2, CSSO2G1 | 3158.04 | 5 | 330678.12 | 0.0265 | 35.973 | 2755185.346 | Louisa County | Operating | Combined cycle | Pipeline Natural Gas | Dry Low NOx Burners<br>Water Injection<br>Selective Catalytic Reduction | 38.1245 | -78.2031 | VA | Gordonsville Power Station | 54844 | 38.1245 | -78.2031 | Louisa County | Operating | Combined cycle | Pipeline Natural Gas | Dry Low NOx Burners<br>Water Injection<br>Selective Catalytic Reduction
VA | Gordonsville Power Station | 54844 | 2 |  | 2019 | ARP, CSNOX, CSOSG2, CSSO2G1 | 3159.67 | 5 | 330890.59 | 0.0263 | 36.358 | 2779109.666 | Louisa County | Operating | Combined cycle | Pipeline Natural Gas | Dry Low NOx Burners<br>Water Injection<br>Selective Catalytic Reduction | 38.1245 | -78.2031 | VA | Gordonsville Power Station | 0 | 0 | 0 | Louisa County | Operating | Combined cycle | Pipeline Natural Gas | Dry Low NOx Burners<br>Water Injection<br>Selective Catalytic Reduction
MA | MIT Central Utility Plant | 54907 | 1 |  | 2019 | SIPNOX | 3617.23 | 5 | 106171.28 | 0.0607 | 24.901 | 821596.777 | Middlesex County | Operating | Combustion turbine | Pipeline Natural Gas | Combustion Modification/Fuel Reburning<br>Water Injection | 42.3611 | -71.0934 | MA | MIT Central Utility Plant | 54907 | 42.3611 | -71.0934 | Middlesex County | Operating | Combustion turbine | Pipeline Natural Gas | Combustion Modification/Fuel Reburning<br>Water Injection
NY | Brooklyn Navy Yard Cogeneration | 54914 | 1 |  | 2019 | ARP, CSNOX, CSOSG2, CSSO2G1, RGGI | 3585.35 | 5 | 328462.68 | 0.0059 | 11.367 | 3870737.86 | Kings County | Operating | Combined cycle | Pipeline Natural Gas | Dry Low NOx Burners<br>Water Injection<br>Selective Catalytic Reduction | 40.6994 | -73.9758 | NY | Brooklyn Navy Yard Cogeneration | 54914 | 40.6994 | -73.9758 | Kings County | Operating | Combined cycle | Pipeline Natural Gas | Dry Low NOx Burners<br>Water Injection<br>Selective Catalytic Reduction
NY | Brooklyn Navy Yard Cogeneration | 54914 | 2 |  | 2019 | ARP, CSNOX, CSOSG2, CSSO2G1, RGGI | 3133.3 | 5 | 290443.09 | 0.0059 | 9.843 | 3384596.621 | Kings County | Operating | Combined cycle | Pipeline Natural Gas | Dry Low NOx Burners<br>Water Injection<br>Selective Catalytic Reduction | 40.6994 | -73.9758 | NY | Brooklyn Navy Yard Cogeneration | 0 | 0 | 0 | Kings County | Operating | Combined cycle | Pipeline Natural Gas | Dry Low NOx Burners<br>Water Injection<br>Selective Catalytic Reduction
MA | Dighton | 55026 | 1 |  | 2019 | ARP, RGGI, SIPNOX | 1358.08 | 5 | 200808.91 | 0.0181 | 9.712 | 1555488.778 | Bristol County | Operating | Combined cycle | Pipeline Natural Gas | Selective Catalytic Reduction | 41.8312 | -71.1239 | MA | Dighton | 55026 | 41.8312 | -71.1239 | Bristol County | Operating | Combined cycle | Pipeline Natural Gas | Selective Catalytic Reduction
MA | Berkshire Power | 55041 | 1 |  | 2019 | ARP, RGGI, SIPNOX | 1674.84 | 5 | 338539.65 | 0.0157 | 14.096 | 2435996.741 | Hampden County | Operating | Combined cycle | Pipeline Natural Gas | Selective Catalytic Reduction | 42.0476 | -72.6478 | MA | Berkshire Power | 55041 | 42.0476 | -72.6478 | Hampden County | Operating | Combined cycle | Pipeline Natural Gas | Selective Catalytic Reduction
CT | Bridgeport Energy | 55042 | BE1 |  | 2019 | ARP, RGGI, SIPNOX | 2266.37 | 5 | 503885.75 | 0.0222 | 37.018 | 3469544.14 | Fairfield County | Operating | Combined cycle | Pipeline Natural Gas | Selective Catalytic Reduction | 41.1692 | -73.1844 | CT | Bridgeport Energy | 55042 | 41.1692 | -73.1844 | Fairfield County | Operating | Combined cycle | Pipeline Natural Gas | Selective Catalytic Reduction
CT | Bridgeport Energy | 55042 | BE2 |  | 2019 | ARP, RGGI, SIPNOX | 2239.34 | 5 | 561079.4 | 0.0224 | 37.81 | 3501683.332 | Fairfield County | Operating | Combined cycle | Pipeline Natural Gas | Selective Catalytic Reduction | 41.1692 | -73.1844 | CT | Bridgeport Energy | 0 | 0 | 0 | Fairfield County | Operating | Combined cycle | Pipeline Natural Gas | Selective Catalytic Reduction
MA | Millennium Power | 55079 | 1 |  | 2019 | ARP, RGGI, SIPNOX | 2226.03 | 5 | 388030.41 | 0.0133 | 25.697 | 4405889.882 | Worcester County | Operating | Combined cycle | Pipeline Natural Gas | Water Injection<br>Selective Catalytic Reduction | 42.1127 | -72.0152 | MA | Millennium Power | 55079 | 42.1127 | -72.0152 | Worcester County | Operating | Combined cycle | Pipeline Natural Gas | Water Injection<br>Selective Catalytic Reduction
CT | Milford Power Company LLC | 55126 | CT01 |  | 2019 | ARP, RGGI, SIPNOX | 3440.19 | 5 | 801069.14 | 0.009 | 18.867 | 5691604.879 | New Haven County | Operating | Combined cycle | Pipeline Natural Gas | Water Injection<br>Selective Catalytic Reduction | 41.2239 | -73.1 | CT | Milford Power Company LLC | 55126 | 41.2239 | -73.1 | New Haven County | Operating | Combined cycle | Pipeline Natural Gas | Water Injection<br>Selective Catalytic Reduction
CT | Milford Power Company LLC | 55126 | CT02 |  | 2019 | ARP, RGGI, SIPNOX | 3339.51 | 5 | 739266.72 | 0.0104 | 16.954 | 5150117.983 | New Haven County | Operating | Combined cycle | Pipeline Natural Gas | Water Injection<br>Selective Catalytic Reduction | 41.2239 | -73.1 | CT | Milford Power Company LLC | 0 | 0 | 0 | New Haven County | Operating | Combined cycle | Pipeline Natural Gas | Water Injection<br>Selective Catalytic Reduction
CT | Lake Road Generating Company | 55149 | LRG1 |  | 2019 | ARP, RGGI, SIPNOX | 3591.65 | 5 | 483312.75 | 0.0076 | 17.39 | 5648602.45 | Windham County | Operating | Combined cycle | Pipeline Natural Gas | Dry Low NOx Burners<br>Water Injection<br>Selective Catalytic Reduction | 41.8736 | -71.8947 | CT | Lake Road Generating Company | 55149 | 41.8736 | -71.8947 | Windham County | Operating | Combined cycle | Pipeline Natural Gas | Dry Low NOx Burners<br>Water Injection<br>Selective Catalytic Reduction
CT | Lake Road Generating Company | 55149 | LRG2 |  | 2019 | ARP, RGGI, SIPNOX | 3466.23 | 5 | 500170.71 | 0.0064 | 16.299 | 5571591.648 | Windham County | Operating | Combined cycle | Pipeline Natural Gas | Dry Low NOx Burners<br>Water Injection<br>Selective Catalytic Reduction | 41.8736 | -71.8947 | CT | Lake Road Generating Company | 0 | 0 | 0 | Windham County | Operating | Combined cycle | Pipeline Natural Gas | Dry Low NOx Burners<br>Water Injection<br>Selective Catalytic Reduction
CT | Lake Road Generating Company | 55149 | LRG3 |  | 2019 | ARP, RGGI, SIPNOX | 3601.33 | 5 | 476283.9 | 0.0056 | 13.532 | 5658914.138 | Windham County | Operating | Combined cycle | Pipeline Natural Gas | Dry Low NOx Burners<br>Water Injection<br>Selective Catalytic Reduction | 41.8736 | -71.8947 | CT | Lake Road Generating Company | 0 | 0 | 0 | Windham County | Operating | Combined cycle | Pipeline Natural Gas | Dry Low NOx Burners<br>Water Injection<br>Selective Catalytic Reduction
NH | Granite Ridge Energy | 55170 | 1 |  | 2019 | ARP, NHNOX, RGGI | 2775.29 | 5 | 547477.64 | 0.0093 | 23.922 | 5859071.679 | Rockingham County | Operating | Combined cycle | Pipeline Natural Gas | Dry Low NOx Burners<br>Ammonia Injection | 42.9043 | -71.4251 | NH | Granite Ridge Energy | 55170 | 42.9043 | -71.4251 | Rockingham County | Operating | Combined cycle | Pipeline Natural Gas | Dry Low NOx Burners<br>Ammonia Injection
NH | Granite Ridge Energy | 55170 | 2 |  | 2019 | ARP, NHNOX, RGGI | 2431.16 | 5 | 477972.84 | 0.0092 | 20.647 | 5075162.497 | Rockingham County | Operating | Combined cycle | Pipeline Natural Gas | Dry Low NOx Burners<br>Ammonia Injection | 42.9043 | -71.4251 | NH | Granite Ridge Energy | 0 | 0 | 0 | Rockingham County | Operating | Combined cycle | Pipeline Natural Gas | Dry Low NOx Burners<br>Ammonia Injection
MA | ANP Bellingham Energy Company, LLC | 55211 | 1 |  | 2019 | ARP, RGGI, SIPNOX | 2044.74 | 5 | 222242.01 | 0.0429 | 20.814 | 2629720.575 | Norfolk County | Operating | Combined cycle | Pipeline Natural Gas | Dry Low NOx Burners<br>Selective Catalytic Reduction | 42.1113 | -71.4529 | MA | ANP Bellingham Energy Company, LLC | 55211 | 42.1113 | -71.4529 | Norfolk County | Operating | Combined cycle | Pipeline Natural Gas | Dry Low NOx Burners<br>Selective Catalytic Reduction
MA | ANP Bellingham Energy Company, LLC | 55211 | 2 |  | 2019 | ARP, RGGI, SIPNOX | 1900.1 | 5 | 221337.79 | 0.0459 | 19.863 | 2448747.722 | Norfolk County | Operating | Combined cycle | Pipeline Natural Gas | Dry Low NOx Burners<br>Selective Catalytic Reduction | 42.1113 | -71.4529 | MA | ANP Bellingham Energy Company, LLC | 0 | 0 | 0 | Norfolk County | Operating | Combined cycle | Pipeline Natural Gas | Dry Low NOx Burners<br>Selective Catalytic Reduction
MA | ANP Blackstone Energy Company, LLC | 55212 | 1 |  | 2019 | ARP, RGGI, SIPNOX | 1688.48 | 5 | 203629.19 | 0.0417 | 15.286 | 2340240.59 | Worcester County | Operating | Combined cycle | Pipeline Natural Gas | Dry Low NOx Burners<br>Selective Catalytic Reduction | 42.0575 | -71.5172 | MA | ANP Blackstone Energy Company, LLC | 55212 | 42.0575 | -71.5172 | Worcester County | Operating | Combined cycle | Pipeline Natural Gas | Dry Low NOx Burners<br>Selective Catalytic Reduction
MA | ANP Blackstone Energy Company, LLC | 55212 | 2 |  | 2019 | ARP, RGGI, SIPNOX | 1714.55 | 5 | 205226.93 | 0.0368 | 14.361 | 2349264.057 | Worcester County | Operating | Combined cycle | Pipeline Natural Gas | Dry Low NOx Burners<br>Selective Catalytic Reduction | 42.0575 | -71.5172 | MA | ANP Blackstone Energy Company, LLC | 0 | 0 | 0 | Worcester County | Operating | Combined cycle | Pipeline Natural Gas | Dry Low NOx Burners<br>Selective Catalytic Reduction
NJ | Red Oak Power, LLC | 55239 | 1 |  | 2019 | ARP, CSNOX, CSOSG2, CSSO2G1 | 3511.25 | 5 | 569981.62 | 0.0102 | 30.669 | 6069661.322 | Middlesex County | Operating | Combined cycle | Pipeline Natural Gas | Dry Low NOx Burners<br>Ammonia Injection<br>Selective Catalytic Reduction | 40.4481 | -74.3497 | NJ | Red Oak Power, LLC | 55239 | 40.4481 | -74.3497 | Middlesex County | Operating | Combined cycle | Pipeline Natural Gas | Dry Low NOx Burners<br>Ammonia Injection<br>Selective Catalytic Reduction
NJ | Red Oak Power, LLC | 55239 | 2 |  | 2019 | ARP, CSNOX, CSOSG2, CSSO2G1 | 3446.37 | 5 | 567526.58 | 0.0104 | 30.518 | 6012520.36 | Middlesex County | Operating | Combined cycle | Pipeline Natural Gas | Dry Low NOx Burners<br>Ammonia Injection<br>Selective Catalytic Reduction | 40.4481 | -74.3497 | NJ | Red Oak Power, LLC | 0 | 0 | 0 | Middlesex County | Operating | Combined cycle | Pipeline Natural Gas | Dry Low NOx Burners<br>Ammonia Injection<br>Selective Catalytic Reduction
NJ | Red Oak Power, LLC | 55239 | 3 |  | 2019 | ARP, CSNOX, CSOSG2, CSSO2G1 | 3532.99 | 5 | 575566.76 | 0.0102 | 30.68 | 6092421.112 | Middlesex County | Operating | Combined cycle | Pipeline Natural Gas | Dry Low NOx Burners<br>Ammonia Injection<br>Selective Catalytic Reduction | 40.4481 | -74.3497 | NJ | Red Oak Power, LLC | 0 | 0 | 0 | Middlesex County | Operating | Combined cycle | Pipeline Natural Gas | Dry Low NOx Burners<br>Ammonia Injection<br>Selective Catalytic Reduction
NY | Astoria Gas Turbine Power | 55243 | CT0005 |  | 2019 | SIPNOX | 0 | 5 |  |  |  |  | Queens County | Operating | Combustion turbine | Diesel Oil |  | 40.7864 | -73.9133 | NY | Astoria Gas Turbine Power | 55243 | 40.7864 | -73.9133 | Queens County | Operating | Combustion turbine | Diesel Oil
NY | Astoria Gas Turbine Power | 55243 | CT0007 |  | 2019 | SIPNOX | 0 | 5 |  |  |  |  | Queens County | Operating | Combustion turbine | Diesel Oil |  | 40.7864 | -73.9133 | NY | Astoria Gas Turbine Power | 0 | 0 | 0 | Queens County | Operating | Combustion turbine | Diesel Oil
NY | Astoria Gas Turbine Power | 55243 | CT0008 |  | 2019 | SIPNOX | 0 | 5 |  |  |  |  | Queens County | Operating | Combustion turbine | Diesel Oil |  | 40.7864 | -73.9133 | NY | Astoria Gas Turbine Power | 0 | 0 | 0 | Queens County | Operating | Combustion turbine | Diesel Oil
NY | Astoria Gas Turbine Power | 55243 | CT0010 |  | 2019 | SIPNOX | 0 | 5 |  |  |  |  | Queens County | Operating | Combustion turbine | Diesel Oil |  | 40.7864 | -73.9133 | NY | Astoria Gas Turbine Power | 0 | 0 | 0 | Queens County | Operating | Combustion turbine | Diesel Oil
NY | Astoria Gas Turbine Power | 55243 | CT0011 |  | 2019 | SIPNOX | 0 | 5 |  |  |  |  | Queens County | Operating | Combustion turbine | Diesel Oil |  | 40.7864 | -73.9133 | NY | Astoria Gas Turbine Power | 0 | 0 | 0 | Queens County | Operating | Combustion turbine | Diesel Oil
NY | Astoria Gas Turbine Power | 55243 | CT0012 |  | 2019 | SIPNOX | 0 | 5 |  |  |  |  | Queens County | Operating | Combustion turbine | Diesel Oil |  | 40.7864 | -73.9133 | NY | Astoria Gas Turbine Power | 0 | 0 | 0 | Queens County | Operating | Combustion turbine | Diesel Oil
NY | Astoria Gas Turbine Power | 55243 | CT0013 |  | 2019 | SIPNOX | 0 | 5 |  |  |  |  | Queens County | Operating | Combustion turbine | Diesel Oil |  | 40.7864 | -73.9133 | NY | Astoria Gas Turbine Power | 0 | 0 | 0 | Queens County | Operating | Combustion turbine | Diesel Oil
NY | Astoria Gas Turbine Power | 55243 | CT2-1A | CP0002 | 2019 | CSNOX, CSOSG2, CSSO2G1, RGGI | 16.48 | 5 | 314.4 | 0.4928 | 1.021 | 4148.2 | Queens County | Operating | Combustion turbine | Pipeline Natural Gas |  | 40.7864 | -73.9133 | NY | Astoria Gas Turbine Power | 0 | 0 | 0 | Queens County | Operating | Combustion turbine | Pipeline Natural Gas
NY | Astoria Gas Turbine Power | 55243 | CT2-1B | CP0002 | 2019 | CSNOX, CSOSG2, CSSO2G1, RGGI | 16.48 | 5 | 314.4 | 0.4888 | 1.014 | 4148.2 | Queens County | Operating | Combustion turbine | Pipeline Natural Gas |  | 40.7864 | -73.9133 | NY | Astoria Gas Turbine Power | 0 | 0 | 0 | Queens County | Operating | Combustion turbine | Pipeline Natural Gas
NY | Astoria Gas Turbine Power | 55243 | CT2-2A | CP0002 | 2019 | CSNOX, CSOSG2, CSSO2G1, RGGI | 27.52 | 5 | 509.08 | 0.4864 | 1.654 | 6725.8 | Queens County | Operating | Combustion turbine | Pipeline Natural Gas |  | 40.7864 | -73.9133 | NY | Astoria Gas Turbine Power | 0 | 0 | 0 | Queens County | Operating | Combustion turbine | Pipeline Natural Gas
NY | Astoria Gas Turbine Power | 55243 | CT2-2B | CP0002 | 2019 | CSNOX, CSOSG2, CSSO2G1, RGGI | 27.52 | 5 | 509.08 | 0.4833 | 1.645 | 6725.8 | Queens County | Operating | Combustion turbine | Pipeline Natural Gas |  | 40.7864 | -73.9133 | NY | Astoria Gas Turbine Power | 0 | 0 | 0 | Queens County | Operating | Combustion turbine | Pipeline Natural Gas
NY | Astoria Gas Turbine Power | 55243 | CT2-3A | CP0002 | 2019 | CSNOX, CSOSG2, CSSO2G1, RGGI | 43.08 | 5 | 785.17 | 0.4903 | 2.607 | 10596.6 | Queens County | Operating | Combustion turbine | Pipeline Natural Gas |  | 40.7864 | -73.9133 | NY | Astoria Gas Turbine Power | 0 | 0 | 0 | Queens County | Operating | Combustion turbine | Pipeline Natural Gas
NY | Astoria Gas Turbine Power | 55243 | CT2-3B | CP0002 | 2019 | CSNOX, CSOSG2, CSSO2G1, RGGI | 43.08 | 5 | 785.17 | 0.4875 | 2.591 | 10596.6 | Queens County | Operating | Combustion turbine | Pipeline Natural Gas |  | 40.7864 | -73.9133 | NY | Astoria Gas Turbine Power | 0 | 0 | 0 | Queens County | Operating | Combustion turbine | Pipeline Natural Gas
NY | Astoria Gas Turbine Power | 55243 | CT2-4A | CP0002 | 2019 | CSNOX, CSOSG2, CSSO2G1, RGGI | 17.84 | 5 | 326.02 | 0.4913 | 1.067 | 4337.2 | Queens County | Operating | Combustion turbine | Pipeline Natural Gas |  | 40.7864 | -73.9133 | NY | Astoria Gas Turbine Power | 0 | 0 | 0 | Queens County | Operating | Combustion turbine | Pipeline Natural Gas
NY | Astoria Gas Turbine Power | 55243 | CT2-4B | CP0002 | 2019 | CSNOX, CSOSG2, CSSO2G1, RGGI | 17.84 | 5 | 326.02 | 0.4882 | 1.06 | 4337.2 | Queens County | Operating | Combustion turbine | Pipeline Natural Gas |  | 40.7864 | -73.9133 | NY | Astoria Gas Turbine Power | 0 | 0 | 0 | Queens County | Operating | Combustion turbine | Pipeline Natural Gas
NY | Astoria Gas Turbine Power | 55243 | CT3-1A | CP0003 | 2019 | CSNOX, CSOSG2, CSSO2G1, RGGI | 11.9 | 5 | 225.17 | 0.4851 | 0.721 | 2971.4 | Queens County | Operating | Combustion turbine | Pipeline Natural Gas |  | 40.7864 | -73.9133 | NY | Astoria Gas Turbine Power | 0 | 0 | 0 | Queens County | Operating | Combustion turbine | Pipeline Natural Gas
NY | Astoria Gas Turbine Power | 55243 | CT3-1B | CP0003 | 2019 | CSNOX, CSOSG2, CSSO2G1, RGGI | 11.9 | 5 | 225.17 | 0.489 | 0.727 | 2971.4 | Queens County | Operating | Combustion turbine | Pipeline Natural Gas |  | 40.7864 | -73.9133 | NY | Astoria Gas Turbine Power | 0 | 0 | 0 | Queens County | Operating | Combustion turbine | Pipeline Natural Gas
NY | Astoria Gas Turbine Power | 55243 | CT3-2A | CP0003 | 2019 | CSNOX, CSOSG2, CSSO2G1, RGGI | 15.39 | 5 | 282.31 | 0.491 | 0.912 | 3707.1 | Queens County | Operating | Combustion turbine | Pipeline Natural Gas |  | 40.7864 | -73.9133 | NY | Astoria Gas Turbine Power | 0 | 0 | 0 | Queens County | Operating | Combustion turbine | Pipeline Natural Gas
NY | Astoria Gas Turbine Power | 55243 | CT3-2B | CP0003 | 2019 | CSNOX, CSOSG2, CSSO2G1, RGGI | 15.39 | 5 | 282.31 | 0.4821 | 0.893 | 3707.1 | Queens County | Operating | Combustion turbine | Pipeline Natural Gas |  | 40.7864 | -73.9133 | NY | Astoria Gas Turbine Power | 0 | 0 | 0 | Queens County | Operating | Combustion turbine | Pipeline Natural Gas
NY | Astoria Gas Turbine Power | 55243 | CT3-3A | CP0003 | 2019 | CSNOX, CSOSG2, CSSO2G1, RGGI | 11.88 | 5 | 224.45 | 0.4914 | 0.73 | 2966.2 | Queens County | Operating | Combustion turbine | Pipeline Natural Gas |  | 40.7864 | -73.9133 | NY | Astoria Gas Turbine Power | 0 | 0 | 0 | Queens County | Operating | Combustion turbine | Pipeline Natural Gas
NY | Astoria Gas Turbine Power | 55243 | CT3-3B | CP0003 | 2019 | CSNOX, CSOSG2, CSSO2G1, RGGI | 11.88 | 5 | 224.45 | 0.4891 | 0.725 | 2966.2 | Queens County | Operating | Combustion turbine | Pipeline Natural Gas |  | 40.7864 | -73.9133 | NY | Astoria Gas Turbine Power | 0 | 0 | 0 | Queens County | Operating | Combustion turbine | Pipeline Natural Gas
NY | Astoria Gas Turbine Power | 55243 | CT3-4A | CP0003 | 2019 | CSNOX, CSOSG2, CSSO2G1, RGGI | 28.21 | 5 | 516.79 | 0.4909 | 1.685 | 6850.8 | Queens County | Operating | Combustion turbine | Pipeline Natural Gas |  | 40.7864 | -73.9133 | NY | Astoria Gas Turbine Power | 0 | 0 | 0 | Queens County | Operating | Combustion turbine | Pipeline Natural Gas
NY | Astoria Gas Turbine Power | 55243 | CT3-4B | CP0003 | 2019 | CSNOX, CSOSG2, CSSO2G1, RGGI | 28.21 | 5 | 516.79 | 0.4879 | 1.675 | 6850.8 | Queens County | Operating | Combustion turbine | Pipeline Natural Gas |  | 40.7864 | -73.9133 | NY | Astoria Gas Turbine Power | 0 | 0 | 0 | Queens County | Operating | Combustion turbine | Pipeline Natural Gas
NY | Astoria Gas Turbine Power | 55243 | CT4-1A | CP0004 | 2019 | CSNOX, CSOSG2, CSSO2G1, RGGI | 48.86 | 5 | 825.55 | 0.4659 | 2.753 | 11738.1 | Queens County | Operating | Combustion turbine | Pipeline Natural Gas |  | 40.7864 | -73.9133 | NY | Astoria Gas Turbine Power | 0 | 0 | 0 | Queens County | Operating | Combustion turbine | Pipeline Natural Gas
NY | Astoria Gas Turbine Power | 55243 | CT4-1B | CP0004 | 2019 | CSNOX, CSOSG2, CSSO2G1, RGGI | 48.86 | 5 | 825.55 | 0.464 | 2.741 | 11738.1 | Queens County | Operating | Combustion turbine | Pipeline Natural Gas |  | 40.7864 | -73.9133 | NY | Astoria Gas Turbine Power | 0 | 0 | 0 | Queens County | Operating | Combustion turbine | Pipeline Natural Gas
NY | Astoria Gas Turbine Power | 55243 | CT4-2A | CP0004 | 2019 | CSNOX, CSOSG2, CSSO2G1, RGGI | 40.37 | 5 | 719.7 | 0.4366 | 2.226 | 10185.1 | Queens County | Operating | Combustion turbine | Pipeline Natural Gas |  | 40.7864 | -73.9133 | NY | Astoria Gas Turbine Power | 0 | 0 | 0 | Queens County | Operating | Combustion turbine | Pipeline Natural Gas
NY | Astoria Gas Turbine Power | 55243 | CT4-2B | CP0004 | 2019 | CSNOX, CSOSG2, CSSO2G1, RGGI | 40.37 | 5 | 719.7 | 0.4561 | 2.327 | 10185.1 | Queens County | Operating | Combustion turbine | Pipeline Natural Gas |  | 40.7864 | -73.9133 | NY | Astoria Gas Turbine Power | 0 | 0 | 0 | Queens County | Operating | Combustion turbine | Pipeline Natural Gas
NY | Astoria Gas Turbine Power | 55243 | CT4-3A | CP0004 | 2019 | CSNOX, CSOSG2, CSSO2G1, RGGI | 22.24 | 5 | 394.27 | 0.4884 | 1.32 | 5363.5 | Queens County | Operating | Combustion turbine | Pipeline Natural Gas |  | 40.7864 | -73.9133 | NY | Astoria Gas Turbine Power | 0 | 0 | 0 | Queens County | Operating | Combustion turbine | Pipeline Natural Gas
NY | Astoria Gas Turbine Power | 55243 | CT4-3B | CP0004 | 2019 | CSNOX, CSOSG2, CSSO2G1, RGGI | 22.24 | 5 | 394.27 | 0.486 | 1.311 | 5363.5 | Queens County | Operating | Combustion turbine | Pipeline Natural Gas |  | 40.7864 | -73.9133 | NY | Astoria Gas Turbine Power | 0 | 0 | 0 | Queens County | Operating | Combustion turbine | Pipeline Natural Gas
NY | Astoria Gas Turbine Power | 55243 | CT4-4A | CP0004 | 2019 | CSNOX, CSOSG2, CSSO2G1, RGGI | 22.93 | 5 | 401.32 | 0.4921 | 1.387 | 5639.8 | Queens County | Operating | Combustion turbine | Pipeline Natural Gas |  | 40.7864 | -73.9133 | NY | Astoria Gas Turbine Power | 0 | 0 | 0 | Queens County | Operating | Combustion turbine | Pipeline Natural Gas
NY | Astoria Gas Turbine Power | 55243 | CT4-4B | CP0004 | 2019 | CSNOX, CSOSG2, CSSO2G1, RGGI | 22.93 | 5 | 401.32 | 0.489 | 1.379 | 5639.8 | Queens County | Operating | Combustion turbine | Pipeline Natural Gas |  | 40.7864 | -73.9133 | NY | Astoria Gas Turbine Power | 0 | 0 | 0 | Queens County | Operating | Combustion turbine | Pipeline Natural Gas
WV | Ceredo Generating Station | 55276 | 1 | CP01 | 2019 | ARP, CSNOX, CSOSG2, CSSO2G1 | 382.74 | 5 | 25864.42 | 0.1148 | 5.2 | 321145.6 | Wayne County | Operating | Combustion turbine | Pipeline Natural Gas | Combustion Modification/Fuel Reburning | 38.3681 | -82.5339 | WV | Ceredo Generating Station | 55276 | 38.3681 | -82.5339 | Wayne County | Operating | Combustion turbine | Pipeline Natural Gas | Combustion Modification/Fuel Reburning
WV | Ceredo Generating Station | 55276 | 2 | CP01 | 2019 | ARP, CSNOX, CSOSG2, CSSO2G1 | 363.54 | 5 | 24474.56 | 0.1078 | 4.911 | 303911.4 | Wayne County | Operating | Combustion turbine | Pipeline Natural Gas | Combustion Modification/Fuel Reburning | 38.3681 | -82.5339 | WV | Ceredo Generating Station | 0 | 0 | 0 | Wayne County | Operating | Combustion turbine | Pipeline Natural Gas | Combustion Modification/Fuel Reburning
WV | Ceredo Generating Station | 55276 | 3 | CP01 | 2019 | ARP, CSNOX, CSOSG2, CSSO2G1 | 346.55 | 5 | 23494.37 | 0.1166 | 5.076 | 291743.7 | Wayne County | Operating | Combustion turbine | Pipeline Natural Gas | Combustion Modification/Fuel Reburning | 38.3681 | -82.5339 | WV | Ceredo Generating Station | 0 | 0 | 0 | Wayne County | Operating | Combustion turbine | Pipeline Natural Gas | Combustion Modification/Fuel Reburning
WV | Ceredo Generating Station | 55276 | 4 | CP01 | 2019 | ARP, CSNOX, CSOSG2, CSSO2G1 | 376.64 | 5 | 25474.19 | 0.106 | 5.116 | 316304.6 | Wayne County | Operating | Combustion turbine | Pipeline Natural Gas | Combustion Modification/Fuel Reburning | 38.3681 | -82.5339 | WV | Ceredo Generating Station | 0 | 0 | 0 | Wayne County | Operating | Combustion turbine | Pipeline Natural Gas | Combustion Modification/Fuel Reburning
WV | Ceredo Generating Station | 55276 | 5 | CP01 | 2019 | ARP, CSNOX, CSOSG2, CSSO2G1 | 336.13 | 5 | 22664.74 | 0.1048 | 4.612 | 281390 | Wayne County | Operating | Combustion turbine | Pipeline Natural Gas | Combustion Modification/Fuel Reburning | 38.3681 | -82.5339 | WV | Ceredo Generating Station | 0 | 0 | 0 | Wayne County | Operating | Combustion turbine | Pipeline Natural Gas | Combustion Modification/Fuel Reburning
WV | Ceredo Generating Station | 55276 | 6 | CP01 | 2019 | ARP, CSNOX, CSOSG2, CSSO2G1 | 322.86 | 5 | 21477.78 | 0.1075 | 4.41 | 266612.7 | Wayne County | Operating | Combustion turbine | Pipeline Natural Gas | Combustion Modification/Fuel Reburning | 38.3681 | -82.5339 | WV | Ceredo Generating Station | 0 | 0 | 0 | Wayne County | Operating | Combustion turbine | Pipeline Natural Gas | Combustion Modification/Fuel Reburning
WV | Big Sandy Peaker Plant | 55284 | GS01 | CP100 | 2019 | ARP, CSNOX, CSOSG2, CSSO2G1 | 560.18 | 5 | 9579.65 | 0.404 | 14.467 | 109276.5 | Wayne County | Operating | Combustion turbine | Pipeline Natural Gas | Water Injection | 38.3441 | -82.5938 | WV | Big Sandy Peaker Plant | 55284 | 38.3441 | -82.5938 | Wayne County | Operating | Combustion turbine | Pipeline Natural Gas | Water Injection
WV | Big Sandy Peaker Plant | 55284 | GS02 | CP100 | 2019 | ARP, CSNOX, CSOSG2, CSSO2G1 | 539.45 | 5 | 9455.36 | 0.3615 | 12.76 | 107827.6 | Wayne County | Operating | Combustion turbine | Pipeline Natural Gas | Water Injection | 38.3441 | -82.5938 | WV | Big Sandy Peaker Plant | 0 | 0 | 0 | Wayne County | Operating | Combustion turbine | Pipeline Natural Gas | Water Injection
WV | Big Sandy Peaker Plant | 55284 | GS03 | CP100 | 2019 | ARP, CSNOX, CSOSG2, CSSO2G1 | 475.29 | 5 | 8200.74 | 0.3396 | 9.033 | 93591.9 | Wayne County | Operating | Combustion turbine | Pipeline Natural Gas | Water Injection | 38.3441 | -82.5938 | WV | Big Sandy Peaker Plant | 0 | 0 | 0 | Wayne County | Operating | Combustion turbine | Pipeline Natural Gas | Water Injection
WV | Big Sandy Peaker Plant | 55284 | GS04 | CP100 | 2019 | ARP, CSNOX, CSOSG2, CSSO2G1 | 470.66 | 5 | 8130.42 | 0.3246 | 9.024 | 92786.3 | Wayne County | Operating | Combustion turbine | Pipeline Natural Gas | Water Injection | 38.3441 | -82.5938 | WV | Big Sandy Peaker Plant | 0 | 0 | 0 | Wayne County | Operating | Combustion turbine | Pipeline Natural Gas | Water Injection
WV | Big Sandy Peaker Plant | 55284 | GS05 | CP100 | 2019 | ARP, CSNOX, CSOSG2, CSSO2G1 | 549.98 | 5 | 9949.55 | 0.3298 | 11.474 | 113425.4 | Wayne County | Operating | Combustion turbine | Pipeline Natural Gas | Water Injection | 38.3441 | -82.5938 | WV | Big Sandy Peaker Plant | 0 | 0 | 0 | Wayne County | Operating | Combustion turbine | Pipeline Natural Gas | Water Injection
WV | Big Sandy Peaker Plant | 55284 | GS06 | CP100 | 2019 | ARP, CSNOX, CSOSG2, CSSO2G1 | 553.44 | 5 | 9451.75 | 0.3263 | 10.522 | 107741 | Wayne County | Operating | Combustion turbine | Pipeline Natural Gas | Water Injection | 38.3441 | -82.5938 | WV | Big Sandy Peaker Plant | 0 | 0 | 0 | Wayne County | Operating | Combustion turbine | Pipeline Natural Gas | Water Injection
WV | Big Sandy Peaker Plant | 55284 | GS07 | CP100 | 2019 | ARP, CSNOX, CSOSG2, CSSO2G1 | 494.47 | 5 | 8892.64 | 0.315 | 9.834 | 100811.2 | Wayne County | Operating | Combustion turbine | Pipeline Natural Gas | Water Injection | 38.3441 | -82.5938 | WV | Big Sandy Peaker Plant | 0 | 0 | 0 | Wayne County | Operating | Combustion turbine | Pipeline Natural Gas | Water Injection
WV | Big Sandy Peaker Plant | 55284 | GS08 | CP100 | 2019 | ARP, CSNOX, CSOSG2, CSSO2G1 | 521.38 | 5 | 9129.44 | 0.3374 | 11.314 | 103679.9 | Wayne County | Operating | Combustion turbine | Pipeline Natural Gas | Water Injection | 38.3441 | -82.5938 | WV | Big Sandy Peaker Plant | 0 | 0 | 0 | Wayne County | Operating | Combustion turbine | Pipeline Natural Gas | Water Injection
WV | Big Sandy Peaker Plant | 55284 | GS09 | CP100 | 2019 | ARP, CSNOX, CSOSG2, CSSO2G1 | 568.99 | 5 | 10181.33 | 0.3452 | 12.201 | 116059.9 | Wayne County | Operating | Combustion turbine | Pipeline Natural Gas | Water Injection | 38.3441 | -82.5938 | WV | Big Sandy Peaker Plant | 0 | 0 | 0 | Wayne County | Operating | Combustion turbine | Pipeline Natural Gas | Water Injection
WV | Big Sandy Peaker Plant | 55284 | GS10 | CP100 | 2019 | ARP, CSNOX, CSOSG2, CSSO2G1 | 559.46 | 5 | 9652.61 | 0.33 | 11.757 | 110032.9 | Wayne County | Operating | Combustion turbine | Pipeline Natural Gas | Water Injection | 38.3441 | -82.5938 | WV | Big Sandy Peaker Plant | 0 | 0 | 0 | Wayne County | Operating | Combustion turbine | Pipeline Natural Gas | Water Injection
WV | Big Sandy Peaker Plant | 55284 | GS11 | CP100 | 2019 | ARP, CSNOX, CSOSG2, CSSO2G1 | 545.69 | 5 | 9386.05 | 0.3857 | 13.689 | 106972.1 | Wayne County | Operating | Combustion turbine | Pipeline Natural Gas | Water Injection | 38.3441 | -82.5938 | WV | Big Sandy Peaker Plant | 0 | 0 | 0 | Wayne County | Operating | Combustion turbine | Pipeline Natural Gas | Water Injection
WV | Big Sandy Peaker Plant | 55284 | GS12 | CP100 | 2019 | ARP, CSNOX, CSOSG2, CSSO2G1 | 539.47 | 5 | 9668.24 | 0.3444 | 13.328 | 110177.2 | Wayne County | Operating | Combustion turbine | Pipeline Natural Gas | Water Injection | 38.3441 | -82.5938 | WV | Big Sandy Peaker Plant | 0 | 0 | 0 | Wayne County | Operating | Combustion turbine | Pipeline Natural Gas | Water Injection
VA | Wolf Hills Energy | 55285 | WH01 | CP100 | 2019 | ARP, CSNOX, CSOSG2, CSSO2G1 | 580.41 | 5 | 10077.48 | 0.3157 | 11.179 | 116332.9 | Washington County | Operating | Combustion turbine | Pipeline Natural Gas | Water Injection | 36.6644 | -82.1044 | VA | Wolf Hills Energy | 55285 | 36.6644 | -82.1044 | Washington County | Operating | Combustion turbine | Pipeline Natural Gas | Water Injection
VA | Wolf Hills Energy | 55285 | WH02 | CP100 | 2019 | ARP, CSNOX, CSOSG2, CSSO2G1 | 574.48 | 5 | 10314.5 | 0.3123 | 11.563 | 119077.7 | Washington County | Operating | Combustion turbine | Pipeline Natural Gas | Water Injection | 36.6644 | -82.1044 | VA | Wolf Hills Energy | 0 | 0 | 0 | Washington County | Operating | Combustion turbine | Pipeline Natural Gas | Water Injection
VA | Wolf Hills Energy | 55285 | WH03 | CP100 | 2019 | ARP, CSNOX, CSOSG2, CSSO2G1 | 569.69 | 5 | 9919.02 | 0.3236 | 11.548 | 114566.9 | Washington County | Operating | Combustion turbine | Pipeline Natural Gas | Water Injection | 36.6644 | -82.1044 | VA | Wolf Hills Energy | 0 | 0 | 0 | Washington County | Operating | Combustion turbine | Pipeline Natural Gas | Water Injection
VA | Wolf Hills Energy | 55285 | WH04 | CP100 | 2019 | ARP, CSNOX, CSOSG2, CSSO2G1 | 565.39 | 5 | 10408.09 | 0.3282 | 12.744 | 120200.8 | Washington County | Operating | Combustion turbine | Pipeline Natural Gas | Water Injection | 36.6644 | -82.1044 | VA | Wolf Hills Energy | 0 | 0 | 0 | Washington County | Operating | Combustion turbine | Pipeline Natural Gas | Water Injection
VA | Wolf Hills Energy | 55285 | WH05 | CP100 | 2019 | ARP, CSNOX, CSOSG2, CSSO2G1 | 446.09 | 5 | 7683.43 | 0.3486 | 9.15 | 88701 | Washington County | Operating | Combustion turbine | Pipeline Natural Gas | Water Injection | 36.6644 | -82.1044 | VA | Wolf Hills Energy | 0 | 0 | 0 | Washington County | Operating | Combustion turbine | Pipeline Natural Gas | Water Injection
VA | Wolf Hills Energy | 55285 | WH06 | CP100 | 2019 | ARP, CSNOX, CSOSG2, CSSO2G1 | 441.23 | 5 | 7371.91 | 0.3407 | 8.717 | 85105.9 | Washington County | Operating | Combustion turbine | Pipeline Natural Gas | Water Injection | 36.6644 | -82.1044 | VA | Wolf Hills Energy | 0 | 0 | 0 | Washington County | Operating | Combustion turbine | Pipeline Natural Gas | Water Injection
VA | Wolf Hills Energy | 55285 | WH07 | CP100 | 2019 | ARP, CSNOX, CSOSG2, CSSO2G1 | 315.12 | 5 | 6131.05 | 0.3639 | 7.862 | 70607.2 | Washington County | Operating | Combustion turbine | Pipeline Natural Gas | Water Injection | 36.6644 | -82.1044 | VA | Wolf Hills Energy | 0 | 0 | 0 | Washington County | Operating | Combustion turbine | Pipeline Natural Gas | Water Injection
VA | Wolf Hills Energy | 55285 | WH08 | CP100 | 2019 | ARP, CSNOX, CSOSG2, CSSO2G1 | 311.04 | 5 | 5888.14 | 0.3757 | 8.343 | 67798.7 | Washington County | Operating | Combustion turbine | Pipeline Natural Gas | Water Injection | 36.6644 | -82.1044 | VA | Wolf Hills Energy | 0 | 0 | 0 | Washington County | Operating | Combustion turbine | Pipeline Natural Gas | Water Injection
VA | Wolf Hills Energy | 55285 | WH09 | CP100 | 2019 | ARP, CSNOX, CSOSG2, CSSO2G1 | 353.54 | 5 | 6189.76 | 0.3003 | 7.121 | 71216.4 | Washington County | Operating | Combustion turbine | Pipeline Natural Gas | Water Injection | 36.6644 | -82.1044 | VA | Wolf Hills Energy | 0 | 0 | 0 | Washington County | Operating | Combustion turbine | Pipeline Natural Gas | Water Injection
VA | Wolf Hills Energy | 55285 | WH10 | CP100 | 2019 | ARP, CSNOX, CSOSG2, CSSO2G1 | 352.63 | 5 | 5960.83 | 0.3038 | 6.762 | 68584.1 | Washington County | Operating | Combustion turbine | Pipeline Natural Gas | Water Injection | 36.6644 | -82.1044 | VA | Wolf Hills Energy | 0 | 0 | 0 | Washington County | Operating | Combustion turbine | Pipeline Natural Gas | Water Injection
MA | Fore River Energy Center | 55317 | 11 |  | 2019 | ARP, RGGI, SIPNOX | 3666.08 | 5 | 1178302.81 | 0.0061 | 25.124 | 8308155.048 | Norfolk County | Operating | Combined cycle | Pipeline Natural Gas | Dry Low NOx Burners<br>Water Injection<br>Selective Catalytic Reduction | 42.2417 | -70.9653 | MA | Fore River Energy Center | 55317 | 42.2417 | -70.9653 | Norfolk County | Operating | Combined cycle | Pipeline Natural Gas | Dry Low NOx Burners<br>Water Injection<br>Selective Catalytic Reduction
MA | Fore River Energy Center | 55317 | 12 |  | 2019 | ARP, RGGI, SIPNOX | 2514.4 | 5 | 830178.21 | 0.0086 | 21.124 | 6215867.559 | Norfolk County | Operating | Combined cycle | Pipeline Natural Gas | Dry Low NOx Burners<br>Water Injection<br>Selective Catalytic Reduction | 42.2417 | -70.9653 | MA | Fore River Energy Center | 0 | 0 | 0 | Norfolk County | Operating | Combined cycle | Pipeline Natural Gas | Dry Low NOx Burners<br>Water Injection<br>Selective Catalytic Reduction
WV | Pleasants Energy, LLC | 55349 | 1 |  | 2019 | ARP, CSNOX, CSOSG2, CSSO2G1 | 1927.54 | 5 | 306960.75 | 0.0368 | 49.123 | 3143005.908 | Pleasants County | Operating | Combustion turbine | Pipeline Natural Gas | Dry Low NOx Burners<br>Water Injection | 39.3328 | -81.3639 | WV | Pleasants Energy, LLC | 55349 | 39.3328 | -81.3639 | Pleasants County | Operating | Combustion turbine | Pipeline Natural Gas | Dry Low NOx Burners<br>Water Injection
WV | Pleasants Energy, LLC | 55349 | 2 |  | 2019 | ARP, CSNOX, CSOSG2, CSSO2G1 | 1848.87 | 5 | 295225.44 | 0.0391 | 48.847 | 3050004.792 | Pleasants County | Operating | Combustion turbine | Pipeline Natural Gas | Dry Low NOx Burners<br>Water Injection | 39.3328 | -81.3639 | WV | Pleasants Energy, LLC | 0 | 0 | 0 | Pleasants County | Operating | Combustion turbine | Pipeline Natural Gas | Dry Low NOx Burners<br>Water Injection
NY | Astoria Energy | 55375 | CT1 |  | 2019 | ARP, CSNOX, CSOSG2, CSSO2G1, RGGI | 3540.61 | 5 | 792684.22 | 0.0074 | 16.453 | 5435535.012 | Queens County | Operating | Combined cycle | Pipeline Natural Gas | Dry Low NOx Burners<br>Water Injection<br>Selective Catalytic Reduction | 40.7825 | -73.8964 | NY | Astoria Energy | 55375 | 40.7825 | -73.8964 | Queens County | Operating | Combined cycle | Pipeline Natural Gas | Dry Low NOx Burners<br>Water Injection<br>Selective Catalytic Reduction
NY | Astoria Energy | 55375 | CT2 |  | 2019 | ARP, CSNOX, CSOSG2, CSSO2G1, RGGI | 3176.74 | 5 | 708377.94 | 0.0068 | 15.012 | 5162938.337 | Queens County | Operating | Combined cycle | Pipeline Natural Gas | Dry Low NOx Burners<br>Water Injection<br>Selective Catalytic Reduction | 40.7825 | -73.8964 | NY | Astoria Energy | 0 | 0 | 0 | Queens County | Operating | Combined cycle | Pipeline Natural Gas | Dry Low NOx Burners<br>Water Injection<br>Selective Catalytic Reduction
NY | Astoria Energy | 55375 | CT3 |  | 2019 | ARP, CSNOX, CSOSG2, CSSO2G1, RGGI | 3151.58 | 5 | 715385.75 | 0.0104 | 19.58 | 5394651.468 | Queens County | Operating | Combined cycle | Pipeline Natural Gas | Dry Low NOx Burners<br>Water Injection<br>Selective Catalytic Reduction | 40.7825 | -73.8964 | NY | Astoria Energy | 0 | 0 | 0 | Queens County | Operating | Combined cycle | Pipeline Natural Gas | Dry Low NOx Burners<br>Water Injection<br>Selective Catalytic Reduction
NY | Astoria Energy | 55375 | CT4 |  | 2019 | ARP, CSNOX, CSOSG2, CSSO2G1, RGGI | 3186 | 5 | 722082.05 | 0.0127 | 21.834 | 5354020.531 | Queens County | Operating | Combined cycle | Pipeline Natural Gas | Dry Low NOx Burners<br>Water Injection<br>Selective Catalytic Reduction | 40.7825 | -73.8964 | NY | Astoria Energy | 0 | 0 | 0 | Queens County | Operating | Combined cycle | Pipeline Natural Gas | Dry Low NOx Burners<br>Water Injection<br>Selective Catalytic Reduction
VA | Commonwealth Chesapeake | 55381 | CT-001 |  | 2019 | ARP, CSNOX, CSOSG2, CSSO2G1 | 43.5 | 5 | 1605 | 0.1153 | 0.935 | 15870.4 | Accomack County | Operating | Combustion turbine | Diesel Oil | Water Injection | 37.9892 | -75.54 | VA | Commonwealth Chesapeake | 55381 | 37.9892 | -75.54 | Accomack County | Operating | Combustion turbine | Diesel Oil | Water Injection
VA | Commonwealth Chesapeake | 55381 | CT-002 |  | 2019 | ARP, CSNOX, CSOSG2, CSSO2G1 | 88 | 5 | 3695.25 | 0.1138 | 2.052 | 36319.55 | Accomack County | Operating | Combustion turbine | Diesel Oil | Water Injection | 37.9892 | -75.54 | VA | Commonwealth Chesapeake | 0 | 0 | 0 | Accomack County | Operating | Combustion turbine | Diesel Oil | Water Injection
VA | Commonwealth Chesapeake | 55381 | CT-003 |  | 2019 | ARP, CSNOX, CSOSG2, CSSO2G1 | 52.25 | 5 | 2127.5 | 0.1161 | 1.208 | 20808.725 | Accomack County | Operating | Combustion turbine | Diesel Oil | Water Injection | 37.9892 | -75.54 | VA | Commonwealth Chesapeake | 0 | 0 | 0 | Accomack County | Operating | Combustion turbine | Diesel Oil | Water Injection
VA | Commonwealth Chesapeake | 55381 | CT-004 |  | 2019 | ARP, CSNOX, CSOSG2, CSSO2G1 | 56.5 | 5 | 313.25 | 0.1123 | 0.411 | 7222.325 | Accomack County | Operating | Combustion turbine | Diesel Oil | Water Injection | 37.9892 | -75.54 | VA | Commonwealth Chesapeake | 0 | 0 | 0 | Accomack County | Operating | Combustion turbine | Diesel Oil | Water Injection
VA | Commonwealth Chesapeake | 55381 | CT-005 |  | 2019 | ARP, CSNOX, CSOSG2, CSSO2G1 | 66.25 | 5 | 665.25 | 0.0959 | 0.538 | 10750.225 | Accomack County | Operating | Combustion turbine | Diesel Oil | Water Injection | 37.9892 | -75.54 | VA | Commonwealth Chesapeake | 0 | 0 | 0 | Accomack County | Operating | Combustion turbine | Diesel Oil | Water Injection
VA | Commonwealth Chesapeake | 55381 | CT-006 |  | 2019 | ARP, CSNOX, CSOSG2, CSSO2G1 | 52.75 | 5 | 424.75 | 0.1018 | 0.437 | 7860.4 | Accomack County | Operating | Combustion turbine | Diesel Oil | Water Injection | 37.9892 | -75.54 | VA | Commonwealth Chesapeake | 0 | 0 | 0 | Accomack County | Operating | Combustion turbine | Diesel Oil | Water Injection
VA | Commonwealth Chesapeake | 55381 | CT-007 |  | 2019 | ARP, CSNOX, CSOSG2, CSSO2G1 | 47.25 | 5 | 251.75 | 0.0919 | 0.292 | 6026.425 | Accomack County | Operating | Combustion turbine | Diesel Oil | Water Injection | 37.9892 | -75.54 | VA | Commonwealth Chesapeake | 0 | 0 | 0 | Accomack County | Operating | Combustion turbine | Diesel Oil | Water Injection
NY | Athens Generating Company | 55405 | 1 |  | 2019 | ARP, CSNOX, CSOSG2, CSSO2G1, RGGI | 2460.35 | 5 | 732929.37 | 0.0082 | 17.365 | 5050067.962 | Greene County | Operating | Combined cycle | Pipeline Natural Gas | Dry Low NOx Burners<br>Water Injection<br>Selective Catalytic Reduction | 42.2728 | -73.8492 | NY | Athens Generating Company | 55405 | 42.2728 | -73.8492 | Greene County | Operating | Combined cycle | Pipeline Natural Gas | Dry Low NOx Burners<br>Water Injection<br>Selective Catalytic Reduction
NY | Athens Generating Company | 55405 | 2 |  | 2019 | ARP, CSNOX, CSOSG2, CSSO2G1, RGGI | 1682.01 | 5 | 490364.82 | 0.0133 | 14.98 | 3422706.217 | Greene County | Operating | Combined cycle | Pipeline Natural Gas | Dry Low NOx Burners<br>Water Injection<br>Selective Catalytic Reduction | 42.2728 | -73.8492 | NY | Athens Generating Company | 0 | 0 | 0 | Greene County | Operating | Combined cycle | Pipeline Natural Gas | Dry Low NOx Burners<br>Water Injection<br>Selective Catalytic Reduction
NY | Athens Generating Company | 55405 | 3 |  | 2019 | ARP, CSNOX, CSOSG2, CSSO2G1, RGGI | 1787.28 | 5 | 529550.96 | 0.0115 | 16.236 | 3765334.035 | Greene County | Operating | Combined cycle | Pipeline Natural Gas | Dry Low NOx Burners<br>Water Injection<br>Selective Catalytic Reduction | 42.2728 | -73.8492 | NY | Athens Generating Company | 0 | 0 | 0 | Greene County | Operating | Combined cycle | Pipeline Natural Gas | Dry Low NOx Burners<br>Water Injection<br>Selective Catalytic Reduction
VA | Tenaska Virginia Generating Station | 55439 | CTGDB1 |  | 2019 | ARP, CSNOX, CSOSG2, CSSO2G1 | 3239.48 | 5 | 860335 | 0.0104 | 22.424 | 6140957.319 | Fluvanna County | Operating | Combined cycle | Pipeline Natural Gas | Dry Low NOx Burners<br>Water Injection<br>Selective Catalytic Reduction | 37.8667 | -78.3813 | VA | Tenaska Virginia Generating Station | 55439 | 37.8667 | -78.3813 | Fluvanna County | Operating | Combined cycle | Pipeline Natural Gas | Dry Low NOx Burners<br>Water Injection<br>Selective Catalytic Reduction
VA | Tenaska Virginia Generating Station | 55439 | CTGDB2 |  | 2019 | ARP, CSNOX, CSOSG2, CSSO2G1 | 3247.13 | 5 | 856685.27 | 0.0108 | 22.475 | 6062455.709 | Fluvanna County | Operating | Combined cycle | Pipeline Natural Gas | Dry Low NOx Burners<br>Water Injection<br>Selective Catalytic Reduction | 37.8667 | -78.3813 | VA | Tenaska Virginia Generating Station | 0 | 0 | 0 | Fluvanna County | Operating | Combined cycle | Pipeline Natural Gas | Dry Low NOx Burners<br>Water Injection<br>Selective Catalytic Reduction
VA | Tenaska Virginia Generating Station | 55439 | CTGDB3 |  | 2019 | ARP, CSNOX, CSOSG2, CSSO2G1 | 3239.87 | 5 | 860113.89 | 0.0111 | 22.863 | 6096191.645 | Fluvanna County | Operating | Combined cycle | Pipeline Natural Gas | Dry Low NOx Burners<br>Water Injection<br>Selective Catalytic Reduction | 37.8667 | -78.3813 | VA | Tenaska Virginia Generating Station | 0 | 0 | 0 | Fluvanna County | Operating | Combined cycle | Pipeline Natural Gas | Dry Low NOx Burners<br>Water Injection<br>Selective Catalytic Reduction
CT | Wallingford Energy, LLC | 55517 | CT01 |  | 2019 | ARP, RGGI, SIPNOX | 163.19 | 5 | 6932.8 | 0.0191 | 0.347 | 68869.915 | New Haven County | Operating | Combustion turbine | Pipeline Natural Gas | Water Injection<br>Selective Catalytic Reduction | 41.4486 | -72.8358 | CT | Wallingford Energy, LLC | 55517 | 41.4486 | -72.8358 | New Haven County | Operating | Combustion turbine | Pipeline Natural Gas | Water Injection<br>Selective Catalytic Reduction
CT | Wallingford Energy, LLC | 55517 | CT02 |  | 2019 | ARP, RGGI, SIPNOX | 202.43 | 5 | 7910.65 | 0.019 | 0.407 | 80266.128 | New Haven County | Operating | Combustion turbine | Pipeline Natural Gas | Water Injection<br>Selective Catalytic Reduction | 41.4486 | -72.8358 | CT | Wallingford Energy, LLC | 0 | 0 | 0 | New Haven County | Operating | Combustion turbine | Pipeline Natural Gas | Water Injection<br>Selective Catalytic Reduction
CT | Wallingford Energy, LLC | 55517 | CT03 |  | 2019 | ARP, RGGI, SIPNOX | 197.01 | 5 | 8229.86 | 0.0146 | 0.368 | 81037.966 | New Haven County | Operating | Combustion turbine | Pipeline Natural Gas | Water Injection<br>Selective Catalytic Reduction | 41.4486 | -72.8358 | CT | Wallingford Energy, LLC | 0 | 0 | 0 | New Haven County | Operating | Combustion turbine | Pipeline Natural Gas | Water Injection<br>Selective Catalytic Reduction
CT | Wallingford Energy, LLC | 55517 | CT04 |  | 2019 | ARP, RGGI, SIPNOX | 175.06 | 5 | 7273.07 | 0.0148 | 0.338 | 73276.259 | New Haven County | Operating | Combustion turbine | Pipeline Natural Gas | Water Injection<br>Selective Catalytic Reduction | 41.4486 | -72.8358 | CT | Wallingford Energy, LLC | 0 | 0 | 0 | New Haven County | Operating | Combustion turbine | Pipeline Natural Gas | Water Injection<br>Selective Catalytic Reduction
CT | Wallingford Energy, LLC | 55517 | CT05 |  | 2019 | ARP, RGGI, SIPNOX | 186.36 | 5 | 7138.25 | 0.014 | 0.365 | 73209.022 | New Haven County | Operating | Combustion turbine | Pipeline Natural Gas | Water Injection<br>Selective Catalytic Reduction | 41.4486 | -72.8358 | CT | Wallingford Energy, LLC | 0 | 0 | 0 | New Haven County | Operating | Combustion turbine | Pipeline Natural Gas | Water Injection<br>Selective Catalytic Reduction
CT | Wallingford Energy, LLC | 55517 | CT06 |  | 2019 | ARP, RGGI, SIPNOX | 202.08 | 5 | 8368.79 | 0.02 | 0.415 | 82341.904 | New Haven County | Operating | Combustion turbine | Pipeline Natural Gas | Water Injection<br>Selective Catalytic Reduction | 41.4486 | -72.8358 | CT | Wallingford Energy, LLC | 0 | 0 | 0 | New Haven County | Operating | Combustion turbine | Pipeline Natural Gas | Water Injection<br>Selective Catalytic Reduction
CT | Wallingford Energy, LLC | 55517 | CT07 |  | 2019 | ARP, RGGI, SIPNOX | 243.63 | 5 | 10010.44 | 0.0204 | 0.532 | 98314.828 | New Haven County | Operating | Combustion turbine | Pipeline Natural Gas | Water Injection<br>Selective Catalytic Reduction | 41.4486 | -72.8358 | CT | Wallingford Energy, LLC | 0 | 0 | 0 | New Haven County | Operating | Combustion turbine | Pipeline Natural Gas | Water Injection<br>Selective Catalytic Reduction
NH | Newington Energy | 55661 | 1 |  | 2019 | ARP, NHNOX, RGGI | 713.64 | 5 | 146533.89 | 0.0217 | 6.005 | 1077942.503 | Rockingham County | Operating | Combined cycle | Pipeline Natural Gas | Dry Low NOx Burners<br>Water Injection<br>Ammonia Injection<br>Selective Catalytic Reduction | 43.1047 | -70.8044 | NH | Newington Energy | 55661 | 43.1047 | -70.8044 | Rockingham County | Operating | Combined cycle | Pipeline Natural Gas | Dry Low NOx Burners<br>Water Injection<br>Ammonia Injection<br>Selective Catalytic Reduction
NH | Newington Energy | 55661 | 2 |  | 2019 | ARP, NHNOX, RGGI | 747.63 | 5 | 150256.74 | 0.0219 | 6.262 | 1089099.652 | Rockingham County | Operating | Combined cycle | Pipeline Natural Gas | Dry Low NOx Burners<br>Water Injection<br>Ammonia Injection<br>Selective Catalytic Reduction | 43.1047 | -70.8044 | NH | Newington Energy | 0 | 0 | 0 | Rockingham County | Operating | Combined cycle | Pipeline Natural Gas | Dry Low NOx Burners<br>Water Injection<br>Ammonia Injection<br>Selective Catalytic Reduction
NY | Bayswater Peaking Facility | 55699 | 2 |  | 2019 | ARP, CSNOX, CSOSG2, CSSO2G1, RGGI | 127.93 | 5 | 6349.39 | 0.0303 | 0.891 | 72039.784 | Queens County | Operating | Combustion turbine | Diesel Oil | Water Injection<br>Selective Catalytic Reduction | 40.6106 | -73.7614 | NY | Bayswater Peaking Facility | 55699 | 40.6106 | -73.7614 | Queens County | Operating | Combustion turbine | Diesel Oil | Water Injection<br>Selective Catalytic Reduction
NY | Bayswater Peaking Facility | 55699 | 1 |  | 2019 | ARP, CSNOX, CSOSG2, CSSO2G1, RGGI | 1439.75 | 5 | 78317.34 | 0.0101 | 3.678 | 848112.12 | Queens County | Operating | Combustion turbine | Pipeline Natural Gas | Selective Catalytic Reduction<br>Water Injection | 40.6106 | -73.7614 | NY | Bayswater Peaking Facility | 0 | 0 | 0 | Queens County | Operating | Combustion turbine | Pipeline Natural Gas | Selective Catalytic Reduction<br>Water Injection
VA | Buchanan Units 1 & 2 | 55738 | 1 |  | 2019 | ARP, CSNOX, CSOSG2, CSSO2G1 | 1913.12 | 5 | 73877.64 | 0.0709 | 24.054 | 728370.754 | Buchanan County | Operating | Combustion turbine | Pipeline Natural Gas | Water Injection | 37.1753 | -81.9617 | VA | Buchanan Units 1 & 2 | 55738 | 37.1753 | -81.9617 | Buchanan County | Operating | Combustion turbine | Pipeline Natural Gas | Water Injection
VA | Buchanan Units 1 & 2 | 55738 | 2 |  | 2019 | ARP, CSNOX, CSOSG2, CSSO2G1 | 1884.28 | 5 | 71879.85 | 0.0678 | 21.482 | 681848.522 | Buchanan County | Operating | Combustion turbine | Pipeline Natural Gas | Water Injection | 37.1753 | -81.9617 | VA | Buchanan Units 1 & 2 | 0 | 0 | 0 | Buchanan County | Operating | Combustion turbine | Pipeline Natural Gas | Water Injection
NY | Edgewood Energy | 55786 | CT01 |  | 2019 | ARP, CSNOX, CSOSG2, CSSO2G1, RGGI | 587.04 | 5 | 24041.97 | 0.017 | 1.284 | 235687.848 | Suffolk County | Operating | Combustion turbine | Pipeline Natural Gas | Water Injection<br>Selective Catalytic Reduction | 40.7861 | -73.2931 | NY | Edgewood Energy | 55786 | 40.7861 | -73.2931 | Suffolk County | Operating | Combustion turbine | Pipeline Natural Gas | Water Injection<br>Selective Catalytic Reduction
NY | Edgewood Energy | 55786 | CT02 |  | 2019 | ARP, CSNOX, CSOSG2, CSSO2G1, RGGI | 531.52 | 5 | 22192.25 | 0.015 | 1.174 | 230490.311 | Suffolk County | Operating | Combustion turbine | Pipeline Natural Gas | Water Injection<br>Selective Catalytic Reduction | 40.7861 | -73.2931 | NY | Edgewood Energy | 0 | 0 | 0 | Suffolk County | Operating | Combustion turbine | Pipeline Natural Gas | Water Injection<br>Selective Catalytic Reduction
NY | Shoreham Energy | 55787 | CT01 |  | 2019 | ARP, CSNOX, CSOSG2, CSSO2G1, RGGI | 40.91 | 5 | 1633.6 | 0.1321 | 0.743 | 15371.683 | Suffolk County | Operating | Combustion turbine | Diesel Oil | Water Injection<br>Selective Catalytic Reduction | 40.9572 | -72.8664 | NY | Shoreham Energy | 55787 | 40.9572 | -72.8664 | Suffolk County | Operating | Combustion turbine | Diesel Oil | Water Injection<br>Selective Catalytic Reduction
NY | Shoreham Energy | 55787 | CT02 |  | 2019 | ARP, CSNOX, CSOSG2, CSSO2G1, RGGI | 44.41 | 5 | 1756.3 | 0.0946 | 0.553 | 17186.686 | Suffolk County | Operating | Combustion turbine | Diesel Oil | Water Injection<br>Selective Catalytic Reduction | 40.9572 | -72.8664 | NY | Shoreham Energy | 0 | 0 | 0 | Suffolk County | Operating | Combustion turbine | Diesel Oil | Water Injection<br>Selective Catalytic Reduction
NJ | Ocean Peaking Power | 55938 | OPP3 |  | 2019 | ARP, CSNOX, CSOSG2, CSSO2G1 | 195.23 | 5 | 22188.13 | 0.0464 | 5.246 | 315566.127 | Ocean County | Operating | Combustion turbine | Pipeline Natural Gas | Dry Low NOx Burners | 40.0606 | -74.1672 | NJ | Ocean Peaking Power | 55938 | 40.0606 | -74.1672 | Ocean County | Operating | Combustion turbine | Pipeline Natural Gas | Dry Low NOx Burners
NJ | Ocean Peaking Power | 55938 | OPP4 |  | 2019 | ARP, CSNOX, CSOSG2, CSSO2G1 | 175.15 | 5 | 27134.2 | 0.0469 | 4.557 | 282536.337 | Ocean County | Operating | Combustion turbine | Pipeline Natural Gas | Dry Low NOx Burners | 40.0606 | -74.1672 | NJ | Ocean Peaking Power | 0 | 0 | 0 | Ocean County | Operating | Combustion turbine | Pipeline Natural Gas | Dry Low NOx Burners
VA | Warren County Power Station | 55939 | 1A |  | 2019 | ARP, CSNOX, CSOSG2, CSSO2G1 | 3226.95 | 5 | 1371978.95 | 0.0055 | 25.395 | 9274699.935 | Warren County | Operating | Combined cycle | Pipeline Natural Gas | Dry Low NOx Burners<br>Selective Catalytic Reduction | 38.9705 | -78.1777 | VA | Warren County Power Station | 55939 | 38.9705 | -78.1777 | Warren County | Operating | Combined cycle | Pipeline Natural Gas | Dry Low NOx Burners<br>Selective Catalytic Reduction
VA | Warren County Power Station | 55939 | 1B |  | 2019 | ARP, CSNOX, CSOSG2, CSSO2G1 | 3210.74 | 5 | 1373423.86 | 0.0061 | 26.079 | 9263646.616 | Warren County | Operating | Combined cycle | Pipeline Natural Gas | Dry Low NOx Burners<br>Selective Catalytic Reduction | 38.9705 | -78.1777 | VA | Warren County Power Station | 0 | 0 | 0 | Warren County | Operating | Combined cycle | Pipeline Natural Gas | Dry Low NOx Burners<br>Selective Catalytic Reduction
VA | Warren County Power Station | 55939 | 1C |  | 2019 | ARP, CSNOX, CSOSG2, CSSO2G1 | 3189.01 | 5 | 1354262.92 | 0.0058 | 26.094 | 9160007.063 | Warren County | Operating | Combined cycle | Pipeline Natural Gas | Dry Low NOx Burners<br>Selective Catalytic Reduction | 38.9705 | -78.1777 | VA | Warren County Power Station | 0 | 0 | 0 | Warren County | Operating | Combined cycle | Pipeline Natural Gas | Dry Low NOx Burners<br>Selective Catalytic Reduction
NY | Hawkeye Energy Greenport, LLC | 55969 | U-01 |  | 2019 | ARP, CSNOX, CSOSG2, CSSO2G1, RGGI | 547.01 | 5 | 27205.4 | 0.0356 | 3.37 | 270085.429 | Suffolk County | Operating | Combustion turbine | Diesel Oil | Water Injection<br>Selective Catalytic Reduction | 41.1056 | -72.3767 | NY | Hawkeye Energy Greenport, LLC | 55969 | 41.1056 | -72.3767 | Suffolk County | Operating | Combustion turbine | Diesel Oil | Water Injection<br>Selective Catalytic Reduction
NY | Equus Power I | 56032 | 1 |  | 2019 | ARP, CSNOX, CSOSG2, CSSO2G1, RGGI | 501.2 | 5 | 23033.66 | 0.0252 | 1.201 | 227773.479 | Nassau County | Operating | Combustion turbine | Pipeline Natural Gas | Water Injection<br>Selective Catalytic Reduction | 40.6447 | -73.5683 | NY | Equus Power I | 56032 | 40.6447 | -73.5683 | Nassau County | Operating | Combustion turbine | Pipeline Natural Gas | Water Injection<br>Selective Catalytic Reduction
CT | CPV Towantic Energy Center | 56047 | 1 |  | 2019 | ARP, NSPS4T, RGGI, SIPNOX | 3419.96 | 5 | 1222968.9 | 0.0059 | 23.86 | 8200971.011 | New Haven County | Operating | Combined cycle | Pipeline Natural Gas | Dry Low NOx Burners<br>Water Injection<br>Selective Catalytic Reduction | 41.4841 | -73.1229 | CT | CPV Towantic Energy Center | 56047 | 41.4841 | -73.1229 | New Haven County | Operating | Combined cycle | Pipeline Natural Gas | Dry Low NOx Burners<br>Water Injection<br>Selective Catalytic Reduction
CT | CPV Towantic Energy Center | 56047 | 2 |  | 2019 | ARP, NSPS4T, RGGI, SIPNOX | 656.39 | 5 | 241868.81 | 0.0059 | 4.471 | 1576800.728 | New Haven County | Operating | Combined cycle | Pipeline Natural Gas | Dry Low NOx Burners<br>Water Injection<br>Selective Catalytic Reduction | 41.4841 | -73.1229 | CT | CPV Towantic Energy Center | 0 | 0 | 0 | New Haven County | Operating | Combined cycle | Pipeline Natural Gas | Dry Low NOx Burners<br>Water Injection<br>Selective Catalytic Reduction
NY | Pinelawn Power | 56188 | 1 |  | 2019 | ARP, CSNOX, CSOSG2, CSSO2G1, RGGI | 664.46 | 5 | 37920.12 | 0.0153 | 1.252 | 311393.602 | Suffolk County | Operating | Combined cycle | Pipeline Natural Gas | Water Injection<br>Selective Catalytic Reduction | 40.7358 | -73.3881 | NY | Pinelawn Power | 56188 | 40.7358 | -73.3881 | Suffolk County | Operating | Combined cycle | Pipeline Natural Gas | Water Injection<br>Selective Catalytic Reduction
CT | Waterside Power, LLC | 56189 | 4 |  | 2019 | SIPNOX | 7.54 | 5 |  | 0.1607 | 0.167 | 2081.1 | Fairfield County | Operating | Combustion turbine | Diesel Oil | Water Injection | 41.0372 | -73.5564 | CT | Waterside Power, LLC | 56189 | 41.0372 | -73.5564 | Fairfield County | Operating | Combustion turbine | Diesel Oil | Water Injection
CT | Waterside Power, LLC | 56189 | 5 |  | 2019 | SIPNOX | 6.86 | 5 |  | 0.1521 | 0.144 | 1893.4 | Fairfield County | Operating | Combustion turbine | Diesel Oil | Water Injection | 41.0372 | -73.5564 | CT | Waterside Power, LLC | 0 | 0 | 0 | Fairfield County | Operating | Combustion turbine | Diesel Oil | Water Injection
CT | Waterside Power, LLC | 56189 | 7 |  | 2019 | SIPNOX | 10.08 | 5 |  | 0.1552 | 0.216 | 2782.1 | Fairfield County | Operating | Combustion turbine | Diesel Oil | Water Injection | 41.0372 | -73.5564 | CT | Waterside Power, LLC | 0 | 0 | 0 | Fairfield County | Operating | Combustion turbine | Diesel Oil | Water Injection
NY | Poletti 500 MW CC | 56196 | CTG7A |  | 2019 | ARP, CSNOX, CSOSG2, CSSO2G1, RGGI | 3054.94 | 5 | 577442.66 | 0.0107 | 15.999 | 4106741.575 | Queens County | Operating | Combined cycle | Pipeline Natural Gas | Dry Low NOx Burners<br>Water Injection<br>Selective Catalytic Reduction | 40.7881 | -73.9056 | NY | Poletti 500 MW CC | 56196 | 40.7881 | -73.9056 | Queens County | Operating | Combined cycle | Pipeline Natural Gas | Dry Low NOx Burners<br>Water Injection<br>Selective Catalytic Reduction
NY | Poletti 500 MW CC | 56196 | CTG7B |  | 2019 | ARP, CSNOX, CSOSG2, CSSO2G1, RGGI | 2930.92 | 5 | 570475.47 | 0.0139 | 19.104 | 3943422.064 | Queens County | Operating | Combined cycle | Pipeline Natural Gas | Dry Low NOx Burners<br>Water Injection<br>Selective Catalytic Reduction | 40.7881 | -73.9056 | NY | Poletti 500 MW CC | 0 | 0 | 0 | Queens County | Operating | Combined cycle | Pipeline Natural Gas | Dry Low NOx Burners<br>Water Injection<br>Selective Catalytic Reduction
NY | Caithness Long Island Energy Center | 56234 | 1 |  | 2019 | ARP, CSNOX, CSOSG2, CSSO2G1, RGGI | 3506.78 | 5 | 1057806.63 | 0.0069 | 24.246 | 7022743.034 | Suffolk County | Operating | Combined cycle | Pipeline Natural Gas | Dry Low NOx Burners<br>Water Injection<br>Ammonia Injection<br>Selective Catalytic Reduction | 40.8142 | -72.9403 | NY | Caithness Long Island Energy Center | 56234 | 40.8142 | -72.9403 | Suffolk County | Operating | Combined cycle | Pipeline Natural Gas | Dry Low NOx Burners<br>Water Injection<br>Ammonia Injection<br>Selective Catalytic Reduction
NY | Empire Generating Co, LLC | 56259 | CT-1 |  | 2019 | ARP, CSNOX, CSOSG2, CSSO2G1, RGGI | 3273.48 | 5 | 773403.65 | 0.0088 | 21.025 | 5517154.56 | Rensselaer County | Operating | Combined cycle | Pipeline Natural Gas | Dry Low NOx Burners<br>Water Injection<br>Selective Catalytic Reduction | 42.6296 | -73.749 | NY | Empire Generating Co, LLC | 56259 | 42.6296 | -73.749 | Rensselaer County | Operating | Combined cycle | Pipeline Natural Gas | Dry Low NOx Burners<br>Water Injection<br>Selective Catalytic Reduction
NY | Empire Generating Co, LLC | 56259 | CT-2 |  | 2019 | ARP, CSNOX, CSOSG2, CSSO2G1, RGGI | 3050.62 | 5 | 724494.85 | 0.0088 | 18.931 | 5126060.548 | Rensselaer County | Operating | Combined cycle | Pipeline Natural Gas | Dry Low NOx Burners<br>Water Injection<br>Selective Catalytic Reduction | 42.6296 | -73.749 | NY | Empire Generating Co, LLC | 0 | 0 | 0 | Rensselaer County | Operating | Combined cycle | Pipeline Natural Gas | Dry Low NOx Burners<br>Water Injection<br>Selective Catalytic Reduction
CT | Waterbury Generation | 56629 | 10 |  | 2019 | ARP, RGGI, SIPNOX | 63.08 | 5 | 4651.53 | 0.0308 | 0.366 | 39127.916 | New Haven County | Operating | Combustion turbine | Pipeline Natural Gas | Water Injection<br>Selective Catalytic Reduction | 41.5444 | -73.0416 | CT | Waterbury Generation | 56629 | 41.5444 | -73.0416 | New Haven County | Operating | Combustion turbine | Pipeline Natural Gas | Water Injection<br>Selective Catalytic Reduction
WV | Longview Power | 56671 | 1 |  | 2019 | ARP, CSNOX, CSOSG2, CSSO2G1, MATS | 2848.32 | 5 | 2083347.96 | 0.0649 | 549.876 | 17418711.392 | Monongalia County | Operating | Dry bottom wall-fired boiler | Coal | Low NOx Burner Technology w/ Overfire Air<br>Selective Catalytic Reduction | 39.7078 | -79.9588 | WV | Longview Power | 56671 | 39.7078 | -79.9588 | Monongalia County | Operating | Dry bottom wall-fired boiler | Coal | Low NOx Burner Technology w/ Overfire Air<br>Selective Catalytic Reduction
CT | Kleen Energy Systems Project | 56798 | U1 |  | 2019 | ARP, RGGI, SIPNOX | 2571.92 | 5 | 665628.96 | 0.0112 | 18.247 | 4665736.783 | Middlesex County | Operating | Combined cycle | Pipeline Natural Gas | Dry Low NOx Burners<br>Water Injection<br>Selective Catalytic Reduction | 41.5526 | -72.597 | CT | Kleen Energy Systems Project | 56798 | 41.5526 | -72.597 | Middlesex County | Operating | Combined cycle | Pipeline Natural Gas | Dry Low NOx Burners<br>Water Injection<br>Selective Catalytic Reduction
CT | Kleen Energy Systems Project | 56798 | U2 |  | 2019 | ARP, RGGI, SIPNOX | 2541.32 | 5 | 648845.44 | 0.0109 | 17.733 | 4600355.47 | Middlesex County | Operating | Combined cycle | Pipeline Natural Gas | Dry Low NOx Burners<br>Water Injection<br>Selective Catalytic Reduction | 41.5526 | -72.597 | CT | Kleen Energy Systems Project | 0 | 0 | 0 | Middlesex County | Operating | Combined cycle | Pipeline Natural Gas | Dry Low NOx Burners<br>Water Injection<br>Selective Catalytic Reduction
VA | Bear Garden Generating Station | 56807 | 1A |  | 2019 | ARP, CSNOX, CSOSG2, CSSO2G1 | 2909.71 | 5 | 789058.17 | 0.0084 | 18.223 | 5397742.826 | Buckingham County | Operating | Combined cycle | Pipeline Natural Gas | Dry Low NOx Burners<br>Water Injection<br>Selective Catalytic Reduction | 37.6961 | -78.2848 | VA | Bear Garden Generating Station | 56807 | 37.6961 | -78.2848 | Buckingham County | Operating | Combined cycle | Pipeline Natural Gas | Dry Low NOx Burners<br>Water Injection<br>Selective Catalytic Reduction
VA | Bear Garden Generating Station | 56807 | 1B |  | 2019 | ARP, CSNOX, CSOSG2, CSSO2G1 | 2887.14 | 5 | 781448.1 | 0.007 | 16.83 | 5316944.031 | Buckingham County | Operating | Combined cycle | Pipeline Natural Gas | Dry Low NOx Burners<br>Water Injection<br>Selective Catalytic Reduction | 37.6961 | -78.2848 | VA | Bear Garden Generating Station | 0 | 0 | 0 | Buckingham County | Operating | Combined cycle | Pipeline Natural Gas | Dry Low NOx Burners<br>Water Injection<br>Selective Catalytic Reduction
VA | Virginia City Hybrid Energy Center | 56808 | 1 |  | 2019 | ARP, CSNOX, CSOSG2, CSSO2G1, MATS | 912.95 | 5 |  | 0.076 | 79.971 | 2258153.449 | Wise County | Operating | Circulating fluidized bed boiler | Coal | Selective Non-catalytic Reduction | 36.9161 | -82.3381 | VA | Virginia City Hybrid Energy Center | 56808 | 36.9161 | -82.3381 | Wise County | Operating | Circulating fluidized bed boiler | Coal | Selective Non-catalytic Reduction
VA | Virginia City Hybrid Energy Center | 56808 | 2 |  | 2019 | ARP, CSNOX, CSOSG2, CSSO2G1, MATS | 2466.56 | 5 |  | 0.0708 | 215.27 | 6271390.987 | Wise County | Operating | Circulating fluidized bed boiler | Coal | Selective Non-catalytic Reduction | 36.9161 | -82.3381 | VA | Virginia City Hybrid Energy Center | 0 | 0 | 0 | Wise County | Operating | Circulating fluidized bed boiler | Coal | Selective Non-catalytic Reduction
MD | CPV St. Charles Energy Center | 56846 | GT1 |  | 2019 | ARP, CSNOX, CSOSG2, CSSO2G1, RGGI | 2749.34 | 5 | 707851.62 | 0.0053 | 13.381 | 5950351.245 | Charles County | Operating | Combined cycle | Pipeline Natural Gas | Dry Low NOx Burners<br>Selective Catalytic Reduction | 38.5686 | -76.8919 | MD | CPV St. Charles Energy Center | 56846 | 38.5686 | -76.8919 | Charles County | Operating | Combined cycle | Pipeline Natural Gas | Dry Low NOx Burners<br>Selective Catalytic Reduction
MD | CPV St. Charles Energy Center | 56846 | GT2 |  | 2019 | ARP, CSNOX, CSOSG2, CSSO2G1, RGGI | 2677.86 | 5 | 685850.09 | 0.0054 | 12.506 | 5750376.669 | Charles County | Operating | Combined cycle | Pipeline Natural Gas | Dry Low NOx Burners<br>Selective Catalytic Reduction | 38.5686 | -76.8919 | MD | CPV St. Charles Energy Center | 0 | 0 | 0 | Charles County | Operating | Combined cycle | Pipeline Natural Gas | Dry Low NOx Burners<br>Selective Catalytic Reduction
NY | Valley Energy Center | 56940 | 1 |  | 2019 | ARP, CSNOX, CSOSG2, CSSO2G1, RGGI | 2709.33 | 5 | 809008 | 0.0073 | 18.704 | 5566539.968 | Orange County | Operating | Combined cycle | Pipeline Natural Gas | Selective Catalytic Reduction | 41.413 | -74.435 | NY | Valley Energy Center | 56940 | 41.413 | -74.435 | Orange County | Operating | Combined cycle | Pipeline Natural Gas | Selective Catalytic Reduction
NY | Valley Energy Center | 56940 | 2 |  | 2019 | ARP, CSNOX, CSOSG2, CSSO2G1, RGGI | 2714.31 | 5 | 810917.69 | 0.0065 | 16.861 | 5574707.754 | Orange County | Operating | Combined cycle | Pipeline Natural Gas | Selective Catalytic Reduction | 41.413 | -74.435 | NY | Valley Energy Center | 0 | 0 | 0 | Orange County | Operating | Combined cycle | Pipeline Natural Gas | Selective Catalytic Reduction
NJ | West Deptford Energy Station | 56963 | E101 |  | 2019 | ARP, CSNOX, CSOSG2, CSSO2G1 | 3406.82 | 5 | 1098129.77 | 0.0061 | 22.997 | 7745880.99 | Gloucester County | Operating | Combined cycle | Pipeline Natural Gas | Dry Low NOx Burners<br>Selective Catalytic Reduction | 39.8418 | -75.2214 | NJ | West Deptford Energy Station | 56963 | 39.8418 | -75.2214 | Gloucester County | Operating | Combined cycle | Pipeline Natural Gas | Dry Low NOx Burners<br>Selective Catalytic Reduction
NJ | West Deptford Energy Station | 56963 | E102 |  | 2019 | ARP, CSNOX, CSOSG2, CSSO2G1 | 3438.07 | 5 | 1110541.83 | 0.0063 | 23.852 | 7864032.783 | Gloucester County | Operating | Combined cycle | Pipeline Natural Gas | Dry Low NOx Burners<br>Selective Catalytic Reduction | 39.8418 | -75.2214 | NJ | West Deptford Energy Station | 0 | 0 | 0 | Gloucester County | Operating | Combined cycle | Pipeline Natural Gas | Dry Low NOx Burners<br>Selective Catalytic Reduction
NJ | Bayonne Energy Center | 56964 | GT1 |  | 2019 | ARP, CSNOX, CSOSG2, CSSO2G1 | 509.31 | 5 | 26525.48 | 0.0135 | 0.846 | 254957.25 | Hudson County | Operating | Combustion turbine | Pipeline Natural Gas | Water Injection<br>Ammonia Injection<br>Selective Catalytic Reduction | 40.6529 | -74.0916 | NJ | Bayonne Energy Center | 56964 | 40.6529 | -74.0916 | Hudson County | Operating | Combustion turbine | Pipeline Natural Gas | Water Injection<br>Ammonia Injection<br>Selective Catalytic Reduction
NJ | Bayonne Energy Center | 56964 | GT10 |  | 2019 | ARP, CSNOX, CSOSG2, CSSO2G1 | 716.12 | 5 | 38045.17 | 0.0499 | 6.11 | 368023.075 | Hudson County | Operating | Combustion turbine | Pipeline Natural Gas | Water Injection<br>Ammonia Injection<br>Selective Catalytic Reduction | 40.6529 | -74.0916 | NJ | Bayonne Energy Center | 0 | 0 | 0 | Hudson County | Operating | Combustion turbine | Pipeline Natural Gas | Water Injection<br>Ammonia Injection<br>Selective Catalytic Reduction
NJ | Bayonne Energy Center | 56964 | GT2 |  | 2019 | ARP, CSNOX, CSOSG2, CSSO2G1 | 637.02 | 5 | 32926.34 | 0.0123 | 1.052 | 320890.061 | Hudson County | Operating | Combustion turbine | Pipeline Natural Gas | Water Injection<br>Ammonia Injection<br>Selective Catalytic Reduction | 40.6529 | -74.0916 | NJ | Bayonne Energy Center | 0 | 0 | 0 | Hudson County | Operating | Combustion turbine | Pipeline Natural Gas | Water Injection<br>Ammonia Injection<br>Selective Catalytic Reduction
NJ | Bayonne Energy Center | 56964 | GT3 |  | 2019 | ARP, CSNOX, CSOSG2, CSSO2G1 | 724.81 | 5 | 38137.51 | 0.014 | 1.213 | 370355.198 | Hudson County | Operating | Combustion turbine | Pipeline Natural Gas | Water Injection<br>Ammonia Injection<br>Selective Catalytic Reduction | 40.6529 | -74.0916 | NJ | Bayonne Energy Center | 0 | 0 | 0 | Hudson County | Operating | Combustion turbine | Pipeline Natural Gas | Water Injection<br>Ammonia Injection<br>Selective Catalytic Reduction
NJ | Bayonne Energy Center | 56964 | GT4 |  | 2019 | ARP, CSNOX, CSOSG2, CSSO2G1 | 693.73 | 5 | 38061.12 | 0.0141 | 1.205 | 367792.421 | Hudson County | Operating | Combustion turbine | Pipeline Natural Gas | Water Injection<br>Ammonia Injection<br>Selective Catalytic Reduction | 40.6529 | -74.0916 | NJ | Bayonne Energy Center | 0 | 0 | 0 | Hudson County | Operating | Combustion turbine | Pipeline Natural Gas | Water Injection<br>Ammonia Injection<br>Selective Catalytic Reduction
NJ | Bayonne Energy Center | 56964 | GT5 |  | 2019 | ARP, CSNOX, CSOSG2, CSSO2G1 | 728.94 | 5 | 38941.32 | 0.0129 | 1.213 | 373897.966 | Hudson County | Operating | Combustion turbine | Pipeline Natural Gas | Water Injection<br>Ammonia Injection<br>Selective Catalytic Reduction | 40.6529 | -74.0916 | NJ | Bayonne Energy Center | 0 | 0 | 0 | Hudson County | Operating | Combustion turbine | Pipeline Natural Gas | Water Injection<br>Ammonia Injection<br>Selective Catalytic Reduction
NJ | Bayonne Energy Center | 56964 | GT6 |  | 2019 | ARP, CSNOX, CSOSG2, CSSO2G1 | 820 | 5 | 44002.05 | 0.0132 | 1.381 | 426780.665 | Hudson County | Operating | Combustion turbine | Pipeline Natural Gas | Water Injection<br>Ammonia Injection<br>Selective Catalytic Reduction | 40.6529 | -74.0916 | NJ | Bayonne Energy Center | 0 | 0 | 0 | Hudson County | Operating | Combustion turbine | Pipeline Natural Gas | Water Injection<br>Ammonia Injection<br>Selective Catalytic Reduction
NJ | Bayonne Energy Center | 56964 | GT7 |  | 2019 | ARP, CSNOX, CSOSG2, CSSO2G1 | 922.43 | 5 | 50260.38 | 0.0127 | 1.515 | 470838.076 | Hudson County | Operating | Combustion turbine | Pipeline Natural Gas | Water Injection<br>Ammonia Injection<br>Selective Catalytic Reduction | 40.6529 | -74.0916 | NJ | Bayonne Energy Center | 0 | 0 | 0 | Hudson County | Operating | Combustion turbine | Pipeline Natural Gas | Water Injection<br>Ammonia Injection<br>Selective Catalytic Reduction
NJ | Bayonne Energy Center | 56964 | GT8 |  | 2019 | ARP, CSNOX, CSOSG2, CSSO2G1 | 873.01 | 5 | 47762.26 | 0.0125 | 1.508 | 457284.406 | Hudson County | Operating | Combustion turbine | Pipeline Natural Gas | Water Injection<br>Ammonia Injection<br>Selective Catalytic Reduction | 40.6529 | -74.0916 | NJ | Bayonne Energy Center | 0 | 0 | 0 | Hudson County | Operating | Combustion turbine | Pipeline Natural Gas | Water Injection<br>Ammonia Injection<br>Selective Catalytic Reduction
NJ | Bayonne Energy Center | 56964 | GT9 |  | 2019 | ARP, CSNOX, CSOSG2, CSSO2G1 | 1020.63 | 5 | 57489.93 | 0.0387 | 6.401 | 555942.162 | Hudson County | Operating | Combustion turbine | Pipeline Natural Gas | Water Injection<br>Ammonia Injection<br>Selective Catalytic Reduction | 40.6529 | -74.0916 | NJ | Bayonne Energy Center | 0 | 0 | 0 | Hudson County | Operating | Combustion turbine | Pipeline Natural Gas | Water Injection<br>Ammonia Injection<br>Selective Catalytic Reduction
DE | Garrison Energy Center | 57349 | 1 |  | 2019 | ARP, RGGI, SIPNOX | 3314.61 | 5 | 866757.74 | 0.0071 | 16.542 | 5952070.402 | Kent County | Operating | Combined cycle | Pipeline Natural Gas | Dry Low NOx Burners<br>Selective Catalytic Reduction | 39.1882 | -75.4999 | DE | Garrison Energy Center | 57349 | 39.1882 | -75.4999 | Kent County | Operating | Combined cycle | Pipeline Natural Gas | Dry Low NOx Burners<br>Selective Catalytic Reduction
NJ | Woodbridge Energy Center | 57839 | 1 |  | 2019 | ARP, CSNOX, CSOSG2, CSSO2G1 | 3061.96 | 5 | 1010027.06 | 0.0056 | 16.969 | 6195735.651 | Middlesex County | Operating | Combined cycle | Pipeline Natural Gas | Dry Low NOx Burners<br>Selective Catalytic Reduction | 40.515 | -74.3192 | NJ | Woodbridge Energy Center | 57839 | 40.515 | -74.3192 | Middlesex County | Operating | Combined cycle | Pipeline Natural Gas | Dry Low NOx Burners<br>Selective Catalytic Reduction
NJ | Woodbridge Energy Center | 57839 | 2 |  | 2019 | ARP, CSNOX, CSOSG2, CSSO2G1 | 3006.06 | 5 | 988080.34 | 0.0057 | 16.762 | 6076284.302 | Middlesex County | Operating | Combined cycle | Pipeline Natural Gas | Dry Low NOx Burners<br>Selective Catalytic Reduction | 40.515 | -74.3192 | NJ | Woodbridge Energy Center | 0 | 0 | 0 | Middlesex County | Operating | Combined cycle | Pipeline Natural Gas | Dry Low NOx Burners<br>Selective Catalytic Reduction
NH | Burgess BioPower | 58054 | ST01 |  | 2019 | ARP | 3544.05 | 5 | 259867.63 | 0.0602 | 109.847 | 3647673.68 | Coos County | Operating | Bubbling fluidized bed boiler | Wood | Selective Catalytic Reduction | 44.4719 | -71.1753 | NH | Burgess BioPower | 58054 | 44.4719 | -71.1753 | Coos County | Operating | Bubbling fluidized bed boiler | Wood | Selective Catalytic Reduction
NJ | Newark Energy Center | 58079 | U001 |  | 2019 | ARP, CSNOX, CSOSG2, CSSO2G1 | 3535.75 | 5 | 1122164.03 | 0.0062 | 21.791 | 7268523.857 | Essex County | Operating | Combined cycle | Pipeline Natural Gas | Selective Catalytic Reduction | 40.7082 | -74.1284 | NJ | Newark Energy Center | 58079 | 40.7082 | -74.1284 | Essex County | Operating | Combined cycle | Pipeline Natural Gas | Selective Catalytic Reduction
NJ | Newark Energy Center | 58079 | U002 |  | 2019 | ARP, CSNOX, CSOSG2, CSSO2G1 | 3384.01 | 5 | 1075924.87 | 0.0062 | 20.92 | 6967121.59 | Essex County | Operating | Combined cycle | Pipeline Natural Gas | Selective Catalytic Reduction | 40.7082 | -74.1284 | NJ | Newark Energy Center | 0 | 0 | 0 | Essex County | Operating | Combined cycle | Pipeline Natural Gas | Selective Catalytic Reduction
NJ | Clayville | 58235 | U1 |  | 2019 | ARP, CSNOX, CSOSG2, CSSO2G1 | 874.16 | 5 | 47539.88 | 0.0267 | 4.043 | 459729.796 | Cumberland County | Operating | Combustion turbine | Pipeline Natural Gas | Water Injection<br>Selective Catalytic Reduction | 39.4245 | -75.0201 | NJ | Clayville | 58235 | 39.4245 | -75.0201 | Cumberland County | Operating | Combustion turbine | Pipeline Natural Gas | Water Injection<br>Selective Catalytic Reduction
VA | Brunswick County Power Station | 58260 | 1A |  | 2019 | ARP, CSNOX, CSOSG2, CSSO2G1 | 3640.48 | 5 | 1592260.82 | 0.0064 | 34.85 | 10938208.277 | Brunswick County | Operating | Combined cycle | Pipeline Natural Gas | Dry Low NOx Burners<br>Selective Catalytic Reduction | 36.7637 | -77.7112 | VA | Brunswick County Power Station | 58260 | 36.7637 | -77.7112 | Brunswick County | Operating | Combined cycle | Pipeline Natural Gas | Dry Low NOx Burners<br>Selective Catalytic Reduction
VA | Brunswick County Power Station | 58260 | 1B |  | 2019 | ARP, CSNOX, CSOSG2, CSSO2G1 | 3654.03 | 5 | 1593232.22 | 0.0062 | 33.584 | 10860527.885 | Brunswick County | Operating | Combined cycle | Pipeline Natural Gas | Dry Low NOx Burners<br>Selective Catalytic Reduction | 36.7637 | -77.7112 | VA | Brunswick County Power Station | 0 | 0 | 0 | Brunswick County | Operating | Combined cycle | Pipeline Natural Gas | Dry Low NOx Burners<br>Selective Catalytic Reduction
VA | Brunswick County Power Station | 58260 | 1C |  | 2019 | ARP, CSNOX, CSOSG2, CSSO2G1 | 3652.3 | 5 | 1605527.08 | 0.0058 | 29.186 | 10931992.199 | Brunswick County | Operating | Combined cycle | Pipeline Natural Gas | Dry Low NOx Burners<br>Selective Catalytic Reduction | 36.7637 | -77.7112 | VA | Brunswick County Power Station | 0 | 0 | 0 | Brunswick County | Operating | Combined cycle | Pipeline Natural Gas | Dry Low NOx Burners<br>Selective Catalytic Reduction
VA | Panda Stonewall Power Project | 59004 | CT1 |  | 2019 | ARP, CSNOX, CSOSG2, CSSO2G1, NSPS4T | 2241.09 | 5 | 683062.82 | 0.0052 | 11.164 | 4866659.82 | Loudoun County | Operating | Combined cycle | Natural Gas | Dry Low NOx Burners<br>Selective Catalytic Reduction | 39.0578 | -77.5425 | VA | Panda Stonewall Power Project | 59004 | 39.0578 | -77.5425 | Loudoun County | Operating | Combined cycle | Natural Gas | Dry Low NOx Burners<br>Selective Catalytic Reduction
VA | Panda Stonewall Power Project | 59004 | CT2 |  | 2019 | ARP, CSNOX, CSOSG2, CSSO2G1, NSPS4T | 1959.75 | 5 | 607300.28 | 0.0061 | 10.588 | 4309702.977 | Loudoun County | Operating | Combined cycle | Natural Gas | Dry Low NOx Burners<br>Selective Catalytic Reduction | 39.0578 | -77.5425 | VA | Panda Stonewall Power Project | 0 | 0 | 0 | Loudoun County | Operating | Combined cycle | Natural Gas | Dry Low NOx Burners<br>Selective Catalytic Reduction
MD | Cove Point LNG Terminal | 59073 | B921A |  | 2019 | RGGI, SIPNOX | 3464.91 | 5 |  | 0.007 | 2.129 | 611201.027 | Calvert County | Operating | Other boiler | Natural Gas |  | 38.387 | -76.408 | MD | Cove Point LNG Terminal | 59073 | 38.387 | -76.408 | Calvert County | Operating | Other boiler | Natural Gas
MD | Cove Point LNG Terminal | 59073 | B921B |  | 2019 | RGGI, SIPNOX | 3259.74 | 5 |  | 0.0062 | 1.709 | 576543.993 | Calvert County | Operating | Other boiler | Natural Gas |  | 38.387 | -76.408 | MD | Cove Point LNG Terminal | 0 | 0 | 0 | Calvert County | Operating | Other boiler | Natural Gas
MD | Cove Point LNG Terminal | 59073 | GT501A |  | 2019 | RGGI, SIPNOX | 3337.4 | 5 | 272370.76 | 0.0073 | 10.339 | 2904770.965 | Calvert County | Operating | Combustion turbine | Natural Gas |  | 38.387 | -76.408 | MD | Cove Point LNG Terminal | 0 | 0 | 0 | Calvert County | Operating | Combustion turbine | Natural Gas
MD | Cove Point LNG Terminal | 59073 | GT501B |  | 2019 | RGGI, SIPNOX | 3318.24 | 5 | 271552.03 | 0.0081 | 11.698 | 2910734.137 | Calvert County | Operating | Combustion turbine | Natural Gas |  | 38.387 | -76.408 | MD | Cove Point LNG Terminal | 0 | 0 | 0 | Calvert County | Operating | Combustion turbine | Natural Gas
MD | Cove Point LNG Terminal | 59073 | 214JA |  | 2019 | SIPNOX | 1690.72 | 5 | 21001.63 | 0.0153 | 2.814 | 383729.293 | Calvert County | Operating | Combustion turbine | Natural Gas |  | 38.387 | -76.408 | MD | Cove Point LNG Terminal | 0 | 0 | 0 | Calvert County | Operating | Combustion turbine | Natural Gas
MD | Cove Point LNG Terminal | 59073 | 214JB |  | 2019 | SIPNOX | 2631.11 | 5 | 34325.95 | 0.0143 | 4.209 | 607501.509 | Calvert County | Operating | Combustion turbine | Natural Gas |  | 38.387 | -76.408 | MD | Cove Point LNG Terminal | 0 | 0 | 0 | Calvert County | Operating | Combustion turbine | Natural Gas
MD | Wildcat Point Generation Facility | 59220 | CT1 |  | 2019 | ARP, CSNOX, CSOSG2, CSSO2G1, RGGI | 2117.32 | 5 | 790234.6 | 0.0093 | 19.13 | 5388848.852 | Cecil County | Operating | Combined cycle | Pipeline Natural Gas | Dry Low NOx Burners<br>Selective Catalytic Reduction | 39.7194 | -76.1616 | MD | Wildcat Point Generation Facility | 59220 | 39.7194 | -76.1616 | Cecil County | Operating | Combined cycle | Pipeline Natural Gas | Dry Low NOx Burners<br>Selective Catalytic Reduction
MD | Wildcat Point Generation Facility | 59220 | CT2 |  | 2019 | ARP, CSNOX, CSOSG2, CSSO2G1, RGGI | 2332.75 | 5 | 859587.31 | 0.0096 | 21.638 | 5902496.008 | Cecil County | Operating | Combined cycle | Pipeline Natural Gas | Dry Low NOx Burners<br>Selective Catalytic Reduction | 39.7194 | -76.1616 | MD | Wildcat Point Generation Facility | 0 | 0 | 0 | Cecil County | Operating | Combined cycle | Pipeline Natural Gas | Dry Low NOx Burners<br>Selective Catalytic Reduction
MA | Exelon West Medway II | 59882 | J4 |  | 2019 | ARP, RGGI, SIPNOX | 154.83 | 3 | 8867.59 | 0.0124 | 0.425 | 87005.687 | Norfolk County | Operating (Started 02/08/2019) | Combustion turbine (Started Feb 08, 2019) | Pipeline Natural Gas | Dry Low NOx Burners<br>Water Injection<br>Selective Catalytic Reduction | 42.1375 | -71.444 | MA | Exelon West Medway II | 59882 | 42.1375 | -71.444 | Norfolk County | Operating (Started 02/08/2019) | Combustion turbine (Started Feb 08, 2019) | Pipeline Natural Gas | Dry Low NOx Burners<br>Water Injection<br>Selective Catalytic Reduction
MA | Exelon West Medway II | 59882 | J5 |  | 2019 | ARP, RGGI, SIPNOX | 99.24 | 3 | 5306.3 | 0.0143 | 0.241 | 54102.5 | Norfolk County | Operating (Started 03/02/2019) | Combustion turbine (Started Mar 02, 2019) | Pipeline Natural Gas | Dry Low NOx Burners<br>Water Injection<br>Selective Catalytic Reduction | 42.1375 | -71.444 | MA | Exelon West Medway II | 0 | 0 | 0 | Norfolk County | Operating (Started 03/02/2019) | Combustion turbine (Started Mar 02, 2019) | Pipeline Natural Gas | Dry Low NOx Burners<br>Water Injection<br>Selective Catalytic Reduction
VA | Greensville County Power Station | 59913 | 1A |  | 2019 | ARP, CSNOX, CSOSG2, CSSO2G1 | 3082.59 | 5 | 1637342.68 | 0.0061 | 25.853 | 10312338.605 | Greensville County | Operating | Combined cycle | Pipeline Natural Gas | Dry Low NOx Burners<br>Selective Catalytic Reduction | 36.7184 | -77.6523 | VA | Greensville County Power Station | 59913 | 36.7184 | -77.6523 | Greensville County | Operating | Combined cycle | Pipeline Natural Gas | Dry Low NOx Burners<br>Selective Catalytic Reduction
VA | Greensville County Power Station | 59913 | 1B |  | 2019 | ARP, CSNOX, CSOSG2, CSSO2G1 | 3075.64 | 5 | 1557606.4 | 0.0056 | 26.382 | 10406262.17 | Greensville County | Operating | Combined cycle | Pipeline Natural Gas | Dry Low NOx Burners<br>Selective Catalytic Reduction | 36.7184 | -77.6523 | VA | Greensville County Power Station | 0 | 0 | 0 | Greensville County | Operating | Combined cycle | Pipeline Natural Gas | Dry Low NOx Burners<br>Selective Catalytic Reduction
VA | Greensville County Power Station | 59913 | 1C |  | 2019 | ARP, CSNOX, CSOSG2, CSSO2G1 | 3070.34 | 5 | 1550493.13 | 0.0061 | 25.112 | 9810982.306 | Greensville County | Operating | Combined cycle | Pipeline Natural Gas | Dry Low NOx Burners<br>Selective Catalytic Reduction | 36.7184 | -77.6523 | VA | Greensville County Power Station | 0 | 0 | 0 | Greensville County | Operating | Combined cycle | Pipeline Natural Gas | Dry Low NOx Burners<br>Selective Catalytic Reduction
MD | Keys Energy Center | 60302 | 11 |  | 2019 | ARP, CSNOX, CSOSG2, CSSO2G1, RGGI | 3130.4 | 5 | 1059953.1 | 0.0058 | 21.77 | 7686794.28 | Prince George's County | Operating | Combined cycle | Pipeline Natural Gas |  | 38.6955 | -76.8278 | MD | Keys Energy Center | 60302 | 38.6955 | -76.8278 | Prince George's County | Operating | Combined cycle | Pipeline Natural Gas
MD | Keys Energy Center | 60302 | 12 |  | 2019 | ARP, CSNOX, CSOSG2, CSSO2G1, RGGI | 3418.6 | 5 | 1123315.2 | 0.0058 | 22.958 | 8166955.42 | Prince George's County | Operating | Combined cycle | Pipeline Natural Gas |  | 38.6955 | -76.8278 | MD | Keys Energy Center | 0 | 0 | 0 | Prince George's County | Operating | Combined cycle | Pipeline Natural Gas
MA | Salem Harbor Station NGCC | 60903 | 1 |  | 2019 | ARP, RGGI, SIPNOX | 666.82 | 5 | 159391.37 | 0.0124 | 4.532 | 1150630.307 | Essex County | Operating | Combined cycle | Pipeline Natural Gas | Dry Low NOx Burners<br>Selective Catalytic Reduction | 42.5256 | -70.8784 | MA | Salem Harbor Station NGCC | 60903 | 42.5256 | -70.8784 | Essex County | Operating | Combined cycle | Pipeline Natural Gas | Dry Low NOx Burners<br>Selective Catalytic Reduction
MA | Salem Harbor Station NGCC | 60903 | 2 |  | 2019 | ARP, RGGI, SIPNOX | 630.03 | 5 | 158026.2 | 0.0079 | 3.434 | 1126514.829 | Essex County | Operating | Combined cycle | Pipeline Natural Gas | Dry Low NOx Burners<br>Selective Catalytic Reduction | 42.5256 | -70.8784 | MA | Salem Harbor Station NGCC | 0 | 0 | 0 | Essex County | Operating | Combined cycle | Pipeline Natural Gas | Dry Low NOx Burners<br>Selective Catalytic Reduction
MA | Kneeland Station | 880023 | K1 | CP1 | 2019 | SIPNOX | 447.71 | 5 |  | 0.1133 | 2.918 | 46172.694 | Suffolk County | Operating | Dry bottom wall-fired boiler | Pipeline Natural Gas | Combustion Modification/Fuel Reburning | 42.35 | -71.0583 | MA | Kneeland Station | 880023 | 42.35 | -71.0583 | Suffolk County | Operating | Dry bottom wall-fired boiler | Pipeline Natural Gas | Combustion Modification/Fuel Reburning
MA | Kneeland Station | 880023 | K2 | CP1 | 2019 | SIPNOX | 824.2 | 5 |  | 0.0958 | 3.861 | 82150.825 | Suffolk County | Operating | Dry bottom wall-fired boiler | Pipeline Natural Gas | Low NOx Burner Technology w/ Overfire Air | 42.35 | -71.0583 | MA | Kneeland Station | 0 | 0 | 0 | Suffolk County | Operating | Dry bottom wall-fired boiler | Pipeline Natural Gas | Low NOx Burner Technology w/ Overfire Air
MA | Kneeland Station | 880023 | K3 | CP1 | 2019 | SIPNOX | 437.68 | 5 |  | 0.1025 | 2.816 | 54517.613 | Suffolk County | Operating | Dry bottom wall-fired boiler | Pipeline Natural Gas | Combustion Modification/Fuel Reburning<br>Other | 42.35 | -71.0583 | MA | Kneeland Station | 0 | 0 | 0 | Suffolk County | Operating | Dry bottom wall-fired boiler | Pipeline Natural Gas | Combustion Modification/Fuel Reburning<br>Other
MA | Kneeland Station | 880023 | K4 | CP1 | 2019 | SIPNOX | 0 | 5 |  |  |  |  | Suffolk County | Operating | Dry bottom wall-fired boiler | Pipeline Natural Gas | Combustion Modification/Fuel Reburning | 42.35 | -71.0583 | MA | Kneeland Station | 0 | 0 | 0 | Suffolk County | Operating | Dry bottom wall-fired boiler | Pipeline Natural Gas | Combustion Modification/Fuel Reburning
WV | Altivia Services Institute Facility | 880053 | B016 |  | 2019 | SIPNOX | 2801.85 | 5 |  | 0.0262 | 4.435 | 335842.925 | Kanawha County | Operating | Other boiler | Pipeline Natural Gas | Low NOx Burner Technology (Dry Bottom only) | 38.3845 | -81.7764 | WV | Altivia Services Institute Facility | 880053 | 38.3845 | -81.7764 | Kanawha County | Operating | Other boiler | Pipeline Natural Gas | Low NOx Burner Technology (Dry Bottom only)
WV | Altivia Services Institute Facility | 880053 | B017 |  | 2019 | SIPNOX | 2781.98 | 5 |  | 0.0271 | 3.916 | 289495.195 | Kanawha County | Operating | Other boiler | Pipeline Natural Gas | Low NOx Burner Technology (Dry Bottom only) | 38.3845 | -81.7764 | WV | Altivia Services Institute Facility | 0 | 0 | 0 | Kanawha County | Operating | Other boiler | Pipeline Natural Gas | Low NOx Burner Technology (Dry Bottom only)
VA | AdvanSix Resins and Chemicals - Hopewell | 880093 | 10D |  | 2019 | SIPNOX | 1590.75 | 3 |  | 0.038 | 7.592 | 238019.5 | Prince George County | Operating | Dry bottom wall-fired boiler | Pipeline Natural Gas | Low NOx Burner Technology (Dry Bottom only) (Began Feb 01, 2019)<br>Other (Began Feb 01, 2019) | 37.1815 | -77.1621 | VA | AdvanSix Resins and Chemicals - Hopewell | 880093 | 37.1815 | -77.1621 | Prince George County | Operating | Dry bottom wall-fired boiler | Pipeline Natural Gas | Low NOx Burner Technology (Dry Bottom only) (Began Feb 01, 2019)<br>Other (Began Feb 01, 2019)
NY | Ravenswood Steam Plant | 880100 | BLR001 | CS0001 | 2019 | SIPNOX | 31.25 | 5 |  | 0.092 | 0.219 | 3341 | Queens County | Operating | Dry bottom wall-fired boiler | Residual Oil |  | 40.76 | -73.75 | NY | Ravenswood Steam Plant | 880100 | 40.76 | -73.75 | Queens County | Operating | Dry bottom wall-fired boiler | Residual Oil
NY | Ravenswood Steam Plant | 880100 | BLR002 | CS0002 | 2019 | SIPNOX | 0 | 5 |  |  |  |  | Queens County | Operating | Dry bottom wall-fired boiler | Residual Oil |  | 40.76 | -73.75 | NY | Ravenswood Steam Plant | 0 | 0 | 0 | Queens County | Operating | Dry bottom wall-fired boiler | Residual Oil
NY | Ravenswood Steam Plant | 880100 | BLR003 | CS0001 | 2019 | SIPNOX | 16.75 | 5 |  | 0.1249 | 0.153 | 1824.2 | Queens County | Operating | Dry bottom wall-fired boiler | Residual Oil |  | 40.76 | -73.75 | NY | Ravenswood Steam Plant | 0 | 0 | 0 | Queens County | Operating | Dry bottom wall-fired boiler | Residual Oil
NY | Ravenswood Steam Plant | 880100 | BLR004 | CS0002 | 2019 | SIPNOX | 35.75 | 5 |  | 0.0846 | 0.29 | 4303.75 | Queens County | Operating | Dry bottom wall-fired boiler | Residual Oil |  | 40.76 | -73.75 | NY | Ravenswood Steam Plant | 0 | 0 | 0 | Queens County | Operating | Dry bottom wall-fired boiler | Residual Oil

## Facility Map Coordinates page
OTC EGU Facility Map Coordinates
Facility Oris ID | State | Facility Name | Latitude | Longitude
540 | CT | Branford | 41.2925 | -72.7942
542 | CT | Cos Cob | 41.0289 | -73.5989
544 | CT | Devon | 41.2083 | -73.1092
546 | CT | Montville | 41.4281 | -72.1019
557 | CT | Tunnel | 41.5553 | -72.0419
561 | CT | Franklin Drive | 41.7994 | -73.1156
562 | CT | Middletown | 41.5544 | -72.5793
563 | CT | South Meadow Station | 41.7495 | -72.6524
565 | CT | Torrington Terminal | 41.7761 | -73.1219
568 | CT | Bridgeport Harbor Station | 41.1706 | -73.1843
581 | CT | Norwich | 41.5269 | -72.0631
6156 | CT | New Haven Harbor | 41.2836 | -72.9042
6635 | CT | Alfred L Pierce Generating Station | 41.4485 | -72.834
10567 | CT | Algonquin Power Windsor Locks, LLC | 41.9227 | -72.6255
50498 | CT | Capitol District Energy Center | 41.7639 | -72.6925
50736 | CT | EmpireCo Sterling Energy Facility | 41.7132 | -71.8223
54605 | CT | Pratt & Whitney, East Hartford | 41.75 | -72.6347
55042 | CT | Bridgeport Energy | 41.1692 | -73.1844
55126 | CT | Milford Power Company LLC | 41.2239 | -73.1
55149 | CT | Lake Road Generating Company | 41.8736 | -71.8947
55517 | CT | Wallingford Energy, LLC | 41.4486 | -72.8358
56047 | CT | CPV Towantic Energy Center | 41.4841 | -73.1229
56189 | CT | Waterside Power, LLC | 41.0372 | -73.5564
56629 | CT | Waterbury Generation | 41.5444 | -73.0416
56798 | CT | Kleen Energy Systems Project | 41.5526 | -72.597
591 | DE | Christiana Substation | 39.7302 | -75.5371
592 | DE | Delaware City | 39.5959 | -75.6324
593 | DE | Edge Moor | 39.7372 | -75.5033
594 | DE | Indian River | 38.5857 | -75.2341
597 | DE | West Substation | 39.7283 | -75.6289
599 | DE | McKee Run | 39.1748 | -75.5455
7153 | DE | Hay Road | 39.7436 | -75.5072
7318 | DE | Van Sant | 39.15 | -75.5466
7962 | DE | Warren F. Sam Beasley Pwr Station | 39.2798 | -75.6246
10030 | DE | Energy Center Dover LLC | 39.1467 | -75.5461
52193 | DE | Delaware City Refinery | 39.5936 | -75.6337
57349 | DE | Garrison Energy Center | 39.1882 | -75.4999
1586 | MA | Framingham Station | 42.2672 | -71.3983
1588 | MA | Mystic | 42.3917 | -71.0667
1592 | MA | Medway Station | 42.1364 | -71.4478
1594 | MA | Blackstone | 42.3636 | -71.1161
1595 | MA | Kendall Green Energy LLC | 42.3633 | -71.0792
1599 | MA | Canal Station | 41.7694 | -70.5097
1631 | MA | Doreen | 42.4431 | -73.2061
1642 | MA | West Springfield | 42.0956 | -72.5958
1643 | MA | Woodland Road | 42.3362 | -73.2352
1660 | MA | Potter | 42.235 | -70.9672
1678 | MA | Waters River | 42.5428 | -70.9236
1682 | MA | Cleary Flood | 41.8653 | -71.1061
6081 | MA | Stony Brook Energy Center | 42.1977 | -72.5103
10029 | MA | General Electric Aircraft | 42.45 | -70.9739
10176 | MA | MBTA South Boston Power Facility | 42.3414 | -71.0311
10307 | MA | Bellingham | 42.0925 | -71.4833
10726 | MA | MASSPOWER | 42.156 | -72.5292
10823 | MA | Deer Island Treatment | 42.3497 | -70.9601
50002 | MA | Pittsfield Generating | 42.4564 | -73.2181
52026 | MA | Dartmouth Power | 41.6728 | -70.9989
54586 | MA | Tanner Street Generation, LLC | 42.6308 | -71.3133
54805 | MA | Milford Power, LLC | 42.1292 | -71.5122
54907 | MA | MIT Central Utility Plant | 42.3611 | -71.0934
55026 | MA | Dighton | 41.8312 | -71.1239
55041 | MA | Berkshire Power | 42.0476 | -72.6478
55079 | MA | Millennium Power | 42.1127 | -72.0152
55211 | MA | ANP Bellingham Energy Company, LLC | 42.1113 | -71.4529
55212 | MA | ANP Blackstone Energy Company, LLC | 42.0575 | -71.5172
55317 | MA | Fore River Energy Center | 42.2417 | -70.9653
59882 | MA | Exelon West Medway II | 42.1375 | -71.444
60903 | MA | Salem Harbor Station NGCC | 42.5256 | -70.8784
880023 | MA | Kneeland Station | 42.35 | -71.0583
602 | MD | Brandon Shores | 39.1792 | -76.5383
1553 | MD | Gould Street | 39.2661 | -76.6042
1554 | MD | Herbert A Wagner | 39.1781 | -76.5268
1556 | MD | Perryman | 39.4422 | -76.2208
1560 | MD | Westport | 39.2719 | -76.6186
1564 | MD | Vienna | 38.4878 | -75.8208
1571 | MD | Chalk Point | 38.5444 | -76.6861
1572 | MD | Dickerson | 39.2086 | -77.4644
1573 | MD | Morgantown | 38.3592 | -76.9767
7835 | MD | Rock Springs Generating Facility | 39.7183 | -76.1606
10678 | MD | AES Warrior Run | 39.5944 | -78.7456
50282 | MD | Luke Paper Company | 39.4722 | -79.0575
54795 | MD | American Sugar Refining, Inc. | 39.2749 | -76.5945
54832 | MD | Brandywine Power Facility | 38.6681 | -76.8678
56846 | MD | CPV St. Charles Energy Center | 38.5686 | -76.8919
59073 | MD | Cove Point LNG Terminal | 38.387 | -76.408
59220 | MD | Wildcat Point Generation Facility | 39.7194 | -76.1616
60302 | MD | Keys Energy Center | 38.6955 | -76.8278
2364 | NH | Merrimack | 43.1411 | -71.4692
2367 | NH | Schiller | 43.0978 | -70.7842
8002 | NH | Newington | 43.0974 | -70.7834
55170 | NH | Granite Ridge Energy | 42.9043 | -71.4251
55661 | NH | Newington Energy | 43.1047 | -70.8044
58054 | NH | Burgess BioPower | 44.4719 | -71.1753
2378 | NJ | B L England | 39.29 | -74.6339
2379 | NJ | Carlls Corner Energy Center | 39.4547 | -75.2011
2390 | NJ | Sayreville | 40.4753 | -74.3552
2393 | NJ | Gilbert Generating Station | 40.5661 | -75.165
2398 | NJ | Bergen Generating Station | 40.8375 | -74.0244
2399 | NJ | Burlington Generating Station | 40.0753 | -74.8781
2401 | NJ | Essex | 40.7375 | -74.1211
2404 | NJ | Kearny Generating Station | 40.7375 | -74.1
2406 | NJ | Linden Generating Station | 40.6225 | -74.2097
2410 | NJ | Salem Generating Station | 39.4625 | -75.5333
2411 | NJ | Sewaren Generating Station | 40.5564 | -74.2461
2434 | NJ | Howard M Down | 39.4889 | -75.0347
5083 | NJ | Cumberland Energy Center | 39.3757 | -74.9654
6776 | NJ | West Station | 39.4903 | -75.0486
7138 | NJ | Forked River Power | 39.8154 | -74.2098
7288 | NJ | Sherman Avenue | 39.451 | -75.0578
8008 | NJ | Mickleton Energy Center | 39.8139 | -75.2508
10043 | NJ | Logan Generating Plant | 39.7914 | -75.4081
10099 | NJ | Pedricktown Cogeneration Plant | 39.7661 | -75.4242
10308 | NJ | North Jersey Energy Associates | 40.439 | -74.3444
10566 | NJ | Carneys Point | 39.6928 | -75.4867
10751 | NJ | Camden Plant Holding, LLC | 39.9175 | -75.1192
10805 | NJ | E F Kenilworth, Inc. | 40.6781 | -74.2744
50006 | NJ | Linden Cogeneration Facility | 40.6322 | -74.2156
50385 | NJ | Newark Bay Cogen | 40.7197 | -74.13
50497 | NJ | Bayonne Plant Holding, LLC | 40.6553 | -74.1124
50561 | NJ | Eagle Point Power Generation | 39.8746 | -75.1592
50799 | NJ | EFS Parlin Holdings, LLC | 40.4586 | -74.3327
50852 | NJ | Elmwood Park Power - LLC | 40.9056 | -74.1308
54640 | NJ | Lakewood | 40.0613 | -74.1686
55239 | NJ | Red Oak Power, LLC | 40.4481 | -74.3497
55938 | NJ | Ocean Peaking Power | 40.0606 | -74.1672
56963 | NJ | West Deptford Energy Station | 39.8418 | -75.2214
56964 | NJ | Bayonne Energy Center | 40.6529 | -74.0916
57839 | NJ | Woodbridge Energy Center | 40.515 | -74.3192
58079 | NJ | Newark Energy Center | 40.7082 | -74.1284
58235 | NJ | Clayville | 39.4245 | -75.0201
2480 | NY | Danskammer Generating Station | 41.573 | -73.9646
2490 | NY | Arthur Kill | 40.5915 | -74.2027
2493 | NY | East River | 40.7281 | -73.9742
2494 | NY | Gowanus Generating Station | 40.6635 | -74.0051
2496 | NY | Hudson Avenue | 40.7052 | -73.9807
2499 | NY | Narrows Generating Station | 40.6486 | -74.0209
2500 | NY | Ravenswood Generating Station | 40.7585 | -73.9451
2503 | NY | 59th Street | 40.7711 | -73.9911
2504 | NY | 74th Street | 40.768 | -73.9515
2511 | NY | E F Barrett | 40.6169 | -73.6486
2512 | NY | East Hampton Facility | 40.9619 | -72.2095
2514 | NY | Glenwood | 40.8269 | -73.6479
2516 | NY | Northport | 40.9231 | -73.3417
2517 | NY | Port Jefferson Energy Center | 40.9503 | -73.0786
2521 | NY | West Babylon Facility | 40.6953 | -73.3497
2527 | NY | Greenidge Generation LLC | 42.6789 | -76.9483
2535 | NY | Cayuga Operating Company, LLC | 42.6028 | -76.6336
2539 | NY | Bethlehem Energy Center (Albany) | 42.5905 | -73.7636
2554 | NY | NRG Dunkirk Power | 42.49 | -79.35
2594 | NY | Oswego Harbor Power | 43.46 | -76.53
2625 | NY | Bowline Generating Station | 41.2044 | -73.9689
2628 | NY | Hillburn | 41.1269 | -74.1653
2632 | NY | Shoemaker | 41.4278 | -74.4186
2679 | NY | Freeport Power Plant No. 2 | 40.6447 | -73.5683
2682 | NY | S A Carlson | 42.0917 | -79.2417
6082 | NY | Somerset Operating Company (Kintigh) | 43.3561 | -78.6039
7146 | NY | Wading River Facility | 40.9569 | -72.8774
7314 | NY | Richard M Flynn (Holtsville) | 40.8153 | -73.0644
7869 | NY | Glenwood Landing Energy Center | 40.8275 | -73.6478
7909 | NY | Vernon Boulevard | 40.7539 | -73.9506
7910 | NY | 23rd and 3rd | 40.663 | -74
7912 | NY | Brentwood | 40.787 | -73.2933
7913 | NY | Hell Gate | 40.7988 | -73.9093
7914 | NY | Harlem River Yard | 40.7989 | -73.9147
7915 | NY | North 1st | 40.7168 | -73.9665
8006 | NY | Roseton Generating LLC | 41.5711 | -73.9739
8007 | NY | Holtsville Facility | 40.8153 | -73.0664
8053 | NY | Pouch Terminal | 40.6188 | -74.069
8906 | NY | Astoria Generating Station | 40.7869 | -73.9122
10025 | NY | RED-Rochester, LLC-Eastman Business Park | 43.1969 | -77.6289
10190 | NY | Castleton Power, LLC | 42.5375 | -73.7433
10464 | NY | Black River Generation, LLC | 44.0361 | -75.7712
10617 | NY | Beaver Falls, LLC | 43.8861 | -75.4342
10619 | NY | Allegany Station No. 133 | 42.5083 | -78.0661
10620 | NY | Carthage Energy | 43.9842 | -75.6225
10621 | NY | Syracuse, LLC | 43.0667 | -76.2246
10725 | NY | Selkirk Cogen Partners | 42.5744 | -73.8592
10803 | NY | AG - Energy | 44.7258 | -75.4417
50292 | NY | Bethpage Energy Center | 40.7469 | -73.4994
50368 | NY | Cornell University Ithaca Campus | 42.4428 | -76.4764
50449 | NY | Indeck-Silver Springs Energy Center | 42.6544 | -78.0772
50450 | NY | Indeck-Oswego Energy Center | 43.4682 | -76.4965
50451 | NY | Indeck-Yerkes Energy Center | 42.9671 | -78.9182
50458 | NY | Indeck-Corinth Energy Center | 43.25 | -73.8125
50472 | NY | Covanta Niagara | 43.0839 | -79.0056
50744 | NY | Sterling Power Plant | 43.0803 | -75.6003
50978 | NY | Carr Street Generating Station | 43.0611 | -76.0819
52056 | NY | Nassau Energy Corporation | 40.7259 | -73.5885
52168 | NY | Riverbay Corp. - Co-Op City | 40.8697 | -73.8258
54034 | NY | Rensselaer Cogen | 42.63 | -73.75
54041 | NY | Lockport | 43.1622 | -78.7453
54076 | NY | Indeck-Olean Energy Center | 42.0875 | -78.4578
54099 | NY | Ticonderoga Mill | 43.8914 | -73.3961
54114 | NY | KIAC Cogeneration | 40.6417 | -73.7778
54131 | NY | Fortistar North Tonawanda Inc | 43.0483 | -78.8539
54149 | NY | Nissequogue Energy Center | 40.9168 | -73.1292
54547 | NY | Independence | 43.495 | -76.4508
54574 | NY | Saranac Power Partners, LP | 44.7132 | -73.4557
54592 | NY | Massena Energy Facility | 44.9503 | -74.8928
54593 | NY | Batavia Energy | 42.9828 | -78.1592
54914 | NY | Brooklyn Navy Yard Cogeneration | 40.6994 | -73.9758
55243 | NY | Astoria Gas Turbine Power | 40.7864 | -73.9133
55375 | NY | Astoria Energy | 40.7825 | -73.8964
55405 | NY | Athens Generating Company | 42.2728 | -73.8492
55699 | NY | Bayswater Peaking Facility | 40.6106 | -73.7614
55786 | NY | Edgewood Energy | 40.7861 | -73.2931
55787 | NY | Shoreham Energy | 40.9572 | -72.8664
55969 | NY | Hawkeye Energy Greenport, LLC | 41.1056 | -72.3767
56032 | NY | Equus Power I | 40.6447 | -73.5683
56188 | NY | Pinelawn Power | 40.7358 | -73.3881
56196 | NY | Poletti 500 MW CC | 40.7881 | -73.9056
56234 | NY | Caithness Long Island Energy Center | 40.8142 | -72.9403
56259 | NY | Empire Generating Co, LLC | 42.6296 | -73.749
56940 | NY | Valley Energy Center | 41.413 | -74.435
880100 | NY | Ravenswood Steam Plant | 40.76 | -73.75
3096 | PA | Brunot Island Power Station | 40.4638 | -80.044
3111 | PA | Mountain | 40.1219 | -77.1761
3113 | PA | Portland | 40.91 | -75.0789
3116 | PA | Tolna | 39.7636 | -76.6345
3118 | PA | Conemaugh | 40.3842 | -79.0611
3122 | PA | Homer City | 40.511 | -79.1968
3130 | PA | Seward | 40.4081 | -79.0339
3131 | PA | Shawville | 41.067 | -78.3656
3132 | PA | Warren | 41.8358 | -79.19
3136 | PA | Keystone | 40.6604 | -79.3411
3138 | PA | New Castle | 40.9378 | -80.3681
3140 | PA | Brunner Island, LLC | 40.097 | -76.6962
3148 | PA | Martins Creek, LLC | 40.796 | -75.107
3149 | PA | Montour, LLC | 41.0714 | -76.6672
3161 | PA | Eddystone Generating Station | 39.858 | -75.323
3168 | PA | Richmond | 39.9853 | -75.0733
3176 | PA | Hunlock Creek Energy Center | 41.2033 | -76.0683
6094 | PA | Bruce Mansfield | 40.6344 | -80.42
7701 | PA | Fairless Hills Generating Station | 40.1405 | -74.7506
8012 | PA | Croydon Generating Station | 40.08 | -74.8917
8226 | PA | Cheswick | 40.5383 | -79.7906
10113 | PA | Gilberton Power Company | 40.79 | -76.1984
10143 | PA | Colver Green Energy | 40.55 | -78.8
10343 | PA | Mt. Carmel Cogeneration | 40.8092 | -76.4539
10603 | PA | Ebensburg Power Company | 40.455 | -78.7472
10641 | PA | Cambria Cogen | 40.4748 | -78.7021
10870 | PA | Hazleton Generation | 40.9282 | -76.0416
50279 | PA | PEI Power Corporation | 41.4844 | -75.5403
50611 | PA | WPS Westwood Generation, LLC | 40.6191 | -76.45
50776 | PA | Panther Creek Energy Facility | 40.8556 | -75.8781
50879 | PA | Wheelabrator Frackville Energy | 40.7817 | -76.1781
50888 | PA | Northampton Generating Plant | 40.6917 | -75.4792
50974 | PA | Scrubgrass Generating Plant | 41.2678 | -79.8114
54571 | PA | North East Cogeneration Plant | 42.202 | -79.8425
54634 | PA | St. Nicholas Cogeneration Project | 40.8222 | -76.1736
54785 | PA | Grays Ferry Cogen Partnership | 39.9417 | -75.1883
55193 | PA | Ontelaunee Energy Center | 40.4219 | -75.9353
55196 | PA | Springdale Generating Station (55196) | 40.5447 | -79.7678
55231 | PA | Liberty Electric Power Plant | 39.8622 | -75.3361
55233 | PA | Handsome Lake Energy | 41.2908 | -79.8061
55298 | PA | Fairless Energy Center | 40.1464 | -74.7406
55337 | PA | Helix Ironwood LLC | 40.3509 | -76.3658
55347 | PA | Armstrong Power, LLC | 40.6383 | -79.3503
55377 | PA | Gans Generating Facility | 39.7475 | -79.8388
55516 | PA | Dynegy Fayette II, LLC | 39.8592 | -79.9182
55524 | PA | York Energy Center | 39.738 | -76.3072
55654 | PA | Chambersburg Units 12 & 13 | 39.8668 | -77.6859
55667 | PA | Lower Mount Bethel Energy, LLC | 40.8011 | -75.105
55690 | PA | Bethlehem Power Plant | 40.6175 | -75.3147
55710 | PA | Springdale Generating Station (55710) | 40.5456 | -79.7669
55801 | PA | Marcus Hook Energy, LP | 39.8083 | -75.4225
55976 | PA | Hunterstown Combined Cycle | 39.8725 | -77.1672
56397 | PA | Hunlock Unit 4 | 41.2033 | -76.0683
58420 | PA | Hamilton Liberty Generation Plant | 41.7674 | -76.3899
58426 | PA | Hamilton Patriot Generation Plant | 41.8083 | -76.8392
59906 | PA | Moxie Freedom Generation Plant | 41.1117 | -76.16
60357 | PA | Lackawanna Energy Center | 41.4711 | -75.5436
60368 | PA | Panda Hummel Station | 40.839 | -76.8255
60464 | PA | Tenaska Westmoreland Generating Station | 40.1764 | -79.6934
61035 | PA | Birdsboro Power | 40.2683 | -75.8
3775 | VA | Clinch River | 36.9333 | -82.1997
3785 | VA | Tasley Energy Center | 37.7061 | -75.7031
3797 | VA | Chesterfield Power Station | 37.3822 | -77.3833
3804 | VA | Possum Point Power Station | 38.5367 | -77.2806
3809 | VA | Yorktown Power Station | 37.2144 | -76.4611
7032 | VA | Gravel Neck Combustion Turbine | 37.1575 | -76.6911
7212 | VA | Darbytown Combustion Turbine | 37.4978 | -77.368
7213 | VA | Clover Power Station | 36.8692 | -78.7046
7836 | VA | Marsh Run Generation Facility | 38.5283 | -77.7681
7837 | VA | Louisa Generation Facility | 38.1181 | -78.2139
7838 | VA | Remington Combustion Turbine Station | 38.5447 | -77.7707
7839 | VA | Ladysmith Combustion Turbine Sta | 38.0725 | -77.5141
10017 | VA | RockTenn West Point Mill | 37.5392 | -76.8053
10071 | VA | Virginia Renewable Power-Portsmouth LLC | 36.8703 | -76.3519
10377 | VA | City Point Energy Center | 37.2939 | -77.2697
10633 | VA | Hopewell Cogeneration Facility | 37.2914 | -77.2821
10771 | VA | Hopewell Power Station | 37.2969 | -77.2833
10773 | VA | Altavista Power Station | 37.1183 | -79.2726
10774 | VA | Southampton Power Station | 36.6525 | -76.9953
50479 | VA | GP Big Island, LLC | 37.534 | -79.357
50900 | VA | WestRock Virginia Corp Covington Ops | 37.7997 | -79.9946
52019 | VA | Doswell Limited Partnership | 37.8181 | -77.4478
52087 | VA | Elizabeth River Combustion Turbine Sta | 36.7743 | -76.3119
52089 | VA | Celanese Acetate LLC | 37.3451 | -80.764
54081 | VA | Spruance Genco, LLC | 37.4556 | -77.4308
54304 | VA | Birchwood Power Facility | 38.2667 | -77.3147
54844 | VA | Gordonsville Power Station | 38.1245 | -78.2031
55285 | VA | Wolf Hills Energy | 36.6644 | -82.1044
55381 | VA | Commonwealth Chesapeake | 37.9892 | -75.54
55439 | VA | Tenaska Virginia Generating Station | 37.8667 | -78.3813
55738 | VA | Buchanan Units 1 & 2 | 37.1753 | -81.9617
55939 | VA | Warren County Power Station | 38.9705 | -78.1777
56807 | VA | Bear Garden Generating Station | 37.6961 | -78.2848
56808 | VA | Virginia City Hybrid Energy Center | 36.9161 | -82.3381
58260 | VA | Brunswick County Power Station | 36.7637 | -77.7112
59004 | VA | Panda Stonewall Power Project | 39.0578 | -77.5425
59913 | VA | Greensville County Power Station | 36.7184 | -77.6523
880093 | VA | AdvanSix Resins and Chemicals - Hopewell | 37.1815 | -77.1621
589 | VT | J C McNeil | 44.4917 | -73.2081
3734 | VT | Berlin 5 | 44.2498 | -72.6035
3754 | VT | Penny Lane Gas Turbine | 44.4817 | -73.2241
3935 | WV | John E Amos | 38.4731 | -81.8233
3943 | WV | Fort Martin Power Station | 39.7107 | -79.9275
3944 | WV | Harrison Power Station | 39.3844 | -80.3325
3948 | WV | Mitchell (WV) | 39.8297 | -80.8153
3954 | WV | Mount Storm Power Station | 39.2014 | -79.2667
6004 | WV | Pleasants Power Station | 39.3668 | -81.2944
6264 | WV | Mountaineer (1301) | 38.9794 | -81.9344
10151 | WV | Grant Town Power Plant | 39.5611 | -80.1642
10743 | WV | Morgantown Energy Facility | 39.6397 | -79.9606
10788 | WV | Chemours Belle Plant | 38.2431 | -81.556
50151 | WV | UCC South Charleston Plant | 38.3688 | -81.6786
50491 | WV | Axiall Corporation Natrium Plant | 39.7475 | -80.8547
55276 | WV | Ceredo Generating Station | 38.3681 | -82.5339
55284 | WV | Big Sandy Peaker Plant | 38.3441 | -82.5938
55349 | WV | Pleasants Energy, LLC | 39.3328 | -81.3639
56671 | WV | Longview Power | 39.7078 | -79.9588
880053 | WV | Altivia Services Institute Facility | 38.3845 | -81.7764

## Calculations Page
EPA CAMD Facility Data Table | [9 empty] | CAMD Ozone Season Emissions |  |  |  | 2019 CAMD Ozone Episode Facility Emission | [11 empty] | Episode day - OS Daily Average |  |  |  | Facility Emissions Episode - Tons in Excess of 0.12 Lb/mmbtu | [5 empty] | Sum Calculation of Total State Epoisodic Daily Emissions |  |  |  | Tot Excess Emiss Heat Inpt Epi Day x Epi Day Excess Emiss |  |  |  | Final Result - Summing Calculation for State Excess Emissions |  |  |  |  | Calculation of Emission Rate in Excess of Remedy Rate
State | Facility Name | Facility ID | Latitude | Longitude | County | Operating Status | Unit Type | Fuel Type (Primary) | NOx Control(s) | Average daily OS NOx TPD | OS NOx (tons) | OS Heat Input (MMBtu) | OS Gross Load (MW-h) | 6/25/2019 NOx (tons) | 6/25/2019 Heat Input (MMBtu) | Lbs. NOx /MMbtu | 6/26/2019 NOx (tons) | 6/26/2019 Heat Input (MMBtu) | Lbs. NOx /MMbtu | 6/27/2019 NOx (tons) | 06/27/2019 Heat Input (MMBtu) | Lbs. NOx /MMbtu | 6/28/2019 NOx (tons) | 06/28/2019 Heat Input (MMBtu) | Lbs. NOx /MMbtu | 6/25 Emissions above average Tons | 6/26 Emissions above average Tons | 6/27 Emissions above average Tons | 6/28 Emissions above average Tons | 6/25 Tons NOx Emissions vs Remedy of 0.12 Lbs/MMbtu | 6/26 Tons NOx Emissions vs Remedy of 0.12 Lbs/MMbtu | 6/27 Tons NOx Emissions vs Remedy of 0.12 Lbs/MMbtu | 6/28 Tons NOx Emissions vs Remedy of 0.12 Lbs/MMbtu | State | Facility Name | Statewide Emissions vs Remedy NOx Tons Per day | Statewide Emissions vs Remedy NOx Tons Per day | Statewide Emissions vs Remedy NOx Tons Per day | Statewide Emissions vs Remedy NOx Tons Per day | Tons of Excess NOx by facility (above 0.12 Lbs. per Mmbtu) | Tons of Excess NOx by facility (above 0.12 Lbs. per Mmbtu) | Tons of Excess NOx by facility (above 0.12 Lbs. per Mmbtu) | Tons of Excess NOx by facility (above 0.12 Lbs. per Mmbtu) | 06/25 Excess emissions by state | 06/26 Excess emissions by state | 06/27 Excess emissions by state | 06/28 Excess emissions by state | State | Applying Remedy to exceeding units NOx lbs/mmbtu | Applying Remedy to exceeding units NOx lbs/mmbtu | Applying Remedy to exceeding units NOx lbs/mmbtu | Applying Remedy to exceeding units NOx lbs/mmbtu
CT | Branford | 540 | 41.2925 | -72.7942 | New Haven County | Operating | Combustion turbine | Other Oil | Water Injection | 0.0057059 | 0.873 | 1455 | 58.45 |  |  | 0 |  |  | 0 |  |  | 0 |  |  | 0 | -0.0057059 | -0.0057059 | -0.0057059 | -0.0057059 | 0 | 0 | 0 | 0 | CT | Branford | 0 | 0 | 0 | 0 | 0 | 0 | 0 | 0 | 0 | 0 | 0 | 0 | Start Data | 0 | 0 | 0 | 0
CT | Cos Cob | 542 | 41.0289 | -73.5989 | Fairfield County | Operating | Combustion turbine | Other Oil | Water Injection | 0.015588 | 2.385 | 3974.3 | 221.3 |  |  | 0 |  |  | 0 |  |  | 0 |  |  | 0 | -0.015588 | -0.015588 | -0.015588 | -0.015588 | 0 | 0 | 0 | 0 | CT | Cos Cob | 0 | 0 | 0 | 0 | 0 | 0 | 0 | 0 | 0 | 0 | 0 | 0 |  | 0 | 0 | 0 | 0
CT | Devon | 544 | 41.2083 | -73.1092 | New Haven County | Operating | Combustion turbine | Diesel Oil | Water Injection<br>Selective Catalytic Reduction | 0.03551 | 5.433 | 22417.009 | 1842.17 |  |  | 0 |  |  | 0 |  |  | 0 | 0.496 | 1416 | 0.70056 | -0.03551 | -0.03551 | -0.03551 | 0.46049 | 0 | 0 | 0 | 0.41104 | CT | Devon | 0 | 0 | 0 | 0.41104 | 0 | 0 | 0 | 0.41104 | 0 | 0 | 0 | 0.41104 |  | 0 | 0 | 0 | 0.58056
CT | Montville | 546 | 41.4281 | -72.1019 | New London County | Operating | Tangentially-fired | Residual Oil |  | 0.037438 | 5.728 | 125677.468 | 10106.92 | 0.044 | 493.381 | 0.17836 | 0 | 4.73 | 0 | 3.8 | 38682.63 | 0.19647 |  |  | 0 | 0.0065621 | -0.037438 | 3.7626 | -0.037438 | 0.014397 | -0.0002838 | 1.479 | 0 | CT | Montville | 0.014397 | -0.0002838 | 1.479 | 0.41104 | 0.014397 | 0 | 1.479 | 0 | 0.014397 | 0 | 1.479 | 0.41104 |  | 0.058361 | 0 | 0.076471 | 0
CT | Tunnel | 557 | 41.5553 | -72.0419 | New London County | Operating | Combustion turbine | Diesel Oil |  | 0.0059608 | 0.912 | 1520.1 | 76.56 |  |  | 0 |  |  | 0 |  |  | 0 |  |  | 0 | -0.0059608 | -0.0059608 | -0.0059608 | -0.0059608 | 0 | 0 | 0 | 0 | CT | Tunnel | 0.014397 | -0.0002838 | 1.479 | 0.41104 | 0 | 0 | 0 | 0 | 0.014397 | 0 | 1.479 | 0.41104 |  | 0 | 0 | 0 | 0
CT | Franklin Drive | 561 | 41.7994 | -73.1156 | Litchfield County | Operating | Combustion turbine | Other Oil |  | 0.0023268 | 0.356 | 592.5 | 36.03 |  |  | 0 |  |  | 0 |  |  | 0 |  |  | 0 | -0.0023268 | -0.0023268 | -0.0023268 | -0.0023268 | 0 | 0 | 0 | 0 | CT | Franklin Drive | 0.014397 | -0.0002838 | 1.479 | 0.41104 | 0 | 0 | 0 | 0 | 0.014397 | 0 | 1.479 | 0.41104 |  | 0 | 0 | 0 | 0
CT | Middletown | 562 | 41.5544 | -72.5793 | Middlesex County | Operating | Combustion turbine | Diesel Oil | Selective Catalytic Reduction<br>Water Injection | 0.93196 | 142.59 | 2127690.537 | 205495 | 0.061 | 1899.646 | 0.064222 | 2.386 | 35277.3 | 0.13527 | 2.589 | 43314.2 | 0.11955 | 3.061 | 48892.4 | 0.12521 | -0.87096 | 1.454 | 1.657 | 2.129 | -0.052979 | 0.26936 | -0.009852 | 0.12746 | CT | Middletown | -0.038582 | 0.26908 | 1.4692 | 0.5385 | 0 | 0.26936 | 0 | 0.12746 | 0.014397 | 0.26936 | 1.479 | 0.5385 |  | 0 | 0.015271 | 0 | 0.0052137
CT | South Meadow Station | 563 | 41.7495 | -72.6524 | Hartford County | Operating | Combustion turbine | Diesel Oil |  | 0.01832 | 2.803 | 6950.4 | 378.34 |  |  | 0 |  |  | 0 | 0.631 | 1541 | 0.81895 |  |  | 0 | -0.01832 | -0.01832 | 0.61268 | -0.01832 | 0 | 0 | 0.53854 | 0 | CT | South Meadow Station | -0.038582 | 0.26908 | 2.0077 | 0.5385 | 0 | 0 | 0.53854 | 0 | 0.014397 | 0.26936 | 2.0176 | 0.5385 |  | 0 | 0 | 0.69895 | 0
CT | Torrington Terminal | 565 | 41.7761 | -73.1219 | Litchfield County | Operating | Combustion turbine | Other Oil |  | 0.0026667 | 0.408 | 680 | 41.48 |  |  | 0 |  |  | 0 |  |  | 0 |  |  | 0 | -0.0026667 | -0.0026667 | -0.0026667 | -0.0026667 | 0 | 0 | 0 | 0 | CT | Torrington Terminal | -0.038582 | 0.26908 | 2.0077 | 0.5385 | 0 | 0 | 0 | 0 | 0.014397 | 0.26936 | 2.0176 | 0.5385 |  | 0 | 0 | 0 | 0
CT | Bridgeport Harbor Station | 568 | 41.1706 | -73.1843 | Fairfield County | Operating | Tangentially-fired | Coal | Low NOx Burner Technology w/ Separated OFA | 0.022902 | 3.504 | 33354.044 | 2807.19 |  |  | 0 |  |  | 0 |  |  | 0 |  |  | 0 | -0.022902 | -0.022902 | -0.022902 | -0.022902 | 0 | 0 | 0 | 0 | CT | Bridgeport Harbor Station | -0.038582 | 0.26908 | 2.0077 | 0.5385 | 0 | 0 | 0 | 0 | 0.014397 | 0.26936 | 2.0176 | 0.5385 |  | 0 | 0 | 0 | 0
CT | Norwich | 581 | 41.5269 | -72.0631 | New London County | Operating | Combustion turbine | Diesel Oil |  | 0.010163 | 1.555 | 2592.2 | 157.78 |  |  | 0 |  |  | 0 |  |  | 0 |  |  | 0 | -0.010163 | -0.010163 | -0.010163 | -0.010163 | 0 | 0 | 0 | 0 | CT | Norwich | -0.038582 | 0.26908 | 2.0077 | 0.5385 | 0 | 0 | 0 | 0 | 0.014397 | 0.26936 | 2.0176 | 0.5385 |  | 0 | 0 | 0 | 0
CT | New Haven Harbor | 6156 | 41.2836 | -72.9042 | New Haven County | Operating | Combustion turbine | Diesel Oil | Water Injection<br>Selective Catalytic Reduction | 0.031203 | 4.774 | 194913.577 | 16075.28 |  |  | 0 |  |  | 0 |  |  | 0 |  |  | 0 | -0.031203 | -0.031203 | -0.031203 | -0.031203 | 0 | 0 | 0 | 0 | CT | New Haven Harbor | -0.038582 | 0.26908 | 2.0077 | 0.5385 | 0 | 0 | 0 | 0 | 0.014397 | 0.26936 | 2.0176 | 0.5385 |  | 0 | 0 | 0 | 0
CT | Alfred L Pierce Generating Station | 6635 | 41.4485 | -72.834 | New Haven County | Operating | Combustion turbine | Pipeline Natural Gas | Dry Low NOx Burners<br>Water Injection | 0.00054902 | 0.084 | 4746.895 | 388.65 |  |  | 0 |  |  | 0 |  |  | 0 |  |  | 0 | -0.00054902 | -0.00054902 | -0.00054902 | -0.00054902 | 0 | 0 | 0 | 0 | CT | Alfred L Pierce Generating Station | -0.038582 | 0.26908 | 2.0077 | 0.5385 | 0 | 0 | 0 | 0 | 0.014397 | 0.26936 | 2.0176 | 0.5385 |  | 0 | 0 | 0 | 0
CT | Algonquin Power Windsor Locks, LLC | 10567 | 41.9227 | -72.6255 | Hartford County | Operating | Combined cycle | Pipeline Natural Gas | Steam Injection | 0.012092 | 1.85 | 26072.448 | 2005.01 |  |  | 0 |  |  | 0 |  |  | 0 |  |  | 0 | -0.012092 | -0.012092 | -0.012092 | -0.012092 | 0 | 0 | 0 | 0 | CT | Algonquin Power Windsor Locks, LLC | -0.038582 | 0.26908 | 2.0077 | 0.5385 | 0 | 0 | 0 | 0 | 0.014397 | 0.26936 | 2.0176 | 0.5385 |  | 0 | 0 | 0 | 0
CT | Capitol District Energy Center | 50498 | 41.7639 | -72.6925 | Hartford County | Operating | Combined cycle | Pipeline Natural Gas | Steam Injection | 0.014758 | 2.258 | 46594.559 | 5480.9 |  |  | 0 |  |  | 0 |  |  | 0 |  |  | 0 | -0.014758 | -0.014758 | -0.014758 | -0.014758 | 0 | 0 | 0 | 0 | CT | Capitol District Energy Center | -0.038582 | 0.26908 | 2.0077 | 0.5385 | 0 | 0 | 0 | 0 | 0.014397 | 0.26936 | 2.0176 | 0.5385 |  | 0 | 0 | 0 | 0
CT | EmpireCo Sterling Energy Facility | 50736 | 41.7132 | -71.8223 | Windham County | Operating (Retired 06/24/2019) | Stoker | Tire Derived Fuel |  | 0 | [5 empty] | 0 |  |  | 0 |  |  | 0 |  |  | 0 | 0 | 0 | 0 | 0 | 0 | 0 | 0 | 0 | CT | EmpireCo Sterling Energy Facility | -0.038582 | 0.26908 | 2.0077 | 0.5385 | 0 | 0 | 0 | 0 | 0.014397 | 0.26936 | 2.0176 | 0.5385 |  | 0 | 0 | 0 | 0
CT | Pratt & Whitney, East Hartford | 54605 | 41.75 | -72.6347 | Hartford County | Operating | Combustion turbine | Pipeline Natural Gas | Water Injection<br>Selective Catalytic Reduction | 0.051752 | 7.918 | 706172.476 | 61514.15 | 0.048 | 5253.2 | 0.018275 | 0.061 | 5396.4 | 0.022608 | 0.064 | 5626.2 | 0.022751 | 0.063 | 5511.9 | 0.02286 | -0.0037516 | 0.0092484 | 0.012248 | 0.011248 | -0.26719 | -0.26278 | -0.27357 | -0.26771 | CT | Pratt & Whitney, East Hartford | -0.30577 | 0.0062942 | 1.7342 | 0.27078 | 0 | 0 | 0 | 0 | 0.014397 | 0.26936 | 2.0176 | 0.5385 |  | 0 | 0 | 0 | 0
CT | Bridgeport Energy | 55042 | 41.1692 | -73.1844 | Fairfield County | Operating | Combined cycle | Pipeline Natural Gas | Selective Catalytic Reduction | 0.48907 | 74.828 | 6971227.472 | 1064965.15 | 0.821 | 78906.3 | 0.020809 | 0.725 | 69963.7 | 0.020725 | 0.735 | 70734.8 | 0.020782 | 0.76 | 72768.1 | 0.020888 | 0.33193 | 0.23593 | 0.24593 | 0.27093 | -3.9134 | -3.4728 | -3.5091 | -3.6061 | CT | Bridgeport Energy | -4.2192 | -3.4665 | -1.7749 | -3.3353 | 0 | 0 | 0 | 0 | 0.014397 | 0.26936 | 2.0176 | 0.5385 |  | 0 | 0 | 0 | 0
CT | Milford Power Company LLC | 55126 | 41.2239 | -73.1 | New Haven County | Operating | Combined cycle | Pipeline Natural Gas | Water Injection<br>Selective Catalytic Reduction | 0.23412 | 35.821 | 10841722.862 | 1540335.86 | 0.122 | 40574.4 | 0.0060136 | 0.118 | 39299.7 | 0.0060051 | 0.114 | 38223.3 | 0.0059649 | 0.756 | 44986.997 | 0.03361 | -0.11212 | -0.11612 | -0.12012 | 0.52188 | -2.3125 | -2.24 | -2.1794 | -1.9432 | CT | Milford Power Company LLC | -6.5316 | -5.7065 | -3.9543 | -5.2785 | 0 | 0 | 0 | 0 | 0.014397 | 0.26936 | 2.0176 | 0.5385 |  | 0 | 0 | 0 | 0
CT | Lake Road Generating Company | 55149 | 41.8736 | -71.8947 | Windham County | Operating | Combined cycle | Pipeline Natural Gas | Dry Low NOx Burners<br>Water Injection<br>Selective Catalytic Reduction | 0.30863 | 47.221 | 16879108.236 | 1459767.36 | 0.339 | 123637 | 0.0054838 | 0.309 | 113794.2 | 0.0054309 | 0.291 | 106735.7 | 0.0054527 | 0.306 | 109723.5 | 0.0055777 | 0.030366 | 0.00036601 | -0.017634 | -0.002634 | -7.0792 | -6.5187 | -6.1131 | -6.2774 | CT | Lake Road Generating Company | -13.6108 | -12.2252 | -10.0675 | -11.5559 | 0 | 0 | 0 | 0 | 0.014397 | 0.26936 | 2.0176 | 0.5385 |  | 0 | 0 | 0 | 0
CT | Wallingford Energy, LLC | 55517 | 41.4486 | -72.8358 | New Haven County | Operating | Combustion turbine | Pipeline Natural Gas | Water Injection<br>Selective Catalytic Reduction | 0.018118 | 2.772 | 557316.022 | 55863.86 | 0.005 | 546.295 | 0.018305 |  |  | 0 |  |  | 0 | 0.019 | 3116.713 | 0.012192 | -0.013118 | -0.018118 | -0.018118 | 0.00088235 | -0.027778 | 0 | 0 | -0.168 | CT | Wallingford Energy, LLC | -13.6386 | -12.2252 | -10.0675 | -11.7239 | 0 | 0 | 0 | 0 | 0.014397 | 0.26936 | 2.0176 | 0.5385 |  | 0 | 0 | 0 | 0
CT | CPV Towantic Energy Center | 56047 | 41.4841 | -73.1229 | New Haven County | Operating | Combined cycle | Pipeline Natural Gas | Dry Low NOx Burners<br>Water Injection<br>Selective Catalytic Reduction | 0.18517 | 28.331 | 9777771.739 | 1464837.71 | 0.174 | 59813.2 | 0.0058181 | 0.173 | 59020.2 | 0.0058624 | 0.166 | 55973.9 | 0.0059313 | 0.169 | 58488.9 | 0.0057789 | -0.01117 | -0.01217 | -0.01917 | -0.01617 | -3.4148 | -3.3682 | -3.1924 | -3.3403 | CT | CPV Towantic Energy Center | -17.0534 | -15.5934 | -13.2599 | -15.0643 | 0 | 0 | 0 | 0 | 0.014397 | 0.26936 | 2.0176 | 0.5385 |  | 0 | 0 | 0 | 0
CT | Waterside Power, LLC | 56189 | 41.0372 | -73.5564 | Fairfield County | Operating | Combustion turbine | Diesel Oil | Water Injection | 0.0034444 | 0.527 | 6756.6 |  |  |  | 0 |  |  | 0 |  |  | 0 |  |  | 0 | -0.0034444 | -0.0034444 | -0.0034444 | -0.0034444 | 0 | 0 | 0 | 0 | CT | Waterside Power, LLC | -17.0534 | -15.5934 | -13.2599 | -15.0643 | 0 | 0 | 0 | 0 | 0.014397 | 0.26936 | 2.0176 | 0.5385 |  | 0 | 0 | 0 | 0
CT | Waterbury Generation | 56629 | 41.5444 | -73.0416 | New Haven County | Operating | Combustion turbine | Pipeline Natural Gas | Water Injection<br>Selective Catalytic Reduction | 0.0023922 | 0.366 | 39127.916 | 4651.53 |  |  | 0 |  |  | 0 |  |  | 0 |  |  | 0 | -0.0023922 | -0.0023922 | -0.0023922 | -0.0023922 | 0 | 0 | 0 | 0 | CT | Waterbury Generation | -17.0534 | -15.5934 | -13.2599 | -15.0643 | 0 | 0 | 0 | 0 | 0.014397 | 0.26936 | 2.0176 | 0.5385 |  | 0 | 0 | 0 | 0
CT | Kleen Energy Systems Project | 56798 | 41.5526 | -72.597 | Middlesex County | Operating | Combined cycle | Pipeline Natural Gas | Dry Low NOx Burners<br>Water Injection<br>Selective Catalytic Reduction | 0.23516 | 35.98 | 9266092.253 | 1314474.4 | 0.263 | 69589.961 | 0.0075586 | 0.236 | 78623 | 0.0060033 | 0.236 | 78499.4 | 0.0060128 | 0.259 | 85221 | 0.0060783 | 0.027837 | 0.0008366 | 0.0008366 | 0.023837 | -3.9124 | -4.4814 | -4.474 | -4.8543 | CT | Kleen Energy Systems Project | -20.9658 | -20.0748 | -17.7339 | -19.9185 | 0 | 0 | 0 | 0 | 0.014397 | 0.26936 | 2.0176 | 0.5385 | CT | 0 | 0 | 0 | 0
DE | Christiana Substation | 591 | 39.7302 | -75.5371 | New Castle County | Operating | Combustion turbine | Diesel Oil | Water Injection | 0.005 | 0.765 | 5174.2 | 222.7 |  |  | 0 |  |  | 0 |  |  | 0 |  |  | 0 | -0.005 | -0.005 | -0.005 | -0.005 | 0 | 0 | 0 | 0 | DE | Christiana Substation | 0 | 0 | 0 | 0 | 0 | 0 | 0 | 0 | 0 | 0 | 0 | 0 |  | 0 | 0 | 0 | 0
DE | Delaware City | 592 | 39.5959 | -75.6324 | New Castle County | Operating | Combustion turbine | Diesel Oil | Water Injection | 0.001366 | 0.209 | 1468 | 94.6 |  |  | 0 |  |  | 0 |  |  | 0 |  |  | 0 | -0.001366 | -0.001366 | -0.001366 | -0.001366 | 0 | 0 | 0 | 0 | DE | Delaware City | 0 | 0 | 0 | 0 | 0 | 0 | 0 | 0 | 0 | 0 | 0 | 0 |  | 0 | 0 | 0 | 0
DE | Edge Moor | 593 | 39.7372 | -75.5033 | New Castle County | Operating | Combustion turbine | Diesel Oil | Water Injection | 0.29993 | 45.889 | 1495801.656 | 138206.18 |  |  | 0 |  |  | 0 |  |  | 0 |  |  | 0 | -0.29993 | -0.29993 | -0.29993 | -0.29993 | 0 | 0 | 0 | 0 | DE | Edge Moor | 0 | 0 | 0 | 0 | 0 | 0 | 0 | 0 | 0 | 0 | 0 | 0 |  | 0 | 0 | 0 | 0
DE | Indian River | 594 | 38.5857 | -75.2341 | Sussex County | Operating | Dry bottom turbo-fired boiler | Coal | Low NOx Burner Technology w/ Overfire Air<br>Selective Non-catalytic Reduction<br>Selective Catalytic Reduction | 0.31669 | 48.454 | 1185197.892 | 118090.24 |  |  | 0 | 0.019 | 1578.675 | 0.024071 | 2.649 | 45290.6 | 0.11698 | 0.124 | 1238.931 | 0.20017 | -0.31669 | -0.29769 | 2.3323 | -0.19269 | 0 | -0.07572 | -0.068436 | 0.049664 | DE | Indian River | 0 | -0.07572 | -0.068436 | 0.049664 | 0 | 0 | 0 | 0.049664 | 0 | 0 | 0 | 0.049664 |  | 0 | 0 | 0 | 0.080173
DE | West Substation | 597 | 39.7283 | -75.6289 | New Castle County | Operating | Combustion turbine | Diesel Oil | Water Injection | 0.0018693 | 0.286 | 2405.8 | 99.3 |  |  | 0 |  |  | 0 |  |  | 0 |  |  | 0 | -0.0018693 | -0.0018693 | -0.0018693 | -0.0018693 | 0 | 0 | 0 | 0 | DE | West Substation | 0 | -0.07572 | -0.068436 | 0.049664 | 0 | 0 | 0 | 0 | 0 | 0 | 0 | 0.049664 |  | 0 | 0 | 0 | 0
DE | McKee Run | 599 | 39.1748 | -75.5455 | Kent County | Operating | Dry bottom wall-fired boiler | Pipeline Natural Gas | Low NOx Burner Technology w/ Overfire Air | 0.017804 | 2.724 | 19432.349 | 1514.76 |  |  | 0 |  |  | 0 |  |  | 0 |  |  | 0 | -0.017804 | -0.017804 | -0.017804 | -0.017804 | 0 | 0 | 0 | 0 | DE | McKee Run | 0 | -0.07572 | -0.068436 | 0.049664 | 0 | 0 | 0 | 0 | 0 | 0 | 0 | 0.049664 |  | 0 | 0 | 0 | 0
DE | Hay Road | 7153 | 39.7436 | -75.5072 | New Castle County | Operating | Combined cycle | Diesel Oil | Water Injection<br>Overfire Air<br>Selective Catalytic Reduction | 0.97505 | 149.183 | 8601259.044 | 685803.71 | 1.267 | 77108.547 | 0.032863 | 1.335 | 84658.215 | 0.031539 | 1.53 | 90443.375 | 0.033833 | 1.994 | 85429.78 | 0.046682 | 0.29195 | 0.35995 | 0.55495 | 1.0189 | -3.3595 | -3.7445 | -3.8966 | -3.1318 | DE | Hay Road | -3.3595 | -3.8202 | -3.965 | -3.0821 | 0 | 0 | 0 | 0 | 0 | 0 | 0 | 0.049664 |  | 0 | 0 | 0 | 0
DE | Van Sant | 7318 | 39.15 | -75.5466 | Kent County | Operating | Combustion turbine | Pipeline Natural Gas | Water Injection | 0.018072 | 2.765 | 36383.089 | 2712.91 |  |  | 0 | 0.145 | 1903.735 | 0.15233 | 0.097 | 1270.205 | 0.15273 |  |  | 0 | -0.018072 | 0.12693 | 0.078928 | -0.018072 | 0 | 0.030776 | 0.020788 | 0 | DE | Van Sant | -3.3595 | -3.7894 | -3.9443 | -3.0821 | 0 | 0.030776 | 0.020788 | 0 | 0 | 0.030776 | 0.020788 | 0.049664 |  | 0 | 0.032332 | 0.032731 | 0
DE | Warren F. Sam Beasley Pwr Station | 7962 | 39.2798 | -75.6246 | Kent County | Operating | Combustion turbine | Pipeline Natural Gas | Water Injection<br>Selective Catalytic Reduction | 0.013314 | 2.037 | 271844.564 | 28005.52 | 0.013 | 1252.972 | 0.020751 | 0.048 | 6848.967 | 0.014017 | 0.056 | 8292.64 | 0.013506 | 0.053 | 8317.438 | 0.012744 | -0.00031373 | 0.034686 | 0.042686 | 0.039686 | -0.062178 | -0.36294 | -0.44156 | -0.44605 | DE | Warren F. Sam Beasley Pwr Station | -3.4217 | -4.1524 | -4.3858 | -3.5282 | 0 | 0 | 0 | 0 | 0 | 0.030776 | 0.020788 | 0.049664 |  | 0 | 0 | 0 | 0
DE | Energy Center Dover LLC | 10030 | 39.1467 | -75.5461 | Kent County | Operating | Combined cycle | Pipeline Natural Gas | Selective Catalytic Reduction<br>Water Injection | 0.052784 | 8.076 | 666797.641 | 73804.87 | 0.03 | 8786.528 | 0.0068286 | 0.127 | 10334.681 | 0.024577 | 0.093 | 6337.348 | 0.02935 | 0.107 | 6683.761 | 0.032018 | -0.022784 | 0.074216 | 0.040216 | 0.054216 | -0.49719 | -0.49308 | -0.28724 | -0.29403 | DE | Energy Center Dover LLC | -3.9189 | -4.6455 | -4.6731 | -3.8222 | 0 | 0 | 0 | 0 | 0 | 0.030776 | 0.020788 | 0.049664 |  | 0 | 0 | 0 | 0
DE | Delaware City Refinery | 52193 | 39.5936 | -75.6337 | New Castle County | Operating | Dry bottom wall-fired boiler | Process Gas |  | 0.17254 | 26.399 | 1361325.5 |  | 0.137 | 7772.6 | 0.035252 | 0.13 | 7521.5 | 0.034568 | 0.144 | 7925.7 | 0.036337 | 0.155 | 8427.8 | 0.036783 | -0.035542 | -0.042542 | -0.028542 | -0.017542 | -0.32936 | -0.32129 | -0.33154 | -0.35067 | DE | Delaware City Refinery | -4.2482 | -4.9667 | -5.0046 | -4.1729 | 0 | 0 | 0 | 0 | 0 | 0.030776 | 0.020788 | 0.049664 |  | 0 | 0 | 0 | 0
DE | Garrison Energy Center | 57349 | 39.1882 | -75.4999 | Kent County | Operating | Combined cycle | Pipeline Natural Gas | Dry Low NOx Burners<br>Selective Catalytic Reduction | 0.10812 | 16.542 | 5952070.402 | 866757.74 | 0.106 | 40046.4 | 0.0052939 | 0.123 | 44746.3 | 0.0054977 | 0.126 | 43298.8 | 0.00582 | 0.116 | 40875.5 | 0.0056758 | -0.0021176 | 0.014882 | 0.017882 | 0.0078824 | -2.2968 | -2.5618 | -2.4719 | -2.3365 | DE | Garrison Energy Center | -6.545 | -7.5285 | -7.4765 | -6.5094 | 0 | 0 | 0 | 0 | 0 | 0.030776 | 0.020788 | 0.049664 | DE | 0 | 0 | 0 | 0
MA | Framingham Station | 1586 | 42.2672 | -71.3983 | Middlesex County | Operating | Combustion turbine | Diesel Oil |  | 0.004085 | 0.625 | 2248.3 | 100.86 |  |  | 0 |  |  | 0 |  |  | 0 |  |  | 0 | -0.004085 | -0.004085 | -0.004085 | -0.004085 | 0 | 0 | 0 | 0 | MA | Framingham Station | 0 | 0 | 0 | 0 | 0 | 0 | 0 | 0 | 0 | 0 | 0 | 0 |  | 0 | 0 | 0 | 0
MA | Mystic | 1588 | 42.3917 | -71.0667 | Middlesex County | Operating | Combustion turbine | Diesel Oil |  | 0.23917 | 36.593 | 4952931.87 | 658492.74 | 0.207 | 7565.437 | 0.054723 | 0.792 | 174865.99 | 0.0090584 | 0.605 | 171756.314 | 0.0070449 | 0.341 | 93673.91 | 0.0072806 | -0.03217 | 0.55283 | 0.36583 | 0.10183 | -0.24693 | -9.7 | -9.7004 | -5.2794 | MA | Mystic | -0.24693 | -9.7 | -9.7004 | -5.2794 | 0 | 0 | 0 | 0 | 0 | 0 | 0 | 0 |  | 0 | 0 | 0 | 0
MA | Medway Station | 1592 | 42.1364 | -71.4478 | Norfolk County | Operating | Combustion turbine | Diesel Oil |  | 0.030765 | 4.707 | 18058.3 | 705.55 |  |  | 0 |  |  | 0 |  |  | 0 |  |  | 0 | -0.030765 | -0.030765 | -0.030765 | -0.030765 | 0 | 0 | 0 | 0 | MA | Medway Station | -0.24693 | -9.7 | -9.7004 | -5.2794 | 0 | 0 | 0 | 0 | 0 | 0 | 0 | 0 |  | 0 | 0 | 0 | 0
MA | Blackstone | 1594 | 42.3636 | -71.1161 | Middlesex County | Operating | Dry bottom wall-fired boiler | Pipeline Natural Gas | Combustion Modification/Fuel Reburning | 0.0004183 | 0.064 | 1474.717 |  |  |  | 0 |  |  | 0 |  |  | 0 |  |  | 0 | -0.0004183 | -0.0004183 | -0.0004183 | -0.0004183 | 0 | 0 | 0 | 0 | MA | Blackstone | -0.24693 | -9.7 | -9.7004 | -5.2794 | 0 | 0 | 0 | 0 | 0 | 0 | 0 | 0 |  | 0 | 0 | 0 | 0
MA | Kendall Green Energy LLC | 1595 | 42.3633 | -71.0792 | Middlesex County | Operating | Combustion turbine | Diesel Oil | Water Injection | 0.16071 | 24.589 | 4910305.521 | 734868.21 | 0.124 | 40920.925 | 0.0060605 | 0.121 | 39814.411 | 0.0060782 | 0.116 | 37961.375 | 0.0061115 | 0.158 | 37426.146 | 0.0084433 | -0.036712 | -0.039712 | -0.044712 | -0.0027124 | -2.3313 | -2.2679 | -2.1617 | -2.0876 | MA | Kendall Green Energy LLC | -2.5782 | -11.9678 | -11.8621 | -7.367 | 0 | 0 | 0 | 0 | 0 | 0 | 0 | 0 |  | 0 | 0 | 0 | 0
MA | Canal Station | 1599 | 41.7694 | -70.5097 | Barnstable County | Operating | Dry bottom wall-fired boiler | Pipeline Natural Gas | Low NOx Burner Technology w/ Overfire Air<br>Overfire Air | 0.065987 | 10.096 | 287234.365 | 27000.81 |  |  | 0 |  |  | 0 |  |  | 0 | 0 | 59.176 | 0 | -0.065987 | -0.065987 | -0.065987 | -0.065987 | 0 | 0 | 0 | -0.0035506 | MA | Canal Station | -2.5782 | -11.9678 | -11.8621 | -7.3706 | 0 | 0 | 0 | 0 | 0 | 0 | 0 | 0 |  | 0 | 0 | 0 | 0
MA | Doreen | 1631 | 42.4431 | -73.2061 | Berkshire County | Operating | Combustion turbine | Diesel Oil |  | 0.002451 | 0.375 | 624.6 | 32.56 |  |  | 0 |  |  | 0 |  |  | 0 |  |  | 0 | -0.002451 | -0.002451 | -0.002451 | -0.002451 | 0 | 0 | 0 | 0 | MA | Doreen | -2.5782 | -11.9678 | -11.8621 | -7.3706 | 0 | 0 | 0 | 0 | 0 | 0 | 0 | 0 |  | 0 | 0 | 0 | 0
MA | West Springfield | 1642 | 42.0956 | -72.5958 | Hampden County | Operating | Combustion turbine | Diesel Oil |  | 0.0060065 | 0.919 | 11159.386 | 908.97 |  |  | 0 |  |  | 0 |  |  | 0 |  |  | 0 | -0.0060065 | -0.0060065 | -0.0060065 | -0.0060065 | 0 | 0 | 0 | 0 | MA | West Springfield | -2.5782 | -11.9678 | -11.8621 | -7.3706 | 0 | 0 | 0 | 0 | 0 | 0 | 0 | 0 |  | 0 | 0 | 0 | 0
MA | Woodland Road | 1643 | 42.3362 | -73.2352 | Berkshire County | Operating | Combustion turbine | Diesel Oil |  | 0.0038758 | 0.593 | 988.2 | 39.27 |  |  | 0 |  |  | 0 |  |  | 0 |  |  | 0 | -0.0038758 | -0.0038758 | -0.0038758 | -0.0038758 | 0 | 0 | 0 | 0 | MA | Woodland Road | -2.5782 | -11.9678 | -11.8621 | -7.3706 | 0 | 0 | 0 | 0 | 0 | 0 | 0 | 0 |  | 0 | 0 | 0 | 0
MA | Potter | 1660 | 42.235 | -70.9672 | Norfolk County | Operating | Combustion turbine | Pipeline Natural Gas | Water Injection<br>Ammonia Injection<br>Selective Catalytic Reduction | 0.0070392 | 1.077 | 61219.815 | 6137.15 |  |  | 0 |  |  | 0 |  |  | 0 | 0.004 | 393 | 0.020356 | -0.0070392 | -0.0070392 | -0.0070392 | -0.0030392 | 0 | 0 | 0 | -0.01958 | MA | Potter | -2.5782 | -11.9678 | -11.8621 | -7.3901 | 0 | 0 | 0 | 0 | 0 | 0 | 0 | 0 |  | 0 | 0 | 0 | 0
MA | Waters River | 1678 | 42.5428 | -70.9236 | Essex County | Operating | Combustion turbine | Pipeline Natural Gas | Water Injection | 0.030667 | 4.692 | 24423.4 | 1873 | 0.049 | 141.2 | 0.69405 |  |  | 0 | 0.032 | 90.2 | 0.70953 |  |  | 0 | 0.018333 | -0.030667 | 0.0013333 | -0.030667 | 0.040528 | 0 | 0.026588 | 0 | MA | Waters River | -2.5377 | -11.9678 | -11.8355 | -7.3901 | 0.040528 | 0 | 0.026588 | 0 | 0.040528 | 0 | 0.026588 | 0 |  | 0.57405 | 0 | 0.58953 | 0
MA | Cleary Flood | 1682 | 41.8653 | -71.1061 | Bristol County | Operating | Other boiler | Pipeline Natural Gas | Low NOx Burner Technology w/ Overfire Air | 0.15385 | 23.539 | 292739.022 | 27045.33 |  |  | 0 |  |  | 0 |  |  | 0 |  |  | 0 | -0.15385 | -0.15385 | -0.15385 | -0.15385 | 0 | 0 | 0 | 0 | MA | Cleary Flood | -2.5377 | -11.9678 | -11.8355 | -7.3901 | 0 | 0 | 0 | 0 | 0.040528 | 0 | 0.026588 | 0 |  | 0 | 0 | 0 | 0
MA | Stony Brook Energy Center | 6081 | 42.1977 | -72.5103 | Hampden County | Operating | Combined cycle | Diesel Oil | Steam Injection | 0.29758 | 45.529 | 398367.15 | 32320 |  |  | 0 |  |  | 0 |  |  | 0 |  |  | 0 | -0.29758 | -0.29758 | -0.29758 | -0.29758 | 0 | 0 | 0 | 0 | MA | Stony Brook Energy Center | -2.5377 | -11.9678 | -11.8355 | -7.3901 | 0 | 0 | 0 | 0 | 0.040528 | 0 | 0.026588 | 0 |  | 0 | 0 | 0 | 0
MA | General Electric Aircraft | 10029 | 42.45 | -70.9739 | Essex County | Operating | Dry bottom wall-fired boiler | Pipeline Natural Gas | Low NOx Burner Technology w/ Overfire Air<br>Other | 0.11318 | 17.317 | 322488.409 |  | 0.226 | 4197.7 | 0.10768 | 0.219 | 4128.1 | 0.1061 | 0.225 | 4197.6 | 0.1072 | 0.121 | 2378.245 | 0.10176 | 0.11282 | 0.10582 | 0.11182 | 0.007817 | -0.025862 | -0.028686 | -0.026856 | -0.021695 | MA | General Electric Aircraft | -2.5635 | -11.9965 | -11.8623 | -7.4118 | 0 | 0 | 0 | 0 | 0.040528 | 0 | 0.026588 | 0 |  | 0 | 0 | 0 | 0
MA | MBTA South Boston Power Facility | 10176 | 42.3414 | -71.0311 | Suffolk County | Operating | Combustion turbine | Other Oil | Water Injection | 0.0016275 | 0.249 | 3132.5 | 208.72 |  |  | 0 |  |  | 0 |  |  | 0 |  |  | 0 | -0.0016275 | -0.0016275 | -0.0016275 | -0.0016275 | 0 | 0 | 0 | 0 | MA | MBTA South Boston Power Facility | -2.5635 | -11.9965 | -11.8623 | -7.4118 | 0 | 0 | 0 | 0 | 0.040528 | 0 | 0.026588 | 0 |  | 0 | 0 | 0 | 0
MA | Bellingham | 10307 | 42.0925 | -71.4833 | Norfolk County | Operating | Combined cycle | Pipeline Natural Gas | Steam Injection | 0.12686 | 19.41 | 443565.853 | 38064.89 |  |  | 0 |  |  | 0 |  |  | 0 |  |  | 0 | -0.12686 | -0.12686 | -0.12686 | -0.12686 | 0 | 0 | 0 | 0 | MA | Bellingham | -2.5635 | -11.9965 | -11.8623 | -7.4118 | 0 | 0 | 0 | 0 | 0.040528 | 0 | 0.026588 | 0 |  | 0 | 0 | 0 | 0
MA | MASSPOWER | 10726 | 42.156 | -72.5292 | Hampden County | Operating | Combined cycle | Pipeline Natural Gas | Selective Catalytic Reduction<br>Steam Injection | 0.17952 | 27.466 | 1624505.875 | 137029.5 |  |  | 0 | 0.282 | 14663.375 | 0.038463 | 0.419 | 24224.75 | 0.034593 | 0.455 | 27548.8 | 0.033032 | -0.17952 | 0.10248 | 0.23948 | 0.27548 | 0 | -0.5978 | -1.0345 | -1.1979 | MA | MASSPOWER | -2.5635 | -12.5943 | -12.8968 | -8.6098 | 0 | 0 | 0 | 0 | 0.040528 | 0 | 0.026588 | 0 |  | 0 | 0 | 0 | 0
MA | Deer Island Treatment | 10823 | 42.3497 | -70.9601 | Suffolk County | Operating | Combustion turbine | Diesel Oil | Water Injection | 0.087908 | 13.45 | 85372.167 | 7018.99 |  |  | 0 |  |  | 0 |  |  | 0 |  |  | 0 | -0.087908 | -0.087908 | -0.087908 | -0.087908 | 0 | 0 | 0 | 0 | MA | Deer Island Treatment | -2.5635 | -12.5943 | -12.8968 | -8.6098 | 0 | 0 | 0 | 0 | 0.040528 | 0 | 0.026588 | 0 |  | 0 | 0 | 0 | 0
MA | Pittsfield Generating | 50002 | 42.4564 | -73.2181 | Berkshire County | Operating | Combined cycle | Pipeline Natural Gas | Selective Catalytic Reduction<br>Steam Injection | 0.036458 | 5.578 | 572025.211 | 45826.95 |  |  | 0 |  |  | 0 |  |  | 0 |  |  | 0 | -0.036458 | -0.036458 | -0.036458 | -0.036458 | 0 | 0 | 0 | 0 | MA | Pittsfield Generating | -2.5635 | -12.5943 | -12.8968 | -8.6098 | 0 | 0 | 0 | 0 | 0.040528 | 0 | 0.026588 | 0 |  | 0 | 0 | 0 | 0
MA | Dartmouth Power | 52026 | 41.6728 | -70.9989 | Bristol County | Operating | Combined cycle | Pipeline Natural Gas | Water Injection<br>Selective Catalytic Reduction | 0.029856 | 4.568 | 345935.123 | 40407.12 |  |  | 0 | 0.04 | 2377.716 | 0.033646 | 0.05 | 3465.262 | 0.028858 | 0.053 | 3624.369 | 0.029246 | -0.029856 | 0.010144 | 0.020144 | 0.023144 | 0 | -0.10266 | -0.15792 | -0.16446 | MA | Dartmouth Power | -2.5635 | -12.697 | -13.0547 | -8.7742 | 0 | 0 | 0 | 0 | 0.040528 | 0 | 0.026588 | 0 |  | 0 | 0 | 0 | 0
MA | Tanner Street Generation, LLC | 54586 | 42.6308 | -71.3133 | Middlesex County | Operating | Combined cycle | Pipeline Natural Gas | Water Injection<br>Selective Catalytic Reduction | 0.011229 | 1.718 | 105958.427 | 10765.66 |  |  | 0 |  |  | 0 |  |  | 0 |  |  | 0 | -0.011229 | -0.011229 | -0.011229 | -0.011229 | 0 | 0 | 0 | 0 | MA | Tanner Street Generation, LLC | -2.5635 | -12.697 | -13.0547 | -8.7742 | 0 | 0 | 0 | 0 | 0.040528 | 0 | 0.026588 | 0 |  | 0 | 0 | 0 | 0
MA | Milford Power, LLC | 54805 | 42.1292 | -71.5122 | Worcester County | Operating | Combined cycle | Pipeline Natural Gas | Selective Catalytic Reduction<br>Steam Injection | 0.10382 | 15.885 | 1441775.819 | 168503.76 |  |  | 0 |  |  | 0 | 0.62 | 16096.322 | 0.077036 | 0.132 | 25549.302 | 0.010333 | -0.10382 | -0.10382 | 0.51618 | 0.028176 | 0 | 0 | -0.34578 | -1.401 | MA | Milford Power, LLC | -2.5635 | -12.697 | -13.4005 | -10.1752 | 0 | 0 | 0 | 0 | 0.040528 | 0 | 0.026588 | 0 |  | 0 | 0 | 0 | 0
MA | MIT Central Utility Plant | 54907 | 42.3611 | -71.0934 | Middlesex County | Operating | Combustion turbine | Pipeline Natural Gas | Combustion Modification/Fuel Reburning<br>Water Injection | 0.16275 | 24.901 | 821596.777 | 106171.28 | 0.159 | 5459 | 0.058252 | 0.157 | 5394.6 | 0.058206 | 0.162 | 5421.6 | 0.059761 | 0.17 | 5560.2 | 0.061149 | -0.0037516 | -0.0057516 | -0.00075163 | 0.0072484 | -0.16854 | -0.16668 | -0.1633 | -0.16361 | MA | MIT Central Utility Plant | -2.7321 | -12.8637 | -13.5638 | -10.3388 | 0 | 0 | 0 | 0 | 0.040528 | 0 | 0.026588 | 0 |  | 0 | 0 | 0 | 0
MA | Dighton | 55026 | 41.8312 | -71.1239 | Bristol County | Operating | Combined cycle | Pipeline Natural Gas | Selective Catalytic Reduction | 0.063477 | 9.712 | 1555488.778 | 200808.91 |  |  | 0 | 0.149 | 9779.119 | 0.030473 |  |  | 0 | 0.149 | 13183.933 | 0.022603 | -0.063477 | 0.085523 | -0.063477 | 0.085523 | 0 | -0.43775 | 0 | -0.64204 | MA | Dighton | -2.7321 | -13.3014 | -13.5638 | -10.9808 | 0 | 0 | 0 | 0 | 0.040528 | 0 | 0.026588 | 0 |  | 0 | 0 | 0 | 0
MA | Berkshire Power | 55041 | 42.0476 | -72.6478 | Hampden County | Operating | Combined cycle | Pipeline Natural Gas | Selective Catalytic Reduction | 0.092131 | 14.096 | 2435996.741 | 338539.65 | 0.284 | 31743.436 | 0.017893 | 0.163 | 30602.6 | 0.010653 | 0.175 | 31809.9 | 0.011003 | 0.183 | 33565.6 | 0.010904 | 0.19187 | 0.070869 | 0.082869 | 0.090869 | -1.6206 | -1.6732 | -1.7336 | -1.8309 | MA | Berkshire Power | -4.3527 | -14.9746 | -15.2974 | -12.8118 | 0 | 0 | 0 | 0 | 0.040528 | 0 | 0.026588 | 0 |  | 0 | 0 | 0 | 0
MA | Millennium Power | 55079 | 42.1127 | -72.0152 | Worcester County | Operating | Combined cycle | Pipeline Natural Gas | Water Injection<br>Selective Catalytic Reduction | 0.16795 | 25.697 | 4405889.882 | 388030.41 | 0.26 | 53099 | 0.009793 | 0.245 | 47671.7 | 0.010279 | 0.269 | 49448 | 0.01088 | 0.265 | 50802.6 | 0.010433 | 0.092046 | 0.077046 | 0.10105 | 0.097046 | -2.9259 | -2.6153 | -2.6979 | -2.7832 | MA | Millennium Power | -7.2786 | -17.5899 | -17.9953 | -15.5949 | 0 | 0 | 0 | 0 | 0.040528 | 0 | 0.026588 | 0 |  | 0 | 0 | 0 | 0
MA | ANP Bellingham Energy Company, LLC | 55211 | 42.1113 | -71.4529 | Norfolk County | Operating | Combined cycle | Pipeline Natural Gas | Dry Low NOx Burners<br>Selective Catalytic Reduction | 0.26586 | 40.677 | 5078468.297 | 443579.8 | 0.329 | 48244.608 | 0.013639 | 0.312 | 43190.801 | 0.014448 | 0.3 | 37842.988 | 0.015855 | 0.32 | 47650.656 | 0.013431 | 0.063137 | 0.046137 | 0.034137 | 0.054137 | -2.5657 | -2.2794 | -1.9706 | -2.539 | MA | ANP Bellingham Energy Company, LLC | -9.8443 | -19.8693 | -19.9659 | -18.134 | 0 | 0 | 0 | 0 | 0.040528 | 0 | 0.026588 | 0 |  | 0 | 0 | 0 | 0
MA | ANP Blackstone Energy Company, LLC | 55212 | 42.0575 | -71.5172 | Worcester County | Operating | Combined cycle | Pipeline Natural Gas | Dry Low NOx Burners<br>Selective Catalytic Reduction | 0.19377 | 29.647 | 4689504.647 | 408856.12 | 0.278 | 45839.278 | 0.012129 | 0.28 | 51463.398 | 0.010882 | 0.26 | 41929.769 | 0.012402 | 0.281 | 50984.294 | 0.011023 | 0.084229 | 0.086229 | 0.066229 | 0.087229 | -2.4724 | -2.8078 | -2.2558 | -2.7781 | MA | ANP Blackstone Energy Company, LLC | -12.3166 | -22.6771 | -22.2216 | -20.912 | 0 | 0 | 0 | 0 | 0.040528 | 0 | 0.026588 | 0 |  | 0 | 0 | 0 | 0
MA | Fore River Energy Center | 55317 | 42.2417 | -70.9653 | Norfolk County | Operating | Combined cycle | Pipeline Natural Gas | Dry Low NOx Burners<br>Water Injection<br>Selective Catalytic Reduction | 0.30227 | 46.248 | 14524022.607 | 2008481.02 | 0.362 | 100067.248 | 0.0072351 | 0.331 | 93924.386 | 0.0070482 | 0.334 | 94200.92 | 0.0070912 | 0.347 | 98668.436 | 0.0070337 | 0.059725 | 0.028725 | 0.031725 | 0.044725 | -5.642 | -5.3045 | -5.3181 | -5.5731 | MA | Fore River Energy Center | -17.9587 | -27.9816 | -27.5397 | -26.4851 | 0 | 0 | 0 | 0 | 0.040528 | 0 | 0.026588 | 0 |  | 0 | 0 | 0 | 0
MA | Exelon West Medway II | 59882 | 42.1375 | -71.444 | Norfolk County | Operating (Started 02/08/2019) | Combustion turbine (Started Feb 08, 2019) | Pipeline Natural Gas | Dry Low NOx Burners<br>Water Injection<br>Selective Catalytic Reduction | 0.0043529 | 0.666 | 141108.187 | 14173.89 |  |  | 0 |  |  | 0 |  |  | 0 |  |  | 0 | -0.0043529 | -0.0043529 | -0.0043529 | -0.0043529 | 0 | 0 | 0 | 0 | MA | Exelon West Medway II | -17.9587 | -27.9816 | -27.5397 | -26.4851 | 0 | 0 | 0 | 0 | 0.040528 | 0 | 0.026588 | 0 |  | 0 | 0 | 0 | 0
MA | Salem Harbor Station NGCC | 60903 | 42.5256 | -70.8784 | Essex County | Operating | Combined cycle | Pipeline Natural Gas | Dry Low NOx Burners<br>Selective Catalytic Reduction | 0.052065 | 7.966 | 2277145.136 | 317417.57 |  |  | 0 | 0.106 | 29279.916 | 0.0072405 | 0.098 | 30725.558 | 0.0063791 | 0.179 | 54076.793 | 0.0066202 | -0.052065 | 0.053935 | 0.045935 | 0.12693 | 0 | -1.6508 | -1.7455 | -3.0656 | MA | Salem Harbor Station NGCC | -17.9587 | -29.6324 | -29.2852 | -29.5507 | 0 | 0 | 0 | 0 | 0.040528 | 0 | 0.026588 | 0 |  | 0 | 0 | 0 | 0
MA | Kneeland Station | 880023 | 42.35 | -71.0583 | Suffolk County | Operating | Dry bottom wall-fired boiler | Pipeline Natural Gas | Combustion Modification/Fuel Reburning | 0.062712 | 9.595 | 182841.132 |  |  |  | 0 |  |  | 0 |  |  | 0 |  |  | 0 | -0.062712 | -0.062712 | -0.062712 | -0.062712 | 0 | 0 | 0 | 0 | MA | Kneeland Station | -17.9587 | -29.6324 | -29.2852 | -29.5507 | 0 | 0 | 0 | 0 | 0.040528 | 0 | 0.026588 | 0 | MA | 0 | 0 | 0 | 0
MD | Brandon Shores | 602 | 39.1792 | -76.5383 | Anne Arundel County | Operating | Dry bottom wall-fired boiler | Coal | Low NOx Burner Technology w/ Overfire Air<br>Selective Catalytic Reduction | 3.4855 | 533.285 | 16525773.248 | 1573262.49 | 5.042 | 153043.2 | 0.06589 | 5.186 | 181157.7 | 0.057254 | 5.082 | 179702.1 | 0.05656 | 5.198 | 162773.9 | 0.063868 | 1.5565 | 1.7005 | 1.5965 | 1.7125 | -4.1406 | -5.6835 | -5.7001 | -4.5684 | MD | Brandon Shores | -4.1406 | -5.6835 | -5.7001 | -4.5684 | 0 | 0 | 0 | 0 | 0 | 0 | 0 | 0 |  | 0 | 0 | 0 | 0
MD | Gould Street | 1553 | 39.2661 | -76.6042 | Baltimore city | Operating (Retired 09/01/2019) | Dry bottom wall-fired boiler | Pipeline Natural Gas | Low NOx Burner Technology w/ Overfire Air | 0 | [5 empty] | 0 |  |  | 0 |  |  | 0 |  |  | 0 | 0 | 0 | 0 | 0 | 0 | 0 | 0 | 0 | MD | Gould Street | -4.1406 | -5.6835 | -5.7001 | -4.5684 | 0 | 0 | 0 | 0 | 0 | 0 | 0 | 0 |  | 0 | 0 | 0 | 0
MD | Herbert A Wagner | 1554 | 39.1781 | -76.5268 | Anne Arundel County | Operating | Dry bottom wall-fired boiler | Coal | Low NOx Burner Technology (Dry Bottom only)<br>Selective Non-catalytic Reduction | 0.23914 | 36.588 | 736076.8 | 63259.72 |  |  | 0 |  |  | 0 |  |  | 0 |  |  | 0 | -0.23914 | -0.23914 | -0.23914 | -0.23914 | 0 | 0 | 0 | 0 | MD | Herbert A Wagner | -4.1406 | -5.6835 | -5.7001 | -4.5684 | 0 | 0 | 0 | 0 | 0 | 0 | 0 | 0 |  | 0 | 0 | 0 | 0
MD | Perryman | 1556 | 39.4422 | -76.2208 | Harford County | Operating | Combustion turbine | Diesel Oil |  | 0.1476 | 22.583 | 1473656.427 | 140445.69 | 0.031 | 5010.422 | 0.012374 | 0.201 | 14468.665 | 0.027784 | 0.215 | 14294.639 | 0.030081 | 0.172 | 13050.173 | 0.02636 | -0.1166 | 0.053399 | 0.067399 | 0.024399 | -0.26963 | -0.66712 | -0.64268 | -0.61101 | MD | Perryman | -4.4102 | -6.3506 | -6.3428 | -5.1794 | 0 | 0 | 0 | 0 | 0 | 0 | 0 | 0 |  | 0 | 0 | 0 | 0
MD | Westport | 1560 | 39.2719 | -76.6186 | Baltimore city | Operating | Combustion turbine | Pipeline Natural Gas |  | 0.62944 | 96.304 | 505540.91 | 32939.01 | 2.792 | 14654.405 | 0.38105 | 0.104 | 546.705 | 0.38046 | 1.113 | 5842.169 | 0.38102 | 0.978 | 5135.207 | 0.3809 | 2.1626 | -0.52544 | 0.48356 | 0.34856 | 1.9127 | 0.071198 | 0.76247 | 0.66989 | MD | Westport | -2.4975 | -6.2794 | -5.5803 | -4.5096 | 1.9127 | 0.071198 | 0.76247 | 0.66989 | 1.9127 | 0.071198 | 0.76247 | 0.66989 |  | 0.26105 | 0.26046 | 0.26102 | 0.2609
MD | Vienna | 1564 | 38.4878 | -75.8208 | Dorchester County | Operating | Tangentially-fired | Residual Oil |  | 0.043314 | 6.627 | 51758.224 | 2422.8 |  |  | 0 | 0.065 | 3503.905 | 0.037101 |  |  | 0 |  |  | 0 | -0.043314 | 0.021686 | -0.043314 | -0.043314 | 0 | -0.14523 | 0 | 0 | MD | Vienna | -2.4975 | -6.4246 | -5.5803 | -4.5096 | 0 | 0 | 0 | 0 | 1.9127 | 0.071198 | 0.76247 | 0.66989 |  | 0 | 0 | 0 | 0
MD | Chalk Point | 1571 | 38.5444 | -76.6861 | Prince George's County | Operating | Dry bottom wall-fired boiler | Coal | Low NOx Burner Technology (Dry Bottom only)<br>Overfire Air<br>Selective Catalytic Reduction | 1.8924 | 289.539 | 3847822.392 | 357580.49 |  |  | 0 |  |  | 0 |  |  | 0 |  |  | 0 | -1.8924 | -1.8924 | -1.8924 | -1.8924 | 0 | 0 | 0 | 0 | MD | Chalk Point | -2.4975 | -6.4246 | -5.5803 | -4.5096 | 0 | 0 | 0 | 0 | 1.9127 | 0.071198 | 0.76247 | 0.66989 |  | 0 | 0 | 0 | 0
MD | Dickerson | 1572 | 39.2086 | -77.4644 | Montgomery County | Operating | Tangentially-fired | Coal | Low NOx Burner Technology w/ Separated OFA<br>Selective Non-catalytic Reduction | 0.64163 | 98.169 | 1327728.289 | 121807.87 | 0.743 | 16128.299 | 0.092136 | 0.295 | 7566.515 | 0.077975 | 0.786 | 17346.766 | 0.090622 | 0.648 | 14109.024 | 0.091856 | 0.10137 | -0.34663 | 0.14437 | 0.0063725 | -0.2247 | -0.15899 | -0.25481 | -0.19854 | MD | Dickerson | -2.7222 | -6.5836 | -5.8351 | -4.7081 | 0 | 0 | 0 | 0 | 1.9127 | 0.071198 | 0.76247 | 0.66989 |  | 0 | 0 | 0 | 0
MD | Morgantown | 1573 | 38.3592 | -76.9767 | Charles County | Operating | Tangentially-fired | Coal | Low NOx Burner Technology w/ Closed-coupled/Separated OFA<br>Ammonia Injection<br>Selective Catalytic Reduction | 1.534 | 234.7 | 10939051.853 | 1103574.7 | 2.616 | 78165.9 | 0.066935 | 2.579 | 115684.8 | 0.044587 | 2.318 | 105045.9 | 0.044133 | 1.865 | 84895 | 0.043937 | 1.082 | 1.045 | 0.78401 | 0.33101 | -2.074 | -4.3621 | -3.9848 | -3.2287 | MD | Morgantown | -4.7961 | -10.9457 | -9.8199 | -7.9368 | 0 | 0 | 0 | 0 | 1.9127 | 0.071198 | 0.76247 | 0.66989 |  | 0 | 0 | 0 | 0
MD | Rock Springs Generating Facility | 7835 | 39.7183 | -76.1606 | Cecil County | Operating | Combustion turbine | Pipeline Natural Gas | Dry Low NOx Burners | 0.074366 | 11.378 | 640452.947 | 59625.37 |  |  | 0 |  |  | 0 | 0.407 | 17578.998 | 0.046305 | 0.476 | 25881.942 | 0.036782 | -0.074366 | -0.074366 | 0.33263 | 0.40163 | 0 | 0 | -0.64774 | -1.0769 | MD | Rock Springs Generating Facility | -4.7961 | -10.9457 | -10.4676 | -9.0137 | 0 | 0 | 0 | 0 | 1.9127 | 0.071198 | 0.76247 | 0.66989 |  | 0 | 0 | 0 | 0
MD | AES Warrior Run | 10678 | 39.5944 | -78.7456 | Allegany County | Operating | Circulating fluidized bed boiler | Coal | Ammonia Injection<br>Selective Non-catalytic Reduction | 1.2018 | 183.877 | 5612443.644 | 461851.56 | 0.823 | 33984.7 | 0.048434 | 1.22 | 38004.5 | 0.064203 | 1.444 | 39894.7 | 0.072391 | 1.248 | 38959 | 0.064067 | -0.37881 | 0.01819 | 0.24219 | 0.04619 | -1.2161 | -1.0603 | -0.94968 | -1.0895 | MD | AES Warrior Run | -6.0122 | -12.006 | -11.4173 | -10.1033 | 0 | 0 | 0 | 0 | 1.9127 | 0.071198 | 0.76247 | 0.66989 |  | 0 | 0 | 0 | 0
MD | Luke Paper Company | 50282 | 39.4722 | -79.0575 | Allegany County | Operating | Cyclone boiler | Coal | Selective Non-catalytic Reduction | 0.61803 | 94.558 |  |  | 0 |  | 0 | 0 |  | 0 | 0 |  | 0 | 0 |  | 0 | -0.61803 | -0.61803 | -0.61803 | -0.61803 | 0 | 0 | 0 | 0 | MD | Luke Paper Company | -6.0122 | -12.006 | -11.4173 | -10.1033 | 0 | 0 | 0 | 0 | 1.9127 | 0.071198 | 0.76247 | 0.66989 |  | 0 | 0 | 0 | 0
MD | American Sugar Refining, Inc. | 54795 | 39.2749 | -76.5945 | Baltimore city | Operating | Dry bottom wall-fired boiler | Natural Gas | Combustion Modification/Fuel Reburning | 0.021092 | 3.227 | 202048.747 |  |  |  | 0 |  |  | 0 |  |  | 0 |  |  | 0 | -0.021092 | -0.021092 | -0.021092 | -0.021092 | 0 | 0 | 0 | 0 | MD | American Sugar Refining, Inc. | -6.0122 | -12.006 | -11.4173 | -10.1033 | 0 | 0 | 0 | 0 | 1.9127 | 0.071198 | 0.76247 | 0.66989 |  | 0 | 0 | 0 | 0
MD | Brandywine Power Facility | 54832 | 38.6681 | -76.8678 | Prince George's County | Operating | Combined cycle | Pipeline Natural Gas | Water Injection<br>Other | 0.24273 | 37.137 | 2466726.555 | 310645 | 0.312 | 18350.192 | 0.034005 | 0.26 | 17871.609 | 0.029096 | 0.289 | 20236.738 | 0.028562 | 0.299 | 21939.179 | 0.027257 | 0.069275 | 0.017275 | 0.046275 | 0.056275 | -0.78901 | -0.8123 | -0.9252 | -1.0174 | MD | Brandywine Power Facility | -6.8012 | -12.8183 | -12.3425 | -11.1206 | 0 | 0 | 0 | 0 | 1.9127 | 0.071198 | 0.76247 | 0.66989 |  | 0 | 0 | 0 | 0
MD | CPV St. Charles Energy Center | 56846 | 38.5686 | -76.8919 | Charles County | Operating | Combined cycle | Pipeline Natural Gas | Dry Low NOx Burners<br>Selective Catalytic Reduction | 0.1692 | 25.887 | 11700727.914 | 1393701.71 | 0.184 | 81593.063 | 0.0045102 | 0.207 | 95866.2 | 0.0043185 | 0.223 | 98541.3 | 0.004526 | 0.213 | 96327.1 | 0.0044224 | 0.014804 | 0.037804 | 0.053804 | 0.043804 | -4.7116 | -5.545 | -5.6895 | -5.5666 | MD | CPV St. Charles Energy Center | -11.5128 | -18.3632 | -18.032 | -16.6872 | 0 | 0 | 0 | 0 | 1.9127 | 0.071198 | 0.76247 | 0.66989 |  | 0 | 0 | 0 | 0
MD | Cove Point LNG Terminal | 59073 | 38.387 | -76.408 | Calvert County | Operating | Other boiler | Natural Gas |  | 0.21502 | 32.898 | 7994480.924 | 599250.37 | 0.227 | 53518.5 | 0.008483 | 0.195 | 53051.9 | 0.0073513 | 0.199 | 53685.2 | 0.0074136 | 0.202 | 54486.9 | 0.0074146 | 0.01198 | -0.02002 | -0.01602 | -0.01302 | -2.9841 | -2.9881 | -3.0221 | -3.0672 | MD | Cove Point LNG Terminal | -14.4969 | -21.3513 | -21.0541 | -19.7544 | 0 | 0 | 0 | 0 | 1.9127 | 0.071198 | 0.76247 | 0.66989 |  | 0 | 0 | 0 | 0
MD | Wildcat Point Generation Facility | 59220 | 39.7194 | -76.1616 | Cecil County | Operating | Combined cycle | Pipeline Natural Gas | Dry Low NOx Burners<br>Selective Catalytic Reduction | 0.26646 | 40.768 | 11291344.86 | 1649821.91 | 0.373 | 93120.6 | 0.0080111 | 0.384 | 101911.465 | 0.007536 | 0.337 | 74406.165 | 0.0090584 | 0.391 | 130259.35 | 0.0060034 | 0.10654 | 0.11754 | 0.070542 | 0.12454 | -5.2142 | -5.7307 | -4.1274 | -7.4246 | MD | Wildcat Point Generation Facility | -19.7112 | -27.082 | -25.1815 | -27.179 | 0 | 0 | 0 | 0 | 1.9127 | 0.071198 | 0.76247 | 0.66989 |  | 0 | 0 | 0 | 0
MD | Keys Energy Center | 60302 | 38.6955 | -76.8278 | Prince George's County | Operating | Combined cycle | Pipeline Natural Gas |  | 0.29234 | 44.728 | 15853749.7 | 2183268.3 | 0.299 | 103078.83 | 0.0058014 | 0.316 | 107552.6 | 0.0058762 | 0.327 | 113631.1 | 0.0057555 | 0.317 | 112023.56 | 0.0056595 | 0.0066601 | 0.02366 | 0.03466 | 0.02466 | -5.8857 | -6.1372 | -6.4909 | -6.4044 | MD | Keys Energy Center | -25.5969 | -33.2192 | -31.6723 | -33.5834 | 0 | 0 | 0 | 0 | 1.9127 | 0.071198 | 0.76247 | 0.66989 | MD | 0 | 0 | 0 | 0
NH | Merrimack | 2364 | 43.1411 | -71.4692 | Merrimack County | Operating | Cyclone boiler | Coal | Selective Catalytic Reduction | 0.85661 | 131.061 | 1111162.595 | 98817.97 | 6.926 | 72915.2 | 0.18997 | 5.752 | 60068.2 | 0.19152 | 7.597 | 62913.076 | 0.24151 | 4.553 | 41131.8 | 0.22139 | 6.0694 | 4.8954 | 6.7404 | 3.6964 | 2.5511 | 2.1479 | 3.8222 | 2.0851 | NH | Merrimack | 2.5511 | 2.1479 | 3.8222 | 2.0851 | 2.5511 | 2.1479 | 3.8222 | 2.0851 | 2.5511 | 2.1479 | 3.8222 | 2.0851 |  | 0.069974 | 0.071516 | 0.12151 | 0.10139
NH | Schiller | 2367 | 43.0978 | -70.7842 | Rockingham County | Operating | Dry bottom wall-fired boiler | Coal | Selective Non-catalytic Reduction<br>Low NOx Burner Technology w/ Overfire Air | 0.53744 | 82.229 | 2089992.494 | 128314.93 | 0.862 | 7581.286 | 0.2274 | 0.396 | 3912.225 | 0.20244 | 0.352 | 3674.13 | 0.19161 | 0.396 | 4107.963 | 0.1928 | 0.32456 | -0.14144 | -0.18544 | -0.14144 | 0.40712 | 0.16127 | 0.13155 | 0.14952 | NH | Schiller | 2.9582 | 2.3092 | 3.9538 | 2.2346 | 0.40712 | 0.16127 | 0.13155 | 0.14952 | 2.9582 | 2.3092 | 3.9538 | 2.2346 |  | 0.1074 | 0.082442 | 0.07161 | 0.072796
NH | Newington | 8002 | 43.0974 | -70.7834 | Rockingham County | Operating | Tangentially-fired | Residual Oil | Low NOx Burner Technology w/ Separated OFA<br>Water Injection | 0.037863 | 5.793 | 75537.182 | 5138.63 |  |  | 0 |  |  | 0 |  |  | 0 |  |  | 0 | -0.037863 | -0.037863 | -0.037863 | -0.037863 | 0 | 0 | 0 | 0 | NH | Newington | 2.9582 | 2.3092 | 3.9538 | 2.2346 | 0 | 0 | 0 | 0 | 2.9582 | 2.3092 | 3.9538 | 2.2346 |  | 0 | 0 | 0 | 0
NH | Granite Ridge Energy | 55170 | 42.9043 | -71.4251 | Rockingham County | Operating | Combined cycle | Pipeline Natural Gas | Dry Low NOx Burners<br>Ammonia Injection | 0.2913 | 44.569 | 10934234.176 | 1025450.48 | 0.367 | 84605.178 | 0.0086756 | 0.368 | 85744.471 | 0.0085836 | 0.356 | 85040.603 | 0.0083725 | 0.374 | 86411.255 | 0.0086563 | 0.075699 | 0.076699 | 0.064699 | 0.082699 | -4.7093 | -4.7767 | -4.7464 | -4.8107 | NH | Granite Ridge Energy | -1.7511 | -2.4675 | -0.79267 | -2.5761 | 0 | 0 | 0 | 0 | 2.9582 | 2.3092 | 3.9538 | 2.2346 |  | 0 | 0 | 0 | 0
NH | Newington Energy | 55661 | 43.1047 | -70.8044 | Rockingham County | Operating | Combined cycle | Pipeline Natural Gas | Dry Low NOx Burners<br>Water Injection<br>Ammonia Injection<br>Selective Catalytic Reduction | 0.080176 | 12.267 | 2167042.155 | 296790.63 | 0.363 | 48181.478 | 0.015068 | 0.194 | 26679.997 | 0.014543 | 0.208 | 30856.884 | 0.013482 | 0.252 | 46932.409 | 0.010739 | 0.28282 | 0.11382 | 0.12782 | 0.17182 | -2.5279 | -1.4068 | -1.6434 | -2.5639 | NH | Newington Energy | -4.279 | -3.8743 | -2.4361 | -5.14 | 0 | 0 | 0 | 0 | 2.9582 | 2.3092 | 3.9538 | 2.2346 |  | 0 | 0 | 0 | 0
NH | Burgess BioPower | 58054 | 44.4719 | -71.1753 | Coos County | Operating | Bubbling fluidized bed boiler | Wood | Selective Catalytic Reduction | 0.71795 | 109.847 | 3647673.68 | 259867.63 | 0.763 | 25437.2 | 0.059991 | 0.772 | 25716.7 | 0.060039 | 0.768 | 25650.3 | 0.059882 | 0.772 | 25744.3 | 0.059974 | 0.045046 | 0.054046 | 0.050046 | 0.054046 | -0.76323 | -0.771 | -0.77102 | -0.77266 | NH | Burgess BioPower | -5.0422 | -4.6453 | -3.2071 | -5.9127 | 0 | 0 | 0 | 0 | 2.9582 | 2.3092 | 3.9538 | 2.2346 | NH | 0 | 0 | 0 | 0
NJ | B L England | 2378 | 39.29 | -74.6339 | Cape May County | Operating (Retired 05/01/2019) | Cyclone boiler | Coal | Selective Non-catalytic Reduction<br>Overfire Air | 0 | [5 empty] | 0 |  |  | 0 |  |  | 0 |  |  | 0 | 0 | 0 | 0 | 0 | 0 | 0 | 0 | 0 | NJ | B L England | 0 | 0 | 0 | 0 | 0 | 0 | 0 | 0 | 0 | 0 | 0 | 0 |  | 0 | 0 | 0 | 0
NJ | Carlls Corner Energy Center | 2379 | 39.4547 | -75.2011 | Cumberland County | Operating | Combustion turbine | Pipeline Natural Gas | Water Injection | 0.24575 | 37.6 | 103568.9 | 4182 |  |  | 0 |  |  | 0 |  |  | 0 |  |  | 0 | -0.24575 | -0.24575 | -0.24575 | -0.24575 | 0 | 0 | 0 | 0 | NJ | Carlls Corner Energy Center | 0 | 0 | 0 | 0 | 0 | 0 | 0 | 0 | 0 | 0 | 0 | 0 |  | 0 | 0 | 0 | 0
NJ | Sayreville | 2390 | 40.4753 | -74.3552 | Middlesex County | Operating | Combustion turbine | Pipeline Natural Gas | Water Injection<br>Selective Catalytic Reduction | 0.0094379 | 1.444 | 19241.1 | 956.18 | 0 | 0 | 0 | 0.145 | 1938 | 0.14964 | 0.137 | 1831 | 0.14965 |  |  | 0 | -0.0094379 | 0.13556 | 0.12756 | -0.0094379 | 0 | 0.02872 | 0.02714 | 0 | NJ | Sayreville | 0 | 0.02872 | 0.02714 | 0 | 0 | 0.02872 | 0.02714 | 0 | 0 | 0.02872 | 0.02714 | 0 |  | 0 | 0.029639 | 0.029645 | 0
NJ | Gilbert Generating Station | 2393 | 40.5661 | -75.165 | Hunterdon County | Operating | Combined cycle | Pipeline Natural Gas | Dry Low NOx Burners | 0.013752 | 2.104 | 84539.767 | 6565.57 | 0.049 | 3917.492 | 0.025016 | 0.064 | 3417.29 | 0.037457 | 0.051 | 3494.58 | 0.029188 |  |  | 0 | 0.035248 | 0.050248 | 0.037248 | -0.013752 | -0.18605 | -0.14104 | -0.15867 | 0 | NJ | Gilbert Generating Station | -0.18605 | -0.11232 | -0.13153 | 0 | 0 | 0 | 0 | 0 | 0 | 0.02872 | 0.02714 | 0 |  | 0 | 0 | 0 | 0
NJ | Bergen Generating Station | 2398 | 40.8375 | -74.0244 | Bergen County | Operating | Combined cycle | Pipeline Natural Gas | Dry Low NOx Burners<br>Water Injection | 0.77835 | 119.088 | 11613464.399 | 973563.4 | 1.231 | 120685.055 | 0.0204 | 1.331 | 115842.156 | 0.02298 | 1.208 | 116632.347 | 0.020715 | 1.196 | 117671.003 | 0.020328 | 0.45265 | 0.55265 | 0.42965 | 0.41765 | -6.0101 | -5.6195 | -5.7899 | -5.8643 | NJ | Bergen Generating Station | -6.1962 | -5.7318 | -5.9215 | -5.8643 | 0 | 0 | 0 | 0 | 0 | 0.02872 | 0.02714 | 0 |  | 0 | 0 | 0 | 0
NJ | Burlington Generating Station | 2399 | 40.0753 | -74.8781 | Burlington County | Operating | Combustion turbine | Pipeline Natural Gas | Water Injection | 0.028418 | 4.348 | 93953.056 | 9391.76 | 0.005 | 50.644 | 0.19746 | 0.007 | 50.048 | 0.27973 | 0.005 | 48.594 | 0.20579 | 0.006 | 51.05 | 0.23506 | -0.023418 | -0.021418 | -0.023418 | -0.022418 | 0.0019614 | 0.0039971 | 0.0020844 | 0.002937 | NJ | Burlington Generating Station | -6.1942 | -5.7278 | -5.9194 | -5.8613 | 0.0019614 | 0.0039971 | 0.0020844 | 0.002937 | 0.0019614 | 0.032717 | 0.029224 | 0.002937 |  | 0.077457 | 0.15973 | 0.085787 | 0.11506
NJ | Essex | 2401 | 40.7375 | -74.1211 | Essex County | Operating | Combustion turbine | Pipeline Natural Gas | Water Injection<br>Other | 0.0039216 | 0.6 | 15340.67 | 1081.04 |  |  | 0 | 0.002 | 38.175 | 0.10478 |  |  | 0 |  |  | 0 | -0.0039216 | -0.0019216 | -0.0039216 | -0.0039216 | 0 | -0.0002905 | 0 | 0 | NJ | Essex | -6.1942 | -5.7281 | -5.9194 | -5.8613 | 0 | 0 | 0 | 0 | 0.0019614 | 0.032717 | 0.029224 | 0.002937 |  | 0 | 0 | 0 | 0
NJ | Kearny Generating Station | 2404 | 40.7375 | -74.1 | Hudson County | Operating | Combustion turbine | Pipeline Natural Gas | Water Injection | 0.080183 | 12.268 | 612751.515 | 58743.53 | 0.64 | 20227.058 | 0.063282 | 0.253 | 9477.622 | 0.053389 | 0.004 | 1055.685 | 0.007578 |  |  | 0 | 0.55982 | 0.17282 | -0.076183 | -0.080183 | -0.57362 | -0.31566 | -0.059341 | 0 | NJ | Kearny Generating Station | -6.7678 | -6.0438 | -5.9787 | -5.8613 | 0 | 0 | 0 | 0 | 0.0019614 | 0.032717 | 0.029224 | 0.002937 |  | 0 | 0 | 0 | 0
NJ | Linden Generating Station | 2406 | 40.6225 | -74.2097 | Union County | Operating | Combined cycle | Pipeline Natural Gas | Dry Low NOx Burners<br>Water Injection<br>Selective Catalytic Reduction | 0.45638 | 69.826 | 16925696.159 | 2341806.18 | 0.415 | 141820.263 | 0.0058525 | 0.526 | 131677.654 | 0.0079892 | 0.49 | 146773.438 | 0.006677 | 0.482 | 150307.567 | 0.0064135 | -0.041379 | 0.069621 | 0.033621 | 0.025621 | -8.0942 | -7.3747 | -8.3164 | -8.5365 | NJ | Linden Generating Station | -14.862 | -13.4185 | -14.2951 | -14.3978 | 0 | 0 | 0 | 0 | 0.0019614 | 0.032717 | 0.029224 | 0.002937 |  | 0 | 0 | 0 | 0
NJ | Salem Generating Station | 2410 | 39.4625 | -75.5333 | Salem County | Operating | Combustion turbine | Diesel Oil |  | 0.0015621 | 0.239 | 399 | 13 |  |  | 0 |  |  | 0 |  |  | 0 |  |  | 0 | -0.0015621 | -0.0015621 | -0.0015621 | -0.0015621 | 0 | 0 | 0 | 0 | NJ | Salem Generating Station | -14.862 | -13.4185 | -14.2951 | -14.3978 | 0 | 0 | 0 | 0 | 0.0019614 | 0.032717 | 0.029224 | 0.002937 |  | 0 | 0 | 0 | 0
NJ | Sewaren Generating Station | 2411 | 40.5564 | -74.2461 | Middlesex County | Operating | Combined cycle | Pipeline Natural Gas | Dry Low NOx Burners<br>Selective Catalytic Reduction | 0.22903 | 35.041 | 10886878.989 | 1645900.3 | 0.234 | 77096.5 | 0.0060703 | 0.232 | 76718.5 | 0.0060481 | 0.23 | 76125.9 | 0.0060426 | 0.243 | 80030 | 0.0060727 | 0.0049739 | 0.0029739 | 0.00097386 | 0.013974 | -4.3918 | -4.3711 | -4.3376 | -4.5588 | NJ | Sewaren Generating Station | -19.2538 | -17.7896 | -18.6327 | -18.9566 | 0 | 0 | 0 | 0 | 0.0019614 | 0.032717 | 0.029224 | 0.002937 |  | 0 | 0 | 0 | 0
NJ | Howard M Down | 2434 | 39.4889 | -75.0347 | Cumberland County | Operating | Combustion turbine | Natural Gas | Water Injection<br>Selective Catalytic Reduction | 0.018869 | 2.887 | 474171.351 | 49674.67 | 0.036 | 6369.333 | 0.011304 | 0.044 | 6531.378 | 0.013473 | 0.042 | 7778.294 | 0.010799 | 0.033 | 6359.099 | 0.010379 | 0.017131 | 0.025131 | 0.023131 | 0.014131 | -0.34616 | -0.34788 | -0.4247 | -0.34855 | NJ | Howard M Down | -19.6 | -18.1374 | -19.0574 | -19.3051 | 0 | 0 | 0 | 0 | 0.0019614 | 0.032717 | 0.029224 | 0.002937 |  | 0 | 0 | 0 | 0
NJ | Cumberland Energy Center | 5083 | 39.3757 | -74.9654 | Cumberland County | Operating | Combustion turbine | Pipeline Natural Gas | Water Injection<br>Selective Catalytic Reduction | 0.054013 | 8.264 | 522991.452 | 59570.67 | 0.013 | 2996.199 | 0.0086777 | 0.183 | 10592.714 | 0.034552 | 0.074 | 5313.644 | 0.027853 | 0.011 | 2316.851 | 0.0094956 | -0.041013 | 0.12899 | 0.019987 | -0.043013 | -0.16677 | -0.45256 | -0.24482 | -0.12801 | NJ | Cumberland Energy Center | -19.7668 | -18.59 | -19.3022 | -19.4331 | 0 | 0 | 0 | 0 | 0.0019614 | 0.032717 | 0.029224 | 0.002937 |  | 0 | 0 | 0 | 0
NJ | West Station | 6776 | 39.4903 | -75.0486 | Cumberland County | Operating | Combustion turbine | Diesel Oil | Water Injection<br>Selective Catalytic Reduction | 0 | [5 empty] | 0 |  |  | 0 |  |  | 0 |  |  | 0 | 0 | 0 | 0 | 0 | 0 | 0 | 0 | 0 | NJ | West Station | -19.7668 | -18.59 | -19.3022 | -19.4331 | 0 | 0 | 0 | 0 | 0.0019614 | 0.032717 | 0.029224 | 0.002937 |  | 0 | 0 | 0 | 0
NJ | Forked River Power | 7138 | 39.8154 | -74.2098 | Ocean County | Operating | Combustion turbine | Diesel Oil | Water Injection | 0.022987 | 3.517 | 43817.6 | 3337.15 |  |  | 0 |  |  | 0 |  |  | 0 | 0.073 | 1411.9 | 0.10341 | -0.022987 | -0.022987 | -0.022987 | 0.050013 | 0 | 0 | 0 | -0.011714 | NJ | Forked River Power | -19.7668 | -18.59 | -19.3022 | -19.4448 | 0 | 0 | 0 | 0 | 0.0019614 | 0.032717 | 0.029224 | 0.002937 |  | 0 | 0 | 0 | 0
NJ | Sherman Avenue | 7288 | 39.451 | -75.0578 | Cumberland County | Operating | Combustion turbine | Diesel Oil | Water Injection | 0.055516 | 8.494 | 233131.935 | 18237.85 |  |  | 0 | 0.147 | 4035.908 | 0.072846 | 0.074 | 2078.263 | 0.071213 |  |  | 0 | -0.055516 | 0.091484 | 0.018484 | -0.055516 | 0 | -0.095154 | -0.050696 | 0 | NJ | Sherman Avenue | -19.7668 | -18.6852 | -19.3529 | -19.4448 | 0 | 0 | 0 | 0 | 0.0019614 | 0.032717 | 0.029224 | 0.002937 |  | 0 | 0 | 0 | 0
NJ | Mickleton Energy Center | 8008 | 39.8139 | -75.2508 | Gloucester County | Operating | Combustion turbine | Pipeline Natural Gas |  | 0.015843 | 2.424 | 4368 | 60 |  |  | 0 |  |  | 0 |  |  | 0 |  |  | 0 | -0.015843 | -0.015843 | -0.015843 | -0.015843 | 0 | 0 | 0 | 0 | NJ | Mickleton Energy Center | -19.7668 | -18.6852 | -19.3529 | -19.4448 | 0 | 0 | 0 | 0 | 0.0019614 | 0.032717 | 0.029224 | 0.002937 |  | 0 | 0 | 0 | 0
NJ | Logan Generating Plant | 10043 | 39.7914 | -75.4081 | Gloucester County | Operating | Dry bottom wall-fired boiler | Coal | Low NOx Burner Technology w/ Overfire Air<br>Selective Catalytic Reduction | 1.0441 | 159.745 | 2682215.652 |  | 1.021 | 17291.3 | 0.11809 | 1.008 | 17207.8 | 0.11716 | 1.032 | 17243.4 | 0.1197 | 1.041 | 17134.1 | 0.12151 | -0.023085 | -0.036085 | -0.012085 | -0.003085 | -0.016478 | -0.024468 | -0.002604 | 0.012954 | NJ | Logan Generating Plant | -19.7832 | -18.7096 | -19.3555 | -19.4319 | 0 | 0 | 0 | 0.012954 | 0.0019614 | 0.032717 | 0.029224 | 0.015891 |  | 0 | 0 | 0 | 0.0015121
NJ | Pedricktown Cogeneration Plant | 10099 | 39.7661 | -75.4242 | Salem County | Operating | Combined cycle | Pipeline Natural Gas | Ammonia Injection<br>Steam Injection | 0.0033922 | 0.519 | 27856.508 | 3328.16 |  |  | 0 |  |  | 0 |  |  | 0 |  |  | 0 | -0.0033922 | -0.0033922 | -0.0033922 | -0.0033922 | 0 | 0 | 0 | 0 | NJ | Pedricktown Cogeneration Plant | -19.7832 | -18.7096 | -19.3555 | -19.4319 | 0 | 0 | 0 | 0 | 0.0019614 | 0.032717 | 0.029224 | 0.015891 |  | 0 | 0 | 0 | 0
NJ | North Jersey Energy Associates | 10308 | 40.439 | -74.3444 | Middlesex County | Operating | Combined cycle | Pipeline Natural Gas | Steam Injection | 0.83335 | 127.502 | 2966493.856 | 356252.63 | 1.062 | 24986.791 | 0.085005 | 1.139 | 29778.727 | 0.076498 | 1.355 | 34380.195 | 0.078824 | 1.627 | 39363.563 | 0.082665 | 0.22865 | 0.30565 | 0.52165 | 0.79365 | -0.43721 | -0.64772 | -0.70781 | -0.73481 | NJ | North Jersey Energy Associates | -20.2204 | -19.3574 | -20.0633 | -20.1667 | 0 | 0 | 0 | 0 | 0.0019614 | 0.032717 | 0.029224 | 0.015891 |  | 0 | 0 | 0 | 0
NJ | Carneys Point | 10566 | 39.6928 | -75.4867 | Salem County | Operating | Dry bottom wall-fired boiler | Coal | Selective Catalytic Reduction | 1.3106 | 200.515 | 3996759.141 |  | 1.222 | 24700.676 | 0.098945 | 1.157 | 22458.7 | 0.10303 | 1.292 | 25967.105 | 0.099511 | 1.205 | 24371.3 | 0.098887 | -0.088556 | -0.15356 | -0.018556 | -0.10556 | -0.26004 | -0.19052 | -0.26603 | -0.25728 | NJ | Carneys Point | -20.4805 | -19.5479 | -20.3293 | -20.424 | 0 | 0 | 0 | 0 | 0.0019614 | 0.032717 | 0.029224 | 0.015891 |  | 0 | 0 | 0 | 0
NJ | Camden Plant Holding, LLC | 10751 | 39.9175 | -75.1192 | Camden County | Operating | Combined cycle | Pipeline Natural Gas | Selective Catalytic Reduction<br>Steam Injection | 0.069595 | 10.648 | 499866.753 | 53835.49 |  |  | 0 | 0.171 | 8929.133 | 0.038302 | 0.193 | 9311.441 | 0.041454 | 0.221 | 10204.728 | 0.043313 | -0.069595 | 0.10141 | 0.12341 | 0.15141 | 0 | -0.36475 | -0.36569 | -0.39128 | NJ | Camden Plant Holding, LLC | -20.4805 | -19.9126 | -20.695 | -20.8153 | 0 | 0 | 0 | 0 | 0.0019614 | 0.032717 | 0.029224 | 0.015891 |  | 0 | 0 | 0 | 0
NJ | E F Kenilworth, Inc. | 10805 | 40.6781 | -74.2744 | Union County | Operating | Combined cycle | Pipeline Natural Gas | Water Injection | 0.31108 | 47.596 | 668330.625 | 33937.25 | 0.326 | 4540.5 | 0.1436 | 0.328 | 4584.7 | 0.14308 | 0.336 | 4682.6 | 0.14351 | 0.325 | 4524.8 | 0.14365 | 0.014915 | 0.016915 | 0.024915 | 0.013915 | 0.05357 | 0.052918 | 0.055044 | 0.053512 | NJ | E F Kenilworth, Inc. | -20.4269 | -19.8597 | -20.64 | -20.7618 | 0.05357 | 0.052918 | 0.055044 | 0.053512 | 0.055531 | 0.085635 | 0.084268 | 0.069403 |  | 0.023597 | 0.023085 | 0.02351 | 0.023653
NJ | Linden Cogeneration Facility | 50006 | 40.6322 | -74.2156 | Union County | Operating | Combined cycle | Pipeline Natural Gas | Dry Low NOx Burners<br>Water Injection<br>Selective Catalytic Reduction | 1.3848 | 211.881 | 21483259.134 | 3078762.65 | 1.456 | 149121.188 | 0.019528 | 1.508 | 156145.292 | 0.019315 | 1.516 | 157731.593 | 0.019223 | 1.499 | 157798.626 | 0.018999 | 0.071157 | 0.12316 | 0.13116 | 0.11416 | -7.4913 | -7.8607 | -7.9479 | -7.9689 | NJ | Linden Cogeneration Facility | -27.9182 | -27.7204 | -28.5879 | -28.7307 | 0 | 0 | 0 | 0 | 0.055531 | 0.085635 | 0.084268 | 0.069403 |  | 0 | 0 | 0 | 0
NJ | Newark Bay Cogen | 50385 | 40.7197 | -74.13 | Essex County | Operating | Combined cycle | Pipeline Natural Gas | Selective Catalytic Reduction<br>Steam Injection | 0.024745 | 3.786 | 170991.486 | 18340.38 |  |  | 0 |  |  | 0 |  |  | 0 |  |  | 0 | -0.024745 | -0.024745 | -0.024745 | -0.024745 | 0 | 0 | 0 | 0 | NJ | Newark Bay Cogen | -27.9182 | -27.7204 | -28.5879 | -28.7307 | 0 | 0 | 0 | 0 | 0.055531 | 0.085635 | 0.084268 | 0.069403 |  | 0 | 0 | 0 | 0
NJ | Bayonne Plant Holding, LLC | 50497 | 40.6553 | -74.1124 | Hudson County | Operating | Combined cycle | Pipeline Natural Gas | Water Injection<br>Selective Catalytic Reduction | 0 | [5 empty] | 0 |  |  | 0 |  |  | 0 |  |  | 0 | 0 | 0 | 0 | 0 | 0 | 0 | 0 | 0 | NJ | Bayonne Plant Holding, LLC | -27.9182 | -27.7204 | -28.5879 | -28.7307 | 0 | 0 | 0 | 0 | 0.055531 | 0.085635 | 0.084268 | 0.069403 |  | 0 | 0 | 0 | 0
NJ | Eagle Point Power Generation | 50561 | 39.8746 | -75.1592 | Gloucester County | Operating | Combined cycle | Pipeline Natural Gas | Dry Low NOx Burners<br>Water Injection | 0.32392 | 49.56 | 3949962.177 | 489972.77 | 0.559 | 46146.8 | 0.024227 | 0.557 | 46365.5 | 0.024026 | 0.563 | 46701.4 | 0.024111 | 0.562 | 46445.8 | 0.0242 | 0.23508 | 0.23308 | 0.23908 | 0.23808 | -2.2098 | -2.2249 | -2.2391 | -2.2247 | NJ | Eagle Point Power Generation | -30.128 | -29.9454 | -30.827 | -30.9554 | 0 | 0 | 0 | 0 | 0.055531 | 0.085635 | 0.084268 | 0.069403 |  | 0 | 0 | 0 | 0
NJ | EFS Parlin Holdings, LLC | 50799 | 40.4586 | -74.3327 | Middlesex County | Operating | Combined cycle | Pipeline Natural Gas | Selective Catalytic Reduction<br>Steam Injection | 0.015876 | 2.429 | 72887.909 | 7415.01 |  |  | 0 |  |  | 0 |  |  | 0 | 0.182 | 6325.208 | 0.057548 | -0.015876 | -0.015876 | -0.015876 | 0.16612 | 0 | 0 | 0 | -0.19751 | NJ | EFS Parlin Holdings, LLC | -30.128 | -29.9454 | -30.827 | -31.1529 | 0 | 0 | 0 | 0 | 0.055531 | 0.085635 | 0.084268 | 0.069403 |  | 0 | 0 | 0 | 0
NJ | Elmwood Park Power - LLC | 50852 | 40.9056 | -74.1308 | Bergen County | Operating | Combined cycle | Pipeline Natural Gas | Water Injection | 0.0026536 | 0.406 | 13183.256 | 1373.52 |  |  | 0 |  |  | 0 |  |  | 0 |  |  | 0 | -0.0026536 | -0.0026536 | -0.0026536 | -0.0026536 | 0 | 0 | 0 | 0 | NJ | Elmwood Park Power - LLC | -30.128 | -29.9454 | -30.827 | -31.1529 | 0 | 0 | 0 | 0 | 0.055531 | 0.085635 | 0.084268 | 0.069403 |  | 0 | 0 | 0 | 0
NJ | Lakewood | 54640 | 40.0613 | -74.1686 | Ocean County | Operating | Combined cycle | Pipeline Natural Gas | Water Injection<br>Selective Catalytic Reduction | 0.12589 | 19.261 | 2049040.416 | 167338.45 |  |  | 0 | 0.214 | 21720.099 | 0.019705 | 0.246 | 27011.893 | 0.018214 | 0.256 | 27852.168 | 0.018383 | -0.12589 | 0.088111 | 0.12011 | 0.13011 | 0 | -1.0892 | -1.3747 | -1.4151 | NJ | Lakewood | -30.128 | -31.0346 | -32.2017 | -32.5681 | 0 | 0 | 0 | 0 | 0.055531 | 0.085635 | 0.084268 | 0.069403 |  | 0 | 0 | 0 | 0
NJ | Red Oak Power, LLC | 55239 | 40.4481 | -74.3497 | Middlesex County | Operating | Combined cycle | Pipeline Natural Gas | Dry Low NOx Burners<br>Ammonia Injection<br>Selective Catalytic Reduction | 0.60044 | 91.867 | 18174602.794 | 1713074.96 | 0.619 | 123906.4 | 0.0099914 | 0.629 | 125871.5 | 0.0099943 | 0.644 | 128650.7 | 0.010012 | 0.635 | 126893.4 | 0.010008 | 0.018562 | 0.028562 | 0.043562 | 0.034562 | -6.8154 | -6.9233 | -7.075 | -6.9786 | NJ | Red Oak Power, LLC | -36.9434 | -37.9579 | -39.2767 | -39.5467 | 0 | 0 | 0 | 0 | 0.055531 | 0.085635 | 0.084268 | 0.069403 |  | 0 | 0 | 0 | 0
NJ | Ocean Peaking Power | 55938 | 40.0606 | -74.1672 | Ocean County | Operating | Combustion turbine | Pipeline Natural Gas | Dry Low NOx Burners | 0.064072 | 9.803 | 598102.464 | 49322.33 |  |  | 0 | 0.204 | 10741.644 | 0.037983 |  |  | 0 | 0.325 | 18170.75 | 0.035772 | -0.064072 | 0.13993 | -0.064072 | 0.26093 | 0 | -0.4405 | 0 | -0.76524 | NJ | Ocean Peaking Power | -36.9434 | -38.3984 | -39.2767 | -40.3119 | 0 | 0 | 0 | 0 | 0.055531 | 0.085635 | 0.084268 | 0.069403 |  | 0 | 0 | 0 | 0
NJ | West Deptford Energy Station | 56963 | 39.8418 | -75.2214 | Gloucester County | Operating | Combined cycle | Pipeline Natural Gas | Dry Low NOx Burners<br>Selective Catalytic Reduction | 0.3062 | 46.849 | 15609913.773 | 2208671.6 | 0.337 | 113530.8 | 0.0059367 | 0.308 | 106974.2 | 0.0057584 | 0.326 | 111960 | 0.0058235 | 0.31 | 106052.7 | 0.0058462 | 0.030797 | 0.0017974 | 0.019797 | 0.0037974 | -6.4748 | -6.1105 | -6.3916 | -6.0532 | NJ | West Deptford Energy Station | -43.4182 | -44.5088 | -45.6683 | -46.3651 | 0 | 0 | 0 | 0 | 0.055531 | 0.085635 | 0.084268 | 0.069403 |  | 0 | 0 | 0 | 0
NJ | Bayonne Energy Center | 56964 | 40.6529 | -74.0916 | Hudson County | Operating | Combustion turbine | Pipeline Natural Gas | Water Injection<br>Ammonia Injection<br>Selective Catalytic Reduction | 0.14669 | 22.444 | 3966761.28 | 412151.56 | 0.166 | 46614.723 | 0.0071222 | 0.129 | 35708.686 | 0.0072251 | 0.11 | 30302.583 | 0.0072601 | 0.328 | 108352.382 | 0.0060543 | 0.019307 | -0.017693 | -0.036693 | 0.18131 | -2.6309 | -2.0135 | -1.7082 | -6.1731 | NJ | Bayonne Energy Center | -46.0491 | -46.5223 | -47.3765 | -52.5382 | 0 | 0 | 0 | 0 | 0.055531 | 0.085635 | 0.084268 | 0.069403 |  | 0 | 0 | 0 | 0
NJ | Woodbridge Energy Center | 57839 | 40.515 | -74.3192 | Middlesex County | Operating | Combined cycle | Pipeline Natural Gas | Dry Low NOx Burners<br>Selective Catalytic Reduction | 0.22046 | 33.731 | 12272019.953 | 1998107.4 | 0.28 | 99461.4 | 0.0056303 | 0.277 | 98870.4 | 0.0056033 | 0.276 | 102673.6 | 0.0053763 | 0.267 | 99497.4 | 0.005367 | 0.059536 | 0.056536 | 0.055536 | 0.046536 | -5.6877 | -5.6552 | -5.8844 | -5.7028 | NJ | Woodbridge Energy Center | -51.7368 | -52.1775 | -53.2609 | -58.2411 | 0 | 0 | 0 | 0 | 0.055531 | 0.085635 | 0.084268 | 0.069403 |  | 0 | 0 | 0 | 0
NJ | Newark Energy Center | 58079 | 40.7082 | -74.1284 | Essex County | Operating | Combined cycle | Pipeline Natural Gas | Selective Catalytic Reduction | 0.27916 | 42.711 | 14235645.447 | 2198088.9 | 0.287 | 95936 | 0.0059832 | 0.297 | 99117 | 0.0059929 | 0.323 | 107455.8 | 0.0060118 | 0.309 | 102571.3 | 0.0060251 | 0.0078431 | 0.017843 | 0.043843 | 0.029843 | -5.4692 | -5.65 | -6.1243 | -5.8453 | NJ | Newark Energy Center | -57.2059 | -57.8276 | -59.3852 | -64.0863 | 0 | 0 | 0 | 0 | 0.055531 | 0.085635 | 0.084268 | 0.069403 |  | 0 | 0 | 0 | 0
NJ | Clayville | 58235 | 39.4245 | -75.0201 | Cumberland County | Operating | Combustion turbine | Pipeline Natural Gas | Water Injection<br>Selective Catalytic Reduction | 0.026425 | 4.043 | 459729.796 | 47539.88 | 0.033 | 5580.66 | 0.011827 | 0.133 | 6335.742 | 0.041984 | 0.134 | 6532.784 | 0.041024 | 0.04 | 5063.464 | 0.015799 | 0.0065752 | 0.10658 | 0.10758 | 0.013575 | -0.30184 | -0.24714 | -0.25797 | -0.26381 | NJ | Clayville | -57.5078 | -58.0747 | -59.6432 | -64.3501 | 0 | 0 | 0 | 0 | 0.055531 | 0.085635 | 0.084268 | 0.069403 | NJ | 0 | 0 | 0 | 0
NY | Danskammer Generating Station | 2480 | 41.573 | -73.9646 | Orange County | Operating | Tangentially-fired | Pipeline Natural Gas |  | 0.017379 | 2.659 | 56535.077 | 4840.84 |  |  | 0 |  |  | 0 |  |  | 0 |  |  | 0 | -0.017379 | -0.017379 | -0.017379 | -0.017379 | 0 | 0 | 0 | 0 | NY | Danskammer Generating Station | 0 | 0 | 0 | 0 | 0 | 0 | 0 | 0 | 0 | 0 | 0 | 0 |  | 0 | 0 | 0 | 0
NY | Arthur Kill | 2490 | 40.5915 | -74.2027 | Richmond County | Operating | Dry bottom wall-fired boiler | Pipeline Natural Gas |  | 1.3404 | 205.074 | 6408257.738 | 597523.15 | 1.293 | 42617.276 | 0.06068 | 1.604 | 49520.98 | 0.064781 | 2.55 | 81706.1 | 0.062419 | 3.918 | 98895.892 | 0.079235 | -0.047353 | 0.26365 | 1.2096 | 2.5776 | -1.264 | -1.3673 | -2.3524 | -2.0158 | NY | Arthur Kill | -1.264 | -1.3673 | -2.3524 | -2.0158 | 0 | 0 | 0 | 0 | 0 | 0 | 0 | 0 |  | 0 | 0 | 0 | 0
NY | East River | 2493 | 40.7281 | -73.9742 | New York County | Operating | Dry bottom wall-fired boiler | Pipeline Natural Gas |  | 1.9762 | 302.357 | 14508194.75 | 939787.75 | 1.838 | 102236.9 | 0.035956 | 1.815 | 100477.1 | 0.036128 | 2.023 | 101336.6 | 0.039926 | 2.693 | 105010.4 | 0.05129 | -0.13819 | -0.16119 | 0.04681 | 0.71681 | -4.2962 | -4.2136 | -4.0572 | -3.6076 | NY | East River | -5.5603 | -5.5809 | -6.4096 | -5.6234 | 0 | 0 | 0 | 0 | 0 | 0 | 0 | 0 |  | 0 | 0 | 0 | 0
NY | Gowanus Generating Station | 2494 | 40.6635 | -74.0051 | Kings County | Operating | Combustion turbine | Diesel Oil |  | 0.094667 | 14.484 | 79607.1 | 5147.6 | 0.092 | 573.4 | 0.32089 |  |  | 0 | 0.053 | 330.8 | 0.32044 | 0.19 | 1185 | 0.32068 | -0.0026667 | -0.094667 | -0.041667 | 0.095333 | 0.057596 | 0 | 0.033152 | 0.1189 | NY | Gowanus Generating Station | -5.5027 | -5.5809 | -6.3764 | -5.5045 | 0.057596 | 0 | 0.033152 | 0.1189 | 0.057596 | 0 | 0.033152 | 0.1189 |  | 0.20089 | 0 | 0.20044 | 0.20068
NY | Hudson Avenue | 2496 | 40.7052 | -73.9807 | Kings County | Operating | Combustion turbine | Other Oil |  | 0.051837 | 7.931 | 10575 | 630 |  |  | 0 |  |  | 0 |  |  | 0 |  |  | 0 | -0.051837 | -0.051837 | -0.051837 | -0.051837 | 0 | 0 | 0 | 0 | NY | Hudson Avenue | -5.5027 | -5.5809 | -6.3764 | -5.5045 | 0 | 0 | 0 | 0 | 0.057596 | 0 | 0.033152 | 0.1189 |  | 0 | 0 | 0 | 0
NY | Narrows Generating Station | 2499 | 40.6486 | -74.0209 | Kings County | Operating | Combustion turbine | Pipeline Natural Gas |  | 0.65347 | 99.981 | 596985.8 | 37911.7 | 0.781 | 4658.7 | 0.33529 | 0.837 | 4981.7 | 0.33603 | 0.388 | 2315.8 | 0.33509 | 2.514 | 14998.9 | 0.33522 | 0.12753 | 0.18353 | -0.26547 | 1.8605 | 0.50148 | 0.5381 | 0.24905 | 1.6141 | NY | Narrows Generating Station | -5.0012 | -5.0428 | -6.1274 | -3.8904 | 0.50148 | 0.5381 | 0.24905 | 1.6141 | 0.55907 | 0.5381 | 0.2822 | 1.733 |  | 0.21529 | 0.21603 | 0.21509 | 0.21522
NY | Ravenswood Generating Station | 2500 | 40.7585 | -73.9451 | Queens County | Operating | Tangentially-fired | Pipeline Natural Gas |  | 1.2927 | 197.781 | 11494668.328 | 1317625.98 | 1.072 | 72747.7 | 0.029472 | 1.316 | 79732.23 | 0.03301 | 1.76 | 86298.3 | 0.040789 | 4.033 | 171464.6 | 0.047042 | -0.22069 | 0.023314 | 0.46731 | 2.7403 | -3.2929 | -3.4679 | -3.4179 | -6.2549 | NY | Ravenswood Generating Station | -8.294 | -8.5107 | -9.5453 | -10.1453 | 0 | 0 | 0 | 0 | 0.55907 | 0.5381 | 0.2822 | 1.733 |  | 0 | 0 | 0 | 0
NY | 59th Street | 2503 | 40.7711 | -73.9911 | New York County | Operating | Combustion turbine | Other Oil |  | 0.099007 | 15.148 | 393766.575 | 56 | 0.267 | 5559.225 | 0.096057 | 0.115 | 3805.775 | 0.060434 | 0.268 | 5154.125 | 0.10399 | 0.679 | 10123.1 | 0.13415 | 0.16799 | 0.015993 | 0.16899 | 0.57999 | -0.066553 | -0.11335 | -0.041247 | 0.071614 | NY | 59th Street | -8.3606 | -8.6241 | -9.5865 | -10.0737 | 0 | 0 | 0 | 0.071614 | 0.55907 | 0.5381 | 0.2822 | 1.8046 |  | 0 | 0 | 0 | 0.014149
NY | 74th Street | 2504 | 40.768 | -73.9515 | New York County | Operating | Combustion turbine | Other Oil |  | 0.065425 | 10.01 | 143336.975 | 406 |  |  | 0 |  |  | 0 |  |  | 0 |  |  | 0 | -0.065425 | -0.065425 | -0.065425 | -0.065425 | 0 | 0 | 0 | 0 | NY | 74th Street | -8.3606 | -8.6241 | -9.5865 | -10.0737 | 0 | 0 | 0 | 0 | 0.55907 | 0.5381 | 0.2822 | 1.8046 |  | 0 | 0 | 0 | 0
NY | E F Barrett | 2511 | 40.6169 | -73.6486 | Nassau County | Operating | Tangentially-fired | Pipeline Natural Gas |  | 2.6929 | 412.008 | 8363873.975 | 760569 | 2.022 | 56217.3 | 0.071935 | 3.917 | 76470.8 | 0.10244 | 3.791 | 75219 | 0.1008 | 6.947 | 91149.5 | 0.15243 | -0.67086 | 1.2241 | 1.0981 | 4.2541 | -1.351 | -0.67125 | -0.72214 | 1.478 | NY | E F Barrett | -9.7116 | -9.2953 | -10.3086 | -8.5956 | 0 | 0 | 0 | 1.478 | 0.55907 | 0.5381 | 0.2822 | 3.2826 |  | 0 | 0 | 0 | 0.032431
NY | East Hampton Facility | 2512 | 40.9619 | -72.2095 | Suffolk County | Operating | Combustion turbine | Diesel Oil |  | 0.2539 | 38.846 | 157837.485 | 10727.05 |  |  | 0 | 0.122 | 515.816 | 0.47304 | 0.393 | 1590.679 | 0.49413 | 0.81 | 3246.7 | 0.49897 | -0.2539 | -0.1319 | 0.1391 | 0.5561 | 0 | 0.091051 | 0.29756 | 0.6152 | NY | East Hampton Facility | -9.7116 | -9.2043 | -10.0111 | -7.9804 | 0 | 0.091051 | 0.29756 | 0.6152 | 0.55907 | 0.62915 | 0.57976 | 3.8978 |  | 0 | 0.35304 | 0.37413 | 0.37897
NY | Glenwood | 2514 | 40.8269 | -73.6479 | Nassau County | Operating | Combustion turbine | Diesel Oil |  | 0.015307 | 2.342 | 8118 | 569 |  |  | 0 |  |  | 0 | 0.398 | 1380 | 0.57681 |  |  | 0 | -0.015307 | -0.015307 | 0.38269 | -0.015307 | 0 | 0 | 0.3152 | 0 | NY | Glenwood | -9.7116 | -9.2043 | -9.6959 | -7.9804 | 0 | 0 | 0.3152 | 0 | 0.55907 | 0.62915 | 0.89496 | 3.8978 |  | 0 | 0 | 0.45681 | 0
NY | Northport | 2516 | 40.9231 | -73.3417 | Suffolk County | Operating | Combustion turbine | Diesel Oil |  | 2.4696 | 377.85 | 13270927.025 | 1294605.5 | 1.681 | 57178.2 | 0.058799 | 3.134 | 99695.7 | 0.062871 | 5.677 | 171661.2 | 0.066142 | 6.446 | 192666.4 | 0.066914 | -0.78861 | 0.66439 | 3.2074 | 3.9764 | -1.7497 | -2.8477 | -4.6227 | -5.114 | NY | Northport | -11.4613 | -12.052 | -14.3186 | -13.0944 | 0 | 0 | 0 | 0 | 0.55907 | 0.62915 | 0.89496 | 3.8978 |  | 0 | 0 | 0 | 0
NY | Port Jefferson Energy Center | 2517 | 40.9503 | -73.0786 | Suffolk County | Operating | Combustion turbine | Diesel Oil |  | 0.30921 | 47.309 | 1867923.85 | 170988 | 0.021 | 4436.65 | 0.0094666 | 0.051 | 8916.2 | 0.01144 | 0.527 | 25733.5 | 0.040958 | 0.8 | 35255.675 | 0.045383 | -0.28821 | -0.25821 | 0.21779 | 0.49079 | -0.2452 | -0.48397 | -1.017 | -1.3153 | NY | Port Jefferson Energy Center | -11.7065 | -12.536 | -15.3356 | -14.4098 | 0 | 0 | 0 | 0 | 0.55907 | 0.62915 | 0.89496 | 3.8978 |  | 0 | 0 | 0 | 0
NY | West Babylon Facility | 2521 | 40.6953 | -73.3497 | Suffolk County | Operating | Combustion turbine | Diesel Oil |  | 0.049758 | 7.613 | 20082.1 | 1406 |  |  | 0 |  |  | 0 |  |  | 0 | 0.414 | 689.1 | 1.2016 | -0.049758 | -0.049758 | -0.049758 | 0.36424 | 0 | 0 | 0 | 0.37265 | NY | West Babylon Facility | -11.7065 | -12.536 | -15.3356 | -14.0371 | 0 | 0 | 0 | 0.37265 | 0.55907 | 0.62915 | 0.89496 | 4.2705 |  | 0 | 0 | 0 | 1.0816
NY | Greenidge Generation LLC | 2527 | 42.6789 | -76.9483 | Yates County | Operating | Tangentially-fired | Pipeline Natural Gas | Low NOx Burner Technology w/ Closed-coupled OFA<br>Selective Catalytic Reduction | 0.028974 | 4.433 | 383664.414 | 32009.69 |  |  | 0 |  |  | 0 |  |  | 0 |  |  | 0 | -0.028974 | -0.028974 | -0.028974 | -0.028974 | 0 | 0 | 0 | 0 | NY | Greenidge Generation LLC | -11.7065 | -12.536 | -15.3356 | -14.0371 | 0 | 0 | 0 | 0 | 0.55907 | 0.62915 | 0.89496 | 4.2705 |  | 0 | 0 | 0 | 0
NY | Cayuga Operating Company, LLC | 2535 | 42.6028 | -76.6336 | Tompkins County | Operating | Tangentially-fired | Coal | Low NOx Burner Technology w/ Closed-coupled/Separated OFA<br>Selective Catalytic Reduction | 0.7369 | 112.745 | 747934.302 | 67024.92 |  |  | 0 |  |  | 0 |  |  | 0 |  |  | 0 | -0.7369 | -0.7369 | -0.7369 | -0.7369 | 0 | 0 | 0 | 0 | NY | Cayuga Operating Company, LLC | -11.7065 | -12.536 | -15.3356 | -14.0371 | 0 | 0 | 0 | 0 | 0.55907 | 0.62915 | 0.89496 | 4.2705 |  | 0 | 0 | 0 | 0
NY | Bethlehem Energy Center (Albany) | 2539 | 42.5905 | -73.7636 | Albany County | Operating | Combined cycle | Pipeline Natural Gas | Dry Low NOx Burners<br>Water Injection<br>Selective Catalytic Reduction | 0.29426 | 45.022 | 13838686.482 | 1318908.12 | 0.291 | 98028.503 | 0.005937 | 0.312 | 93778.722 | 0.006654 | 0.276 | 94477.666 | 0.0058427 | 0.253 | 98584.109 | 0.0051327 | -0.0032614 | 0.017739 | -0.018261 | -0.041261 | -5.5907 | -5.3147 | -5.3927 | -5.662 | NY | Bethlehem Energy Center (Albany) | -17.2972 | -17.8507 | -20.7282 | -19.6992 | 0 | 0 | 0 | 0 | 0.55907 | 0.62915 | 0.89496 | 4.2705 |  | 0 | 0 | 0 | 0
NY | NRG Dunkirk Power | 2554 | 42.49 | -79.35 | Chautauqua County | Operating | Tangentially-fired | Coal | Low NOx Burner Technology w/ Closed-coupled OFA | 0 | [5 empty] | 0 |  |  | 0 |  |  | 0 |  |  | 0 | 0 | 0 | 0 | 0 | 0 | 0 | 0 | 0 | NY | NRG Dunkirk Power | -17.2972 | -17.8507 | -20.7282 | -19.6992 | 0 | 0 | 0 | 0 | 0.55907 | 0.62915 | 0.89496 | 4.2705 |  | 0 | 0 | 0 | 0
NY | Oswego Harbor Power | 2594 | 43.46 | -76.53 | Oswego County | Operating | Dry bottom wall-fired boiler | Residual Oil | Overfire Air | 0.17686 | 27.06 | 293176.258 | 24653.95 |  |  | 0 |  |  | 0 |  |  | 0 |  |  | 0 | -0.17686 | -0.17686 | -0.17686 | -0.17686 | 0 | 0 | 0 | 0 | NY | Oswego Harbor Power | -17.2972 | -17.8507 | -20.7282 | -19.6992 | 0 | 0 | 0 | 0 | 0.55907 | 0.62915 | 0.89496 | 4.2705 |  | 0 | 0 | 0 | 0
NY | Bowline Generating Station | 2625 | 41.2044 | -73.9689 | Rockland County | Operating | Tangentially-fired | Pipeline Natural Gas | Low NOx Burner Technology w/ Closed-coupled OFA | 1.0553 | 161.466 | 2978482.266 | 274389.16 | 0.019 | 2031.82 | 0.018702 | 4.14 | 73277.7 | 0.11299 | 1.746 | 40679.3 | 0.085842 | 2.391 | 52881.65 | 0.090428 | -1.0363 | 3.0847 | 0.69067 | 1.3357 | -0.10291 | -0.25666 | -0.69476 | -0.7819 | NY | Bowline Generating Station | -17.4001 | -18.1074 | -21.423 | -20.4811 | 0 | 0 | 0 | 0 | 0.55907 | 0.62915 | 0.89496 | 4.2705 |  | 0 | 0 | 0 | 0
NY | Hillburn | 2628 | 41.1269 | -74.1653 | Rockland County | Operating | Combustion turbine | Pipeline Natural Gas |  | 0.005366 | 0.821 | 3853.905 | 210.22 |  |  | 0 |  |  | 0 |  |  | 0 |  |  | 0 | -0.005366 | -0.005366 | -0.005366 | -0.005366 | 0 | 0 | 0 | 0 | NY | Hillburn | -17.4001 | -18.1074 | -21.423 | -20.4811 | 0 | 0 | 0 | 0 | 0.55907 | 0.62915 | 0.89496 | 4.2705 |  | 0 | 0 | 0 | 0
NY | Shoemaker | 2632 | 41.4278 | -74.4186 | Orange County | Operating | Combustion turbine | Pipeline Natural Gas |  | 0.0076144 | 1.165 | 3162.789 | 83.14 |  |  | 0 |  |  | 0 |  |  | 0 |  |  | 0 | -0.0076144 | -0.0076144 | -0.0076144 | -0.0076144 | 0 | 0 | 0 | 0 | NY | Shoemaker | -17.4001 | -18.1074 | -21.423 | -20.4811 | 0 | 0 | 0 | 0 | 0.55907 | 0.62915 | 0.89496 | 4.2705 |  | 0 | 0 | 0 | 0
NY | Freeport Power Plant No. 2 | 2679 | 40.6447 | -73.5683 | Nassau County | Operating | Combustion turbine | Pipeline Natural Gas | Water Injection<br>Selective Catalytic Reduction | 0.0031634 | 0.484 | 60819.825 | 5926.75 |  |  | 0 |  |  | 0 |  |  | 0 | 0.011 | 949.35 | 0.023174 | -0.0031634 | -0.0031634 | -0.0031634 | 0.0078366 | 0 | 0 | 0 | -0.045961 | NY | Freeport Power Plant No. 2 | -17.4001 | -18.1074 | -21.423 | -20.527 | 0 | 0 | 0 | 0 | 0.55907 | 0.62915 | 0.89496 | 4.2705 |  | 0 | 0 | 0 | 0
NY | S A Carlson | 2682 | 42.0917 | -79.2417 | Chautauqua County | Operating | Dry bottom wall-fired boiler | Pipeline Natural Gas | Low NOx Burner Technology (Dry Bottom only) | 0.2698 | 41.279 | 667078.65 | 60437.5 | 0.314 | 4649.25 | 0.13508 | 0.301 | 4519.775 | 0.13319 | 0.313 | 4536.1 | 0.138 | 0.297 | 4310.9 | 0.13779 | 0.044203 | 0.031203 | 0.043203 | 0.027203 | 0.035045 | 0.029814 | 0.040834 | 0.038346 | NY | S A Carlson | -17.3651 | -18.0775 | -21.3822 | -20.4887 | 0.035045 | 0.029814 | 0.040834 | 0.038346 | 0.59412 | 0.65896 | 0.9358 | 4.3088 |  | 0.015076 | 0.013192 | 0.018004 | 0.01779
NY | Somerset Operating Company (Kintigh) | 6082 | 43.3561 | -78.6039 | Niagara County | Operating | Dry bottom wall-fired boiler | Coal | Selective Catalytic Reduction<br>Low NOx Burner Technology (Dry Bottom only) | 0.21254 | 32.518 | 280253.286 | 26472.04 |  |  | 0 |  |  | 0 |  |  | 0 |  |  | 0 | -0.21254 | -0.21254 | -0.21254 | -0.21254 | 0 | 0 | 0 | 0 | NY | Somerset Operating Company (Kintigh) | -17.3651 | -18.0775 | -21.3822 | -20.4887 | 0 | 0 | 0 | 0 | 0.59412 | 0.65896 | 0.9358 | 4.3088 |  | 0 | 0 | 0 | 0
NY | Wading River Facility | 7146 | 40.9569 | -72.8774 | Suffolk County | Operating | Combustion turbine | Diesel Oil | Other<br>Water Injection | 0.091784 | 14.043 | 113911.925 | 8272.25 |  |  | 0 |  |  | 0 |  |  | 0 | 0.129 | 328 | 0.78659 | -0.091784 | -0.091784 | -0.091784 | 0.037216 | 0 | 0 | 0 | 0.10932 | NY | Wading River Facility | -17.3651 | -18.0775 | -21.3822 | -20.3794 | 0 | 0 | 0 | 0.10932 | 0.59412 | 0.65896 | 0.9358 | 4.4181 |  | 0 | 0 | 0 | 0.66659
NY | Richard M Flynn (Holtsville) | 7314 | 40.8153 | -73.0644 | Suffolk County | Operating | Combined cycle | Pipeline Natural Gas |  | 0.19485 | 29.812 | 1801210.383 | 140184.26 | 0.353 | 25944.2 | 0.027212 | 0.346 | 24555.9 | 0.028181 | 0.349 | 24136.1 | 0.028919 | 0.384 | 26409.2 | 0.029081 | 0.15815 | 0.15115 | 0.15415 | 0.18915 | -1.2037 | -1.1274 | -1.0992 | -1.2006 | NY | Richard M Flynn (Holtsville) | -18.5687 | -19.2049 | -22.4813 | -21.5799 | 0 | 0 | 0 | 0 | 0.59412 | 0.65896 | 0.9358 | 4.4181 |  | 0 | 0 | 0 | 0
NY | Glenwood Landing Energy Center | 7869 | 40.8275 | -73.6478 | Nassau County | Operating | Combustion turbine | Diesel Oil |  | 0.031438 | 4.81 | 446579.425 | 45180.75 | 0.036 | 3652.75 | 0.019711 | 0.043 | 5720.425 | 0.015034 | 0.037 | 4335.875 | 0.017067 | 0.177 | 8367.275 | 0.042308 | 0.0045621 | 0.011562 | 0.0055621 | 0.14556 | -0.18316 | -0.30023 | -0.22315 | -0.32504 | NY | Glenwood Landing Energy Center | -18.7519 | -19.5051 | -22.7045 | -21.9049 | 0 | 0 | 0 | 0 | 0.59412 | 0.65896 | 0.9358 | 4.4181 |  | 0 | 0 | 0 | 0
NY | Vernon Boulevard | 7909 | 40.7539 | -73.9506 | Queens County | Operating | Combustion turbine | Pipeline Natural Gas | Selective Catalytic Reduction | 0.012641 | 1.934 | 289987.195 | 29755.5 | 0.04 | 5528.088 | 0.014472 | 0.038 | 6481.352 | 0.011726 | 0.013 | 2129.454 | 0.01221 | 0.025 | 3496.118 | 0.014302 | 0.027359 | 0.025359 | 0.00035948 | 0.012359 | -0.29169 | -0.35088 | -0.11477 | -0.18477 | NY | Vernon Boulevard | -19.0436 | -19.856 | -22.8192 | -22.0897 | 0 | 0 | 0 | 0 | 0.59412 | 0.65896 | 0.9358 | 4.4181 |  | 0 | 0 | 0 | 0
NY | 23rd and 3rd | 7910 | 40.663 | -74 | Kings County | Operating | Combustion turbine | Pipeline Natural Gas | Selective Catalytic Reduction | 0.022765 | 3.483 | 720359.662 | 71350.57 | 0.032 | 6344.364 | 0.010088 | 0.042 | 8506.689 | 0.0098746 | 0.055 | 11882.318 | 0.0092575 | 0.041 | 8647.397 | 0.0094826 | 0.0092353 | 0.019235 | 0.032235 | 0.018235 | -0.34866 | -0.4684 | -0.65794 | -0.47784 | NY | 23rd and 3rd | -19.3923 | -20.3244 | -23.4772 | -22.5676 | 0 | 0 | 0 | 0 | 0.59412 | 0.65896 | 0.9358 | 4.4181 |  | 0 | 0 | 0 | 0
NY | Brentwood | 7912 | 40.787 | -73.2933 | Suffolk County | Operating | Combustion turbine | Pipeline Natural Gas | Selective Catalytic Reduction | 0.01217 | 1.862 | 322484.697 | 33814.02 | 0.014 | 2535.961 | 0.011041 | 0.026 | 5156.557 | 0.010084 | 0.014 | 1915.908 | 0.014614 | 0.023 | 2539.245 | 0.018116 | 0.0018301 | 0.01383 | 0.0018301 | 0.01083 | -0.13816 | -0.28339 | -0.10095 | -0.12935 | NY | Brentwood | -19.5304 | -20.6078 | -23.5781 | -22.6969 | 0 | 0 | 0 | 0 | 0.59412 | 0.65896 | 0.9358 | 4.4181 |  | 0 | 0 | 0 | 0
NY | Hell Gate | 7913 | 40.7988 | -73.9093 | Bronx County | Operating | Combustion turbine | Pipeline Natural Gas | Selective Catalytic Reduction | 0.0089608 | 1.371 | 249812.873 | 24348.48 | 0.029 | 4474.534 | 0.012962 | 0.032 | 6435.005 | 0.0099456 | 0.016 | 2549.915 | 0.012549 | 0.047 | 9221.209 | 0.010194 | 0.020039 | 0.023039 | 0.0070392 | 0.038039 | -0.23947 | -0.3541 | -0.13699 | -0.50627 | NY | Hell Gate | -19.7699 | -20.9619 | -23.7151 | -23.2032 | 0 | 0 | 0 | 0 | 0.59412 | 0.65896 | 0.9358 | 4.4181 |  | 0 | 0 | 0 | 0
NY | Harlem River Yard | 7914 | 40.7989 | -73.9147 | Bronx County | Operating | Combustion turbine | Pipeline Natural Gas | Selective Catalytic Reduction | 0.0085359 | 1.306 | 248118.687 | 24479.69 | 0.041 | 7385.289 | 0.011103 | 0.027 | 5043.795 | 0.010706 | 0.025 | 4150.86 | 0.012046 | 0.045 | 8868.549 | 0.010148 | 0.032464 | 0.018464 | 0.016464 | 0.036464 | -0.40212 | -0.27563 | -0.22405 | -0.48711 | NY | Harlem River Yard | -20.172 | -21.2375 | -23.9392 | -23.6903 | 0 | 0 | 0 | 0 | 0.59412 | 0.65896 | 0.9358 | 4.4181 |  | 0 | 0 | 0 | 0
NY | North 1st | 7915 | 40.7168 | -73.9665 | Kings County | Operating | Combustion turbine | Pipeline Natural Gas | Selective Catalytic Reduction | 0.0088562 | 1.355 | 283013.004 | 27948.79 | 0.018 | 4282.916 | 0.0084055 | 0.027 | 5702.051 | 0.0094703 | 0.019 | 3594.962 | 0.01057 | 0.028 | 5718.168 | 0.0097933 | 0.0091438 | 0.018144 | 0.010144 | 0.019144 | -0.23897 | -0.31512 | -0.1967 | -0.31509 | NY | North 1st | -20.411 | -21.5527 | -24.1359 | -24.0054 | 0 | 0 | 0 | 0 | 0.59412 | 0.65896 | 0.9358 | 4.4181 |  | 0 | 0 | 0 | 0
NY | Roseton Generating LLC | 8006 | 41.5711 | -73.9739 | Orange County | Operating | Tangentially-fired | Residual Oil | Other | 0.37547 | 57.447 | 1377016.62 | 127209.27 |  |  | 0 |  |  | 0 |  |  | 0 |  |  | 0 | -0.37547 | -0.37547 | -0.37547 | -0.37547 | 0 | 0 | 0 | 0 | NY | Roseton Generating LLC | -20.411 | -21.5527 | -24.1359 | -24.0054 | 0 | 0 | 0 | 0 | 0.59412 | 0.65896 | 0.9358 | 4.4181 |  | 0 | 0 | 0 | 0
NY | Holtsville Facility | 8007 | 40.8153 | -73.0664 | Suffolk County | Operating | Combustion turbine | Diesel Oil | Water Injection | 0.26375 | 40.353 | 200102 | 11762 |  |  | 0 |  |  | 0 |  |  | 0 | 0.793 | 4130.8 | 0.38394 | -0.26375 | -0.26375 | -0.26375 | 0.52925 | 0 | 0 | 0 | 0.54515 | NY | Holtsville Facility | -20.411 | -21.5527 | -24.1359 | -23.4602 | 0 | 0 | 0 | 0.54515 | 0.59412 | 0.65896 | 0.9358 | 4.9633 |  | 0 | 0 | 0 | 0.26394
NY | Pouch Terminal | 8053 | 40.6188 | -74.069 | Richmond County | Operating | Combustion turbine | Pipeline Natural Gas | Selective Catalytic Reduction | 0.014124 | 2.161 | 462613.937 | 45613.24 | 0.023 | 4001.64 | 0.011495 | 0.029 | 6148.244 | 0.0094336 | 0.027 | 5846.984 | 0.0092355 | 0.033 | 6128.73 | 0.010769 | 0.0088758 | 0.014876 | 0.012876 | 0.018876 | -0.2171 | -0.33989 | -0.32382 | -0.33472 | NY | Pouch Terminal | -20.6281 | -21.8926 | -24.4597 | -23.795 | 0 | 0 | 0 | 0 | 0.59412 | 0.65896 | 0.9358 | 4.9633 |  | 0 | 0 | 0 | 0
NY | Astoria Generating Station | 8906 | 40.7869 | -73.9122 | Queens County | Operating | Dry bottom wall-fired boiler | Pipeline Natural Gas |  | 0.83809 | 128.228 | 5553568.721 | 973430.38 | 0.521 | 28405 | 0.036684 | 0.563 | 28451.7 | 0.039576 | 1.529 | 43939.8 | 0.069595 | 1.854 | 56168 | 0.066016 | -0.31709 | -0.27509 | 0.69091 | 1.0159 | -1.1833 | -1.1441 | -1.1074 | -1.5161 | NY | Astoria Generating Station | -21.8114 | -23.0367 | -25.5671 | -25.311 | 0 | 0 | 0 | 0 | 0.59412 | 0.65896 | 0.9358 | 4.9633 |  | 0 | 0 | 0 | 0
NY | RED-Rochester, LLC-Eastman Business Park | 10025 | 43.1969 | -77.6289 | Monroe County | Operating | Tangentially-fired | Natural Gas |  | 0.49182 | 75.249 | 1394888.55 |  | 0.517 | 9205.7 | 0.11232 | 0.517 | 9229.3 | 0.11203 | 0.537 | 8927.1 | 0.12031 | 0.543 | 9066.7 | 0.11978 | 0.025176 | 0.025176 | 0.045176 | 0.051176 | -0.035342 | -0.036758 | 0.001374 | -0.001002 | NY | RED-Rochester, LLC-Eastman Business Park | -21.8467 | -23.0734 | -25.5657 | -25.312 | 0 | 0 | 0.001374 | 0 | 0.59412 | 0.65896 | 0.93717 | 4.9633 |  | 0 | 0 | 0.00030783 | 0
NY | Castleton Power, LLC | 10190 | 42.5375 | -73.7433 | Rensselaer County | Operating | Combined cycle | Pipeline Natural Gas | Steam Injection | 0.085268 | 13.046 | 417007.424 | 46164.76 |  |  | 0 |  |  | 0 | 0.626 | 8934.788 | 0.14013 | 0.637 | 10131.994 | 0.12574 | -0.085268 | -0.085268 | 0.54073 | 0.55173 | 0 | 0 | 0.089913 | 0.02908 | NY | Castleton Power, LLC | -21.8467 | -23.0734 | -25.4758 | -25.283 | 0 | 0 | 0.089913 | 0.02908 | 0.59412 | 0.65896 | 1.0271 | 4.9924 |  | 0 | 0 | 0.020126 | 0.0057403
NY | Black River Generation, LLC | 10464 | 44.0361 | -75.7712 | Jefferson County | Operating | Circulating fluidized bed boiler | Wood |  | 1.0154 | 155.361 | 2389372.833 |  | 0.95 | 15584.481 | 0.12192 | 0.922 | 13737.544 | 0.13423 | 0.871 | 12976.966 | 0.13424 | 0.956 | 14987.6 | 0.12757 | -0.065431 | -0.093431 | -0.14443 | -0.059431 | 0.014931 | 0.097747 | 0.092382 | 0.056744 | NY | Black River Generation, LLC | -21.8318 | -22.9757 | -25.3834 | -25.2262 | 0.014931 | 0.097747 | 0.092382 | 0.056744 | 0.60905 | 0.75671 | 1.1195 | 5.0491 |  | 0.0019162 | 0.014231 | 0.014238 | 0.0075721
NY | Beaver Falls, LLC | 10617 | 43.8861 | -75.4342 | Lewis County | Operating | Combined cycle | Pipeline Natural Gas | Selective Catalytic Reduction<br>Steam Injection | 0.0027255 | 0.417 | 12015.11 | 1404.64 |  |  | 0 |  |  | 0 |  |  | 0 |  |  | 0 | -0.0027255 | -0.0027255 | -0.0027255 | -0.0027255 | 0 | 0 | 0 | 0 | NY | Beaver Falls, LLC | -21.8318 | -22.9757 | -25.3834 | -25.2262 | 0 | 0 | 0 | 0 | 0.60905 | 0.75671 | 1.1195 | 5.0491 |  | 0 | 0 | 0 | 0
NY | Allegany Station No. 133 | 10619 | 42.5083 | -78.0661 | Allegany County | Operating | Combined cycle | Pipeline Natural Gas | Water Injection<br>Selective Catalytic Reduction | 0.006098 | 0.933 | 60172.698 | 7344.22 |  |  | 0 |  |  | 0 |  |  | 0 | 0.055 | 3531.842 | 0.031145 | -0.006098 | -0.006098 | -0.006098 | 0.048902 | 0 | 0 | 0 | -0.15691 | NY | Allegany Station No. 133 | -21.8318 | -22.9757 | -25.3834 | -25.3831 | 0 | 0 | 0 | 0 | 0.60905 | 0.75671 | 1.1195 | 5.0491 |  | 0 | 0 | 0 | 0
NY | Carthage Energy | 10620 | 43.9842 | -75.6225 | Jefferson County | Operating | Combined cycle | Pipeline Natural Gas | Steam Injection | 0.010575 | 1.618 | 24668.213 | 2701.01 |  |  | 0 |  |  | 0 |  |  | 0 |  |  | 0 | -0.010575 | -0.010575 | -0.010575 | -0.010575 | 0 | 0 | 0 | 0 | NY | Carthage Energy | -21.8318 | -22.9757 | -25.3834 | -25.3831 | 0 | 0 | 0 | 0 | 0.60905 | 0.75671 | 1.1195 | 5.0491 |  | 0 | 0 | 0 | 0
NY | Syracuse, LLC | 10621 | 43.0667 | -76.2246 | Onondaga County | Operating | Combined cycle | Pipeline Natural Gas | Selective Catalytic Reduction<br>Steam Injection | 0.022 | 3.366 | 105915.13 | 12860.69 |  |  | 0 |  |  | 0 |  |  | 0 | 0.329 | 7875.218 | 0.083553 | -0.022 | -0.022 | -0.022 | 0.307 | 0 | 0 | 0 | -0.14351 | NY | Syracuse, LLC | -21.8318 | -22.9757 | -25.3834 | -25.5266 | 0 | 0 | 0 | 0 | 0.60905 | 0.75671 | 1.1195 | 5.0491 |  | 0 | 0 | 0 | 0
NY | Selkirk Cogen Partners | 10725 | 42.5744 | -73.8592 | Albany County | Operating | Combined cycle | Pipeline Natural Gas | Steam Injection | 0.11233 | 17.187 | 969269.01 | 115977.06 |  |  | 0 |  |  | 0 | 0.36 | 24950.878 | 0.028857 | 0.008 | 580.004 | 0.027586 | -0.11233 | -0.11233 | 0.24767 | -0.10433 | 0 | 0 | -1.1371 | -0.0268 | NY | Selkirk Cogen Partners | -21.8318 | -22.9757 | -26.5205 | -25.5534 | 0 | 0 | 0 | 0 | 0.60905 | 0.75671 | 1.1195 | 5.0491 |  | 0 | 0 | 0 | 0
NY | AG - Energy | 10803 | 44.7258 | -75.4417 | St. Lawrence County | Operating | Combined cycle | Pipeline Natural Gas | Water Injection<br>Selective Catalytic Reduction | 0 | [5 empty] | 0 |  |  | 0 |  |  | 0 |  |  | 0 | 0 | 0 | 0 | 0 | 0 | 0 | 0 | 0 | NY | AG - Energy | -21.8318 | -22.9757 | -26.5205 | -25.5534 | 0 | 0 | 0 | 0 | 0.60905 | 0.75671 | 1.1195 | 5.0491 |  | 0 | 0 | 0 | 0
NY | Bethpage Energy Center | 50292 | 40.7469 | -73.4994 | Nassau County | Operating | Combined cycle | Pipeline Natural Gas | Steam Injection | 0.26693 | 40.841 | 1480103.051 | 176723.32 | 0.158 | 7294.068 | 0.043323 | 0.309 | 7429.532 | 0.083182 | 0.304 | 7107.405 | 0.085545 | 0.258 | 6696.55 | 0.077055 | -0.10893 | 0.042065 | 0.037065 | -0.0089346 | -0.27964 | -0.13677 | -0.12244 | -0.14379 | NY | Bethpage Energy Center | -22.1114 | -23.1124 | -26.6429 | -25.6972 | 0 | 0 | 0 | 0 | 0.60905 | 0.75671 | 1.1195 | 5.0491 |  | 0 | 0 | 0 | 0
NY | Cornell University Ithaca Campus | 50368 | 42.4428 | -76.4764 | Tompkins County | Operating | Combined cycle | Pipeline Natural Gas | Selective Catalytic Reduction | 0.02468 | 3.776 | 1003921.299 |  | 0.028 | 7441.8 | 0.0075251 | 0.028 | 7369.8 | 0.0075986 | 0.028 | 7488 | 0.0074786 | 0.029 | 7561.9 | 0.00767 | 0.0033203 | 0.0033203 | 0.0033203 | 0.0043203 | -0.41851 | -0.41419 | -0.42128 | -0.42471 | NY | Cornell University Ithaca Campus | -22.5299 | -23.5266 | -27.0642 | -26.1219 | 0 | 0 | 0 | 0 | 0.60905 | 0.75671 | 1.1195 | 5.0491 |  | 0 | 0 | 0 | 0
NY | Indeck-Silver Springs Energy Center | 50449 | 42.6544 | -78.0772 | Wyoming County | Operating | Combined cycle | Pipeline Natural Gas | Steam Injection | 0.081255 | 12.432 | 234379.925 | 24645.25 | 0.327 | 6783.625 | 0.096409 | 0.336 | 6959.725 | 0.096556 | 0.358 | 7241.65 | 0.098872 | 0.33 | 6811.6 | 0.096894 | 0.24575 | 0.25475 | 0.27675 | 0.24875 | -0.080017 | -0.081583 | -0.076499 | -0.078696 | NY | Indeck-Silver Springs Energy Center | -22.61 | -23.6082 | -27.1407 | -26.2006 | 0 | 0 | 0 | 0 | 0.60905 | 0.75671 | 1.1195 | 5.0491 |  | 0 | 0 | 0 | 0
NY | Indeck-Oswego Energy Center | 50450 | 43.4682 | -76.4965 | Oswego County | Operating | Combined cycle | Pipeline Natural Gas | Steam Injection | 0.078418 | 11.998 | 205260.475 | 22754 |  |  | 0 | 0.215 | 3280.05 | 0.1311 | 0.213 | 3270.55 | 0.13025 | 0.212 | 3291.3 | 0.12882 | -0.078418 | 0.13658 | 0.13458 | 0.13358 | 0 | 0.018197 | 0.016767 | 0.014522 | NY | Indeck-Oswego Energy Center | -22.61 | -23.59 | -27.1239 | -26.1861 | 0 | 0.018197 | 0.016767 | 0.014522 | 0.60905 | 0.77491 | 1.1362 | 5.0636 |  | 0 | 0.011096 | 0.010253 | 0.0088245
NY | Indeck-Yerkes Energy Center | 50451 | 42.9671 | -78.9182 | Erie County | Operating | Combined cycle | Pipeline Natural Gas | Steam Injection | 0.098431 | 15.06 | 196179.65 | 20349 | 0.234 | 2917.35 | 0.16042 | 0.563 | 7512.2 | 0.14989 | 0.418 | 5503.15 | 0.15191 | 0.525 | 6940.45 | 0.15129 | 0.13557 | 0.46457 | 0.31957 | 0.42657 | 0.058959 | 0.11227 | 0.087811 | 0.10857 | NY | Indeck-Yerkes Energy Center | -22.551 | -23.4777 | -27.0361 | -26.0775 | 0.058959 | 0.11227 | 0.087811 | 0.10857 | 0.66801 | 0.88717 | 1.224 | 5.1722 |  | 0.04042 | 0.02989 | 0.031913 | 0.031287
NY | Indeck-Corinth Energy Center | 50458 | 43.25 | -73.8125 | Saratoga County | Operating | Combined cycle | Pipeline Natural Gas | Dry Low NOx Burners<br>Water Injection<br>Selective Catalytic Reduction | 0.12495 | 19.118 | 1709213.375 | 206294.75 |  |  | 0 | 0.26 | 16410.85 | 0.031686 | 0.236 | 23620.725 | 0.019982 | 0.234 | 17337.875 | 0.026993 | -0.12495 | 0.13505 | 0.11105 | 0.10905 | 0 | -0.72465 | -1.1812 | -0.80627 | NY | Indeck-Corinth Energy Center | -22.551 | -24.2024 | -28.2174 | -26.8838 | 0 | 0 | 0 | 0 | 0.66801 | 0.88717 | 1.224 | 5.1722 |  | 0 | 0 | 0 | 0
NY | Covanta Niagara | 50472 | 43.0839 | -79.0056 | Niagara County | Operating | Dry bottom wall-fired boiler | Natural Gas | Selective Non-catalytic Reduction | 0.046542 | 7.121 | 399071.3 |  | 0.079 | 3204.9 | 0.0493 | 0.044 | 2576.6 | 0.034154 | 0.027 | 608.4 | 0.088757 | 0.049 | 2234.3 | 0.043862 | 0.032458 | -0.0025425 | -0.019542 | 0.0024575 | -0.11329 | -0.1106 | -0.009504 | -0.085058 | NY | Covanta Niagara | -22.6643 | -24.313 | -28.2269 | -26.9689 | 0 | 0 | 0 | 0 | 0.66801 | 0.88717 | 1.224 | 5.1722 |  | 0 | 0 | 0 | 0
NY | Sterling Power Plant | 50744 | 43.0803 | -75.6003 | Oneida County | Operating | Combined cycle | Pipeline Natural Gas | Steam Injection | 0.01566 | 2.396 | 41473.048 | 3564.08 |  |  | 0 |  |  | 0 |  |  | 0 |  |  | 0 | -0.01566 | -0.01566 | -0.01566 | -0.01566 | 0 | 0 | 0 | 0 | NY | Sterling Power Plant | -22.6643 | -24.313 | -28.2269 | -26.9689 | 0 | 0 | 0 | 0 | 0.66801 | 0.88717 | 1.224 | 5.1722 |  | 0 | 0 | 0 | 0
NY | Carr Street Generating Station | 50978 | 43.0611 | -76.0819 | Onondaga County | Operating | Combined cycle | Pipeline Natural Gas | Water Injection<br>Ammonia Injection | 0.032712 | 5.005 | 377652.655 | 30194.13 |  |  | 0 |  |  | 0 | 0.078 | 6348.611 | 0.024572 | 0.08 | 6306.502 | 0.025371 | -0.032712 | -0.032712 | 0.045288 | 0.047288 | 0 | 0 | -0.30292 | -0.29839 | NY | Carr Street Generating Station | -22.6643 | -24.313 | -28.5298 | -27.2673 | 0 | 0 | 0 | 0 | 0.66801 | 0.88717 | 1.224 | 5.1722 |  | 0 | 0 | 0 | 0
NY | Nassau Energy Corporation | 52056 | 40.7259 | -73.5885 | Nassau County | Operating | Combined cycle | Pipeline Natural Gas | Steam Injection | 0.64907 | 99.307 | 1490292.992 | 133313.42 | 0.666 | 10349.3 | 0.1287 | 0.689 | 10697 | 0.12882 | 0.701 | 10873.9 | 0.12893 | 0.623 | 9679.063 | 0.12873 | 0.016935 | 0.039935 | 0.051935 | -0.026065 | 0.045042 | 0.04718 | 0.048566 | 0.042256 | NY | Nassau Energy Corporation | -22.6193 | -24.2658 | -28.4812 | -27.225 | 0.045042 | 0.04718 | 0.048566 | 0.042256 | 0.71305 | 0.93435 | 1.2726 | 5.2145 |  | 0.0087044 | 0.0088212 | 0.0089326 | 0.0087315
NY | Riverbay Corp. - Co-Op City | 52168 | 40.8697 | -73.8258 | Bronx County | Operating | Dry bottom wall-fired boiler | Pipeline Natural Gas | Low NOx Burner Technology (Dry Bottom only) | 0.17124 | 26.199 | 1146272.875 | 49817.25 | 0.145 | 7711.9 | 0.037604 | 0.13 | 7408.8 | 0.035093 | 0.261 | 8283.6 | 0.063016 | 0.186 | 8545.6 | 0.043531 | -0.026235 | -0.041235 | 0.089765 | 0.014765 | -0.31771 | -0.31453 | -0.23602 | -0.32674 | NY | Riverbay Corp. - Co-Op City | -22.937 | -24.5803 | -28.7172 | -27.5517 | 0 | 0 | 0 | 0 | 0.71305 | 0.93435 | 1.2726 | 5.2145 |  | 0 | 0 | 0 | 0
NY | Rensselaer Cogen | 54034 | 42.63 | -73.75 | Rensselaer County | Operating | Combined cycle | Pipeline Natural Gas | Selective Catalytic Reduction<br>Steam Injection | 0.00088889 | 0.136 | 6670.483 | 716.9 |  |  | 0 |  |  | 0 |  |  | 0 |  |  | 0 | -0.00088889 | -0.00088889 | -0.00088889 | -0.00088889 | 0 | 0 | 0 | 0 | NY | Rensselaer Cogen | -22.937 | -24.5803 | -28.7172 | -27.5517 | 0 | 0 | 0 | 0 | 0.71305 | 0.93435 | 1.2726 | 5.2145 |  | 0 | 0 | 0 | 0
NY | Lockport | 54041 | 43.1622 | -78.7453 | Niagara County | Operating | Combined cycle | Pipeline Natural Gas | Steam Injection | 0.36893 | 56.447 | 1128608.474 | 86193.82 | 1.317 | 25467.08 | 0.10343 | 1.31 | 25118.759 | 0.1043 | 1.411 | 25782.145 | 0.10946 | 1.401 | 29178.707 | 0.096029 | 0.94807 | 0.94107 | 1.0421 | 1.0321 | -0.21102 | -0.19713 | -0.13593 | -0.34972 | NY | Lockport | -23.148 | -24.7775 | -28.8532 | -27.9015 | 0 | 0 | 0 | 0 | 0.71305 | 0.93435 | 1.2726 | 5.2145 |  | 0 | 0 | 0 | 0
NY | Indeck-Olean Energy Center | 54076 | 42.0875 | -78.4578 | Cattaraugus County | Operating | Combined cycle | Pipeline Natural Gas | Selective Catalytic Reduction<br>Steam Injection | 0.061889 | 9.469 | 510514.875 | 57681.75 |  |  | 0 |  |  | 0 | 0.117 | 5461.7 | 0.042844 | 0.182 | 10582.85 | 0.034395 | -0.061889 | -0.061889 | 0.055111 | 0.12011 | 0 | 0 | -0.2107 | -0.45297 | NY | Indeck-Olean Energy Center | -23.148 | -24.7775 | -29.0639 | -28.3544 | 0 | 0 | 0 | 0 | 0.71305 | 0.93435 | 1.2726 | 5.2145 |  | 0 | 0 | 0 | 0
NY | Ticonderoga Mill | 54099 | 43.8914 | -73.3961 | Essex County | Operating | Dry bottom wall-fired boiler | Residual Oil | Low NOx Burner Technology w/ Overfire Air | 0.56421 | 86.324 | 1073026.34 |  | 0.53 | 7216.5 | 0.14689 | 0.607 | 7929.8 | 0.15309 | 0.615 | 8214.7 | 0.14973 | 0.527 | 7314.3 | 0.1441 | -0.034209 | 0.042791 | 0.050791 | -0.037209 | 0.09701 | 0.13121 | 0.12212 | 0.088142 | NY | Ticonderoga Mill | -23.051 | -24.6463 | -28.9417 | -28.2663 | 0.09701 | 0.13121 | 0.12212 | 0.088142 | 0.81006 | 1.0656 | 1.3947 | 5.3026 |  | 0.026886 | 0.033093 | 0.029732 | 0.024101
NY | KIAC Cogeneration | 54114 | 40.6417 | -73.7778 | Queens County | Operating | Combined cycle | Pipeline Natural Gas | Water Injection<br>Selective Catalytic Reduction | 0.17402 | 26.625 | 2059474.55 | 213866.86 | 0.176 | 13900.966 | 0.025322 | 0.18 | 13810.569 | 0.026067 | 0.2 | 15401.32 | 0.025972 | 0.192 | 14795.442 | 0.025954 | 0.0019804 | 0.0059804 | 0.02598 | 0.01798 | -0.65806 | -0.64863 | -0.72408 | -0.69573 | NY | KIAC Cogeneration | -23.709 | -25.2949 | -29.6658 | -28.962 | 0 | 0 | 0 | 0 | 0.81006 | 1.0656 | 1.3947 | 5.3026 |  | 0 | 0 | 0 | 0
NY | Fortistar North Tonawanda Inc | 54131 | 43.0483 | -78.8539 | Niagara County | Operating | Combined cycle | Pipeline Natural Gas | Steam Injection | 0.012111 | 1.853 | 33264.1 | 2666 |  |  | 0 |  |  | 0 | 0.003 | 39.5 | 0.1519 |  |  | 0 | -0.012111 | -0.012111 | -0.0091111 | -0.012111 | 0 | 0 | 0.00063 | 0 | NY | Fortistar North Tonawanda Inc | -23.709 | -25.2949 | -29.6652 | -28.962 | 0 | 0 | 0.00063 | 0 | 0.81006 | 1.0656 | 1.3954 | 5.3026 |  | 0 | 0 | 0.031899 | 0
NY | Nissequogue Energy Center | 54149 | 40.9168 | -73.1292 | Suffolk County | Operating | Combustion turbine | Pipeline Natural Gas | Water Injection | 0.33433 | 51.153 | 1316344.122 | 119599.64 | 0.354 | 9146.3 | 0.077408 | 0.37 | 9032.8 | 0.081924 | 0.356 | 9212.9 | 0.077283 | 0.357 | 9046 | 0.07893 | 0.019667 | 0.035667 | 0.021667 | 0.022667 | -0.19478 | -0.17197 | -0.19677 | -0.18576 | NY | Nissequogue Energy Center | -23.9038 | -25.4669 | -29.862 | -29.1478 | 0 | 0 | 0 | 0 | 0.81006 | 1.0656 | 1.3954 | 5.3026 |  | 0 | 0 | 0 | 0
NY | Independence | 54547 | 43.495 | -76.4508 | Oswego County | Operating | Combined cycle | Pipeline Natural Gas | Dry Low NOx Burners<br>Selective Catalytic Reduction | 0.82114 | 125.635 | 13404338.058 | 1881014.71 | 0.889 | 91060.037 | 0.019526 | 0.874 | 92767.47 | 0.018843 | 1.002 | 106286.208 | 0.018855 | 0.945 | 104317.925 | 0.018118 | 0.067856 | 0.052856 | 0.18086 | 0.12386 | -4.5746 | -4.692 | -5.3752 | -5.3141 | NY | Independence | -28.4784 | -30.1589 | -35.2371 | -34.4619 | 0 | 0 | 0 | 0 | 0.81006 | 1.0656 | 1.3954 | 5.3026 |  | 0 | 0 | 0 | 0
NY | Saranac Power Partners, LP | 54574 | 44.7132 | -73.4557 | Clinton County | Operating | Combined cycle | Pipeline Natural Gas | Selective Catalytic Reduction | 0.016804 | 2.571 | 143172.17 | 15025.53 |  |  | 0 |  |  | 0 |  |  | 0 |  |  | 0 | -0.016804 | -0.016804 | -0.016804 | -0.016804 | 0 | 0 | 0 | 0 | NY | Saranac Power Partners, LP | -28.4784 | -30.1589 | -35.2371 | -34.4619 | 0 | 0 | 0 | 0 | 0.81006 | 1.0656 | 1.3954 | 5.3026 |  | 0 | 0 | 0 | 0
NY | Massena Energy Facility | 54592 | 44.9503 | -74.8928 | St. Lawrence County | Operating | Combined cycle | Pipeline Natural Gas | Selective Catalytic Reduction<br>Steam Injection | 0.0019739 | 0.302 | 8552.987 | 612.85 |  |  | 0 |  |  | 0 |  |  | 0 |  |  | 0 | -0.0019739 | -0.0019739 | -0.0019739 | -0.0019739 | 0 | 0 | 0 | 0 | NY | Massena Energy Facility | -28.4784 | -30.1589 | -35.2371 | -34.4619 | 0 | 0 | 0 | 0 | 0.81006 | 1.0656 | 1.3954 | 5.3026 |  | 0 | 0 | 0 | 0
NY | Batavia Energy | 54593 | 42.9828 | -78.1592 | Genesee County | Operating | Combined cycle | Pipeline Natural Gas | Steam Injection | 0.0089804 | 1.374 | 24859.217 | 1974.39 |  |  | 0 |  |  | 0 |  |  | 0 |  |  | 0 | -0.0089804 | -0.0089804 | -0.0089804 | -0.0089804 | 0 | 0 | 0 | 0 | NY | Batavia Energy | -28.4784 | -30.1589 | -35.2371 | -34.4619 | 0 | 0 | 0 | 0 | 0.81006 | 1.0656 | 1.3954 | 5.3026 |  | 0 | 0 | 0 | 0
NY | Brooklyn Navy Yard Cogeneration | 54914 | 40.6994 | -73.9758 | Kings County | Operating | Combined cycle | Pipeline Natural Gas | Dry Low NOx Burners<br>Water Injection<br>Selective Catalytic Reduction | 0.13863 | 21.21 | 7255334.481 | 618905.77 | 0.119 | 51064.7 | 0.0046608 | 0.151 | 50955.1 | 0.0059268 | 0.139 | 50785.2 | 0.005474 | 0.149 | 51229.4 | 0.005817 | -0.019627 | 0.012373 | 0.00037255 | 0.010373 | -2.9449 | -2.9063 | -2.9081 | -2.9248 | NY | Brooklyn Navy Yard Cogeneration | -31.4233 | -33.0652 | -38.1452 | -37.3866 | 0 | 0 | 0 | 0 | 0.81006 | 1.0656 | 1.3954 | 5.3026 |  | 0 | 0 | 0 | 0
NY | Astoria Gas Turbine Power | 55243 | 40.7864 | -73.9133 | Queens County | Operating | Combustion turbine | Diesel Oil |  | 0.23641 | 36.171 | 150459.6 | 11048.46 |  |  | 0 | 0.505 | 2065.8 | 0.48891 | 0.124 | 531 | 0.46704 | 4.436 | 18397.6 | 0.48224 | -0.23641 | 0.26859 | -0.11241 | 4.1996 | 0 | 0.38105 | 0.09214 | 3.3321 | NY | Astoria Gas Turbine Power | -31.4233 | -32.6842 | -38.0531 | -34.0545 | 0 | 0.38105 | 0.09214 | 3.3321 | 0.81006 | 1.4466 | 1.4875 | 8.6347 |  | 0 | 0.36891 | 0.34704 | 0.36224
NY | Astoria Energy | 55375 | 40.7825 | -73.8964 | Queens County | Operating | Combined cycle | Pipeline Natural Gas | Dry Low NOx Burners<br>Water Injection<br>Selective Catalytic Reduction | 0.47633 | 72.879 | 21347145.348 | 2938529.96 | 0.471 | 156700.9 | 0.0060115 | 0.481 | 165034.8 | 0.0058291 | 0.496 | 170136.4 | 0.0058306 | 0.575 | 159122.396 | 0.0072271 | -0.0053333 | 0.0046667 | 0.019667 | 0.098667 | -8.9311 | -9.4211 | -9.7122 | -8.9723 | NY | Astoria Energy | -40.3544 | -42.1052 | -47.7653 | -43.0268 | 0 | 0 | 0 | 0 | 0.81006 | 1.4466 | 1.4875 | 8.6347 |  | 0 | 0 | 0 | 0
NY | Athens Generating Company | 55405 | 42.2728 | -73.8492 | Greene County | Operating | Combined cycle | Pipeline Natural Gas | Dry Low NOx Burners<br>Water Injection<br>Selective Catalytic Reduction | 0.31752 | 48.581 | 12238108.214 | 1752845.15 | 0.315 | 105948.9 | 0.0059463 | 0.301 | 101287.1 | 0.0059435 | 0.752 | 111280.92 | 0.013515 | 0.293 | 100754.4 | 0.0058161 | -0.0025229 | -0.016523 | 0.43448 | -0.024523 | -6.0419 | -5.7762 | -5.9249 | -5.7523 | NY | Athens Generating Company | -46.3963 | -47.8815 | -53.6901 | -48.7791 | 0 | 0 | 0 | 0 | 0.81006 | 1.4466 | 1.4875 | 8.6347 |  | 0 | 0 | 0 | 0
NY | Bayswater Peaking Facility | 55699 | 40.6106 | -73.7614 | Queens County | Operating | Combustion turbine | Diesel Oil | Water Injection<br>Selective Catalytic Reduction | 0.029863 | 4.569 | 920151.904 | 84666.73 | 0.011 | 2291.23 | 0.0096018 | 0.037 | 8671.775 | 0.0085334 | 0.034 | 7984.368 | 0.0085166 | 0.051 | 9397.936 | 0.010853 | -0.018863 | 0.0071373 | 0.0041373 | 0.021137 | -0.12647 | -0.48331 | -0.44506 | -0.51288 | NY | Bayswater Peaking Facility | -46.5228 | -48.3648 | -54.1352 | -49.292 | 0 | 0 | 0 | 0 | 0.81006 | 1.4466 | 1.4875 | 8.6347 |  | 0 | 0 | 0 | 0
NY | Edgewood Energy | 55786 | 40.7861 | -73.2931 | Suffolk County | Operating | Combustion turbine | Pipeline Natural Gas | Water Injection<br>Selective Catalytic Reduction | 0.016065 | 2.458 | 466178.159 | 46234.22 |  |  | 0 | 0.043 | 8904.281 | 0.0096583 | 0.044 | 8786.281 | 0.010016 | 0.053 | 11453.772 | 0.0092546 | -0.016065 | 0.026935 | 0.027935 | 0.036935 | 0 | -0.49126 | -0.48318 | -0.63423 | NY | Edgewood Energy | -46.5228 | -48.856 | -54.6184 | -49.9262 | 0 | 0 | 0 | 0 | 0.81006 | 1.4466 | 1.4875 | 8.6347 |  | 0 | 0 | 0 | 0
NY | Shoreham Energy | 55787 | 40.9572 | -72.8664 | Suffolk County | Operating | Combustion turbine | Diesel Oil | Water Injection<br>Selective Catalytic Reduction | 0.0084706 | 1.296 | 32558.369 | 3389.9 |  |  | 0 |  |  | 0 |  |  | 0 | 0.029 | 1043.998 | 0.055556 | -0.0084706 | -0.0084706 | -0.0084706 | 0.020529 | 0 | 0 | 0 | -0.03364 | NY | Shoreham Energy | -46.5228 | -48.856 | -54.6184 | -49.9598 | 0 | 0 | 0 | 0 | 0.81006 | 1.4466 | 1.4875 | 8.6347 |  | 0 | 0 | 0 | 0
NY | Hawkeye Energy Greenport, LLC | 55969 | 41.1056 | -72.3767 | Suffolk County | Operating | Combustion turbine | Diesel Oil | Water Injection<br>Selective Catalytic Reduction | 0.022026 | 3.37 | 270085.429 | 27205.4 |  |  | 0 | 0.015 | 1008.275 | 0.029754 |  |  | 0 | 0.045 | 3346.488 | 0.026894 | -0.022026 | -0.0070261 | -0.022026 | 0.022974 | 0 | -0.045496 | 0 | -0.15579 | NY | Hawkeye Energy Greenport, LLC | -46.5228 | -48.9015 | -54.6184 | -50.1156 | 0 | 0 | 0 | 0 | 0.81006 | 1.4466 | 1.4875 | 8.6347 |  | 0 | 0 | 0 | 0
NY | Equus Power I | 56032 | 40.6447 | -73.5683 | Nassau County | Operating | Combustion turbine | Pipeline Natural Gas | Water Injection<br>Selective Catalytic Reduction | 0.0078497 | 1.201 | 227773.479 | 23033.66 | 0.006 | 1030.928 | 0.01164 | 0.019 | 4171.885 | 0.0091086 | 0.006 | 625.208 | 0.019194 | 0.015 | 3380.208 | 0.0088752 | -0.0018497 | 0.01115 | -0.0018497 | 0.0071503 | -0.055856 | -0.23131 | -0.031512 | -0.18781 | NY | Equus Power I | -46.5786 | -49.1328 | -54.6499 | -50.3034 | 0 | 0 | 0 | 0 | 0.81006 | 1.4466 | 1.4875 | 8.6347 |  | 0 | 0 | 0 | 0
NY | Pinelawn Power | 56188 | 40.7358 | -73.3881 | Suffolk County | Operating | Combined cycle | Pipeline Natural Gas | Water Injection<br>Selective Catalytic Reduction | 0.008183 | 1.252 | 311393.602 | 37920.12 |  |  | 0 |  |  | 0 |  |  | 0 |  |  | 0 | -0.008183 | -0.008183 | -0.008183 | -0.008183 | 0 | 0 | 0 | 0 | NY | Pinelawn Power | -46.5786 | -49.1328 | -54.6499 | -50.3034 | 0 | 0 | 0 | 0 | 0.81006 | 1.4466 | 1.4875 | 8.6347 |  | 0 | 0 | 0 | 0
NY | Poletti 500 MW CC | 56196 | 40.7881 | -73.9056 | Queens County | Operating | Combined cycle | Pipeline Natural Gas | Dry Low NOx Burners<br>Water Injection<br>Selective Catalytic Reduction | 0.22943 | 35.103 | 8050163.639 | 1147918.13 | 0.282 | 60564.725 | 0.0093124 | 0.246 | 62983.06 | 0.0078116 | 0.224 | 68735.8 | 0.0065177 | 0.243 | 72358.078 | 0.0067166 | 0.052569 | 0.016569 | -0.0054314 | 0.013569 | -3.3519 | -3.533 | -3.9001 | -4.0985 | NY | Poletti 500 MW CC | -49.9305 | -52.6658 | -58.55 | -54.4019 | 0 | 0 | 0 | 0 | 0.81006 | 1.4466 | 1.4875 | 8.6347 |  | 0 | 0 | 0 | 0
NY | Caithness Long Island Energy Center | 56234 | 40.8142 | -72.9403 | Suffolk County | Operating | Combined cycle | Pipeline Natural Gas | Dry Low NOx Burners<br>Water Injection<br>Ammonia Injection<br>Selective Catalytic Reduction | 0.15847 | 24.246 | 7022743.034 | 1057806.63 | 0.167 | 48976.9 | 0.0068195 | 0.166 | 48907 | 0.0067884 | 0.166 | 48650.7 | 0.0068242 | 0.157 | 48424.7 | 0.0064843 | 0.0085294 | 0.0075294 | 0.0075294 | -0.0014706 | -2.7716 | -2.7684 | -2.753 | -2.7485 | NY | Caithness Long Island Energy Center | -52.7021 | -55.4342 | -61.3031 | -57.1504 | 0 | 0 | 0 | 0 | 0.81006 | 1.4466 | 1.4875 | 8.6347 |  | 0 | 0 | 0 | 0
NY | Empire Generating Co, LLC | 56259 | 42.6296 | -73.749 | Rensselaer County | Operating | Combined cycle | Pipeline Natural Gas | Dry Low NOx Burners<br>Water Injection<br>Selective Catalytic Reduction | 0.26115 | 39.956 | 10643215.108 | 1497898.5 | 0.362 | 90578.2 | 0.0079931 | 0.303 | 85095.7 | 0.0071214 | 0.289 | 77599 | 0.0074485 | 0.329 | 79895.7 | 0.0082357 | 0.10085 | 0.04185 | 0.02785 | 0.06785 | -5.0727 | -4.8027 | -4.3669 | -4.4647 | NY | Empire Generating Co, LLC | -57.7748 | -60.237 | -65.67 | -61.6151 | 0 | 0 | 0 | 0 | 0.81006 | 1.4466 | 1.4875 | 8.6347 |  | 0 | 0 | 0 | 0
NY | Valley Energy Center | 56940 | 41.413 | -74.435 | Orange County | Operating | Combined cycle | Pipeline Natural Gas | Selective Catalytic Reduction | 0.23245 | 35.565 | 11141247.722 | 1619925.69 | 0.274 | 94229.964 | 0.0058156 | 0.284 | 96909.8 | 0.0058611 | 0.256 | 91671.5 | 0.0055852 | 0.235 | 78223.913 | 0.0060084 | 0.041549 | 0.051549 | 0.023549 | 0.002549 | -5.3798 | -5.5306 | -5.2443 | -4.4584 | NY | Valley Energy Center | -63.1546 | -65.7676 | -70.9143 | -66.0736 | 0 | 0 | 0 | 0 | 0.81006 | 1.4466 | 1.4875 | 8.6347 |  | 0 | 0 | 0 | 0
NY | Ravenswood Steam Plant | 880100 | 40.76 | -73.75 | Queens County | Operating | Dry bottom wall-fired boiler | Residual Oil |  | 0.0043268 | 0.662 | 9468.95 |  |  |  | 0 |  |  | 0 |  |  | 0 |  |  | 0 | -0.0043268 | -0.0043268 | -0.0043268 | -0.0043268 | 0 | 0 | 0 | 0 | NY | Ravenswood Steam Plant | -63.1546 | -65.7676 | -70.9143 | -66.0736 | 0 | 0 | 0 | 0 | 0.81006 | 1.4466 | 1.4875 | 8.6347 | NY | 0 | 0 | 0 | 0
PA | Conemaugh | 3118 | 40.3842 | -79.0611 | Indiana County | Operating | Tangentially-fired | Coal | Low NOx Burner Technology w/ Closed-coupled/Separated OFA<br>Selective Catalytic Reduction | 20.0596 | 3069.117 | 43571811.451 | 4578961.5 | 22.972 | 341894.4 | 0.13438 | 23.524 | 351491.4 | 0.13385 | 21.334 | 362164.9 | 0.11781 | 20.627 | 353928.4 | 0.11656 | 2.9124 | 3.4644 | 1.2744 | 0.56741 | 2.4583 | 2.4345 | -0.39589 | -0.6087 | PA | Conemaugh | 2.4583 | 2.4345 | -0.39589 | -0.6087 | 2.4583 | 2.4345 | 0 | 0 | 2.4583 | 2.4345 | 0 | 0 |  | 0.014381 | 0.013852 | 0 | 0
PA | Homer City | 3122 | 40.511 | -79.1968 | Indiana County | Operating | Dry bottom wall-fired boiler | Coal | Low NOx Burner Technology w/ Overfire Air<br>Selective Catalytic Reduction | 9.3106 | 1424.521 | 28342112.213 | 2818794.55 | 8.411 | 181076.2 | 0.0929 | 9.676 | 207194.4 | 0.0934 | 11.194 | 229971.117 | 0.097351 | 12.621 | 248285.496 | 0.10167 | -0.89959 | 0.36541 | 1.8834 | 3.3104 | -2.4536 | -2.7557 | -2.6043 | -2.2761 | PA | Homer City | 0.004764 | -0.32115 | -3.0002 | -2.8848 | 0 | 0 | 0 | 0 | 2.4583 | 2.4345 | 0 | 0 |  | 0 | 0 | 0 | 0
PA | Seward | 3130 | 40.4081 | -79.0339 | Indiana County | Operating | Circulating fluidized bed boiler | Coal Refuse | Selective Non-catalytic Reduction | 1.2926 | 197.765 | 4330385.247 |  | 4.755 | 90255 | 0.10537 | 5.773 | 101025.9 | 0.11429 | 5.581 | 106151 | 0.10515 | 5.103 | 97288.3 | 0.1049 | 3.4624 | 4.4804 | 4.2884 | 3.8104 | -0.6603 | -0.28855 | -0.78806 | -0.7343 | PA | Seward | -0.65554 | -0.6097 | -3.7882 | -3.6191 | 0 | 0 | 0 | 0 | 2.4583 | 2.4345 | 0 | 0 |  | 0 | 0 | 0 | 0
PA | Keystone | 3136 | 40.6604 | -79.3411 | Armstrong County | Operating | Tangentially-fired | Coal | Low NOx Burner Technology w/ Closed-coupled/Separated OFA<br>Selective Catalytic Reduction | 20.5628 | 3146.11 | 46483781.004 | 4815835 | 21.889 | 329137.4 | 0.13301 | 22.27 | 348949.1 | 0.12764 | 19.427 | 356452.3 | 0.109 | 19.479 | 349227.4 | 0.11155 | 1.3262 | 1.7072 | -1.1358 | -1.0838 | 2.1408 | 1.3331 | -1.9601 | -1.4746 | PA | Keystone | 1.4852 | 0.72335 | -5.7484 | -5.0938 | 2.1408 | 1.3331 | 0 | 0 | 4.5991 | 3.7676 | 0 | 0 |  | 0.013008 | 0.0076404 | 0 | 0
PA | Brunner Island, LLC | 3140 | 40.097 | -76.6962 | York County | Operating | Tangentially-fired | Coal | Low NOx Burner Technology w/ Closed-coupled/Separated OFA | 3.7573 | 574.87 | 10320880.471 | 1026690.63 | 1.878 | 60127.9 | 0.062467 | 2.574 | 74275.176 | 0.06931 | 3.467 | 105076.5 | 0.06599 | 4.529 | 135550.51 | 0.066824 | -1.8793 | -1.1833 | -0.29032 | 0.77168 | -1.7297 | -1.8825 | -2.8376 | -3.604 | PA | Brunner Island, LLC | -0.24445 | -1.1592 | -8.5859 | -8.6978 | 0 | 0 | 0 | 0 | 4.5991 | 3.7676 | 0 | 0 |  | 0 | 0 | 0 | 0
PA | Montour, LLC | 3149 | 41.0714 | -76.6672 | Montour County | Operating | Tangentially-fired | Coal | Low NOx Burner Technology w/ Closed-coupled/Separated OFA<br>Selective Catalytic Reduction | 1.7179 | 262.836 | 5096231.342 | 526795.96 |  |  | 0 |  |  | 0 |  |  | 0 |  |  | 0 | -1.7179 | -1.7179 | -1.7179 | -1.7179 | 0 | 0 | 0 | 0 | PA | Montour, LLC | -0.24445 | -1.1592 | -8.5859 | -8.6978 | 0 | 0 | 0 | 0 | 4.5991 | 3.7676 | 0 | 0 |  | 0 | 0 | 0 | 0
PA | Bruce Mansfield | 6094 | 40.6344 | -80.42 | Beaver County | Operating | Dry bottom wall-fired boiler | Coal | Low NOx Burner Technology w/ Overfire Air<br>Selective Catalytic Reduction | 1.2426 | 190.12 | 3900590.706 | 367668.59 |  |  | 0 |  |  | 0 |  |  | 0 |  |  | 0 | -1.2426 | -1.2426 | -1.2426 | -1.2426 | 0 | 0 | 0 | 0 | PA | Bruce Mansfield | -0.24445 | -1.1592 | -8.5859 | -8.6978 | 0 | 0 | 0 | 0 | 4.5991 | 3.7676 | 0 | 0 |  | 0 | 0 | 0 | 0
PA | Cheswick | 8226 | 40.5383 | -79.7906 | Allegheny County | Operating | Tangentially-fired | Coal | Low NOx Burner Technology w/ Separated OFA<br>Selective Catalytic Reduction | 2.1628 | 330.909 | 3449530.486 | 295225.57 | 4.948 | 37630.7 | 0.26298 | 7.714 | 73849.4 | 0.20891 | 6.912 | 69224.8 | 0.1997 | 5.859 | 43651.935 | 0.26844 | 2.7852 | 5.5512 | 4.7492 | 3.6962 | 2.6902 | 3.283 | 2.7585 | 3.2399 | PA | Cheswick | 2.4457 | 2.1239 | -5.8274 | -5.4579 | 2.6902 | 3.283 | 2.7585 | 3.2399 | 7.2892 | 7.0506 | 2.7585 | 3.2399 |  | 0.14298 | 0.088912 | 0.079697 | 0.14844
PA | Gilberton Power Company | 10113 | 40.79 | -76.1984 | Schuylkill County | Operating | Circulating fluidized bed boiler | Coal Refuse | Overfire Air | 0.81088 | 124.065 | 3457093.067 |  | 0.638 | 21852.3 | 0.058392 | 0.846 | 22806.8 | 0.074188 | 0.755 | 21811.1 | 0.069231 | 0.719 | 22516.7 | 0.063864 | -0.17288 | 0.035118 | -0.055882 | -0.091882 | -0.67314 | -0.52241 | -0.55367 | -0.632 | PA | Gilberton Power Company | 1.7726 | 1.6015 | -6.3811 | -6.0899 | 0 | 0 | 0 | 0 | 7.2892 | 7.0506 | 2.7585 | 3.2399 |  | 0 | 0 | 0 | 0
PA | Colver Green Energy | 10143 | 40.55 | -78.8 | Cambria County | Operating | Circulating fluidized bed boiler | Coal Refuse | Ammonia Injection | 2.0198 | 309.023 | 3925315.048 | 357565.69 | 0.77 | 10625.244 | 0.14494 | 2.522 | 31437.5 | 0.16045 | 2.06 | 26803.386 | 0.15371 | 2.37 | 31109.4 | 0.15237 | -1.2498 | 0.50224 | 0.040242 | 0.35024 | 0.13249 | 0.63575 | 0.4518 | 0.50344 | PA | Colver Green Energy | 1.9051 | 2.2372 | -5.9293 | -5.5865 | 0.13249 | 0.63575 | 0.4518 | 0.50344 | 7.4217 | 7.6864 | 3.2103 | 3.7433 |  | 0.024938 | 0.040445 | 0.033712 | 0.032366
PA | Mt. Carmel Cogeneration | 10343 | 40.8092 | -76.4539 | Northumberland County | Operating | Circulating fluidized bed boiler | Coal Refuse |  | 0.15017 | 22.976 | 667302.825 | 35887.36 |  |  | 0 |  |  | 0 |  |  | 0 |  |  | 0 | -0.15017 | -0.15017 | -0.15017 | -0.15017 | 0 | 0 | 0 | 0 | PA | Mt. Carmel Cogeneration | 1.9051 | 2.2372 | -5.9293 | -5.5865 | 0 | 0 | 0 | 0 | 7.4217 | 7.6864 | 3.2103 | 3.7433 |  | 0 | 0 | 0 | 0
PA | Ebensburg Power Company | 10603 | 40.455 | -78.7472 | Cambria County | Operating | Circulating fluidized bed boiler | Coal |  | 0.54274 | 83.039 | 2111503.785 | 146647.32 | 0.643 | 13903 | 0.092498 | 0.624 | 14290.9 | 0.087328 | 0.641 | 14924.9 | 0.085897 | 0.681 | 15095.6 | 0.090225 | 0.10026 | 0.081261 | 0.098261 | 0.13826 | -0.19118 | -0.23345 | -0.25449 | -0.22474 | PA | Ebensburg Power Company | 1.7139 | 2.0038 | -6.1838 | -5.8112 | 0 | 0 | 0 | 0 | 7.4217 | 7.6864 | 3.2103 | 3.7433 |  | 0 | 0 | 0 | 0
PA | Cambria Cogen | 10641 | 40.4748 | -78.7021 | Cambria County | Operating (Retired 09/30/2019) | Circulating fluidized bed boiler | Coal Refuse | Selective Non-catalytic Reduction | 0.052778 | 8.075 | 114871.465 |  |  |  | 0 |  |  | 0 |  |  | 0 |  |  | 0 | -0.052778 | -0.052778 | -0.052778 | -0.052778 | 0 | 0 | 0 | 0 | PA | Cambria Cogen | 1.7139 | 2.0038 | -6.1838 | -5.8112 | 0 | 0 | 0 | 0 | 7.4217 | 7.6864 | 3.2103 | 3.7433 |  | 0 | 0 | 0 | 0
PA | WPS Westwood Generation, LLC | 50611 | 40.6191 | -76.45 | Schuylkill County | Operating | Circulating fluidized bed boiler | Coal |  | 0.39959 | 61.138 | 923291.159 | 51412.43 |  |  | 0 |  |  | 0 |  |  | 0 |  |  | 0 | -0.39959 | -0.39959 | -0.39959 | -0.39959 | 0 | 0 | 0 | 0 | PA | WPS Westwood Generation, LLC | 1.7139 | 2.0038 | -6.1838 | -5.8112 | 0 | 0 | 0 | 0 | 7.4217 | 7.6864 | 3.2103 | 3.7433 |  | 0 | 0 | 0 | 0
PA | Panther Creek Energy Facility | 50776 | 40.8556 | -75.8781 | Carbon County | Operating | Circulating fluidized bed boiler | Coal | Ammonia Injection | 0.054667 | 8.364 | 140565.801 |  |  |  | 0 |  |  | 0 |  |  | 0 |  |  | 0 | -0.054667 | -0.054667 | -0.054667 | -0.054667 | 0 | 0 | 0 | 0 | PA | Panther Creek Energy Facility | 1.7139 | 2.0038 | -6.1838 | -5.8112 | 0 | 0 | 0 | 0 | 7.4217 | 7.6864 | 3.2103 | 3.7433 |  | 0 | 0 | 0 | 0
PA | Wheelabrator Frackville Energy | 50879 | 40.7817 | -76.1781 | Schuylkill County | Operating | Circulating fluidized bed boiler | Coal | Other | 1.0346 | 158.29 | 2192482.353 |  | 1.111 | 15545.9 | 0.14293 | 1.016 | 15256.9 | 0.13319 | 1.008 | 15047.7 | 0.13397 | 1.016 | 15109.5 | 0.13448 | 0.076425 | -0.018575 | -0.026575 | -0.018575 | 0.17825 | 0.10059 | 0.10514 | 0.10943 | PA | Wheelabrator Frackville Energy | 1.8921 | 2.1044 | -6.0787 | -5.7018 | 0.17825 | 0.10059 | 0.10514 | 0.10943 | 7.6 | 7.7869 | 3.3154 | 3.8527 |  | 0.022932 | 0.013186 | 0.013974 | 0.014485
PA | Northampton Generating Plant | 50888 | 40.6917 | -75.4792 | Northampton County | Operating | Circulating fluidized bed boiler | Coal Refuse | Ammonia Injection | 0.075183 | 11.503 | 307103.425 | 28261 |  |  | 0 |  |  | 0 |  |  | 0 |  |  | 0 | -0.075183 | -0.075183 | -0.075183 | -0.075183 | 0 | 0 | 0 | 0 | PA | Northampton Generating Plant | 1.8921 | 2.1044 | -6.0787 | -5.7018 | 0 | 0 | 0 | 0 | 7.6 | 7.7869 | 3.3154 | 3.8527 |  | 0 | 0 | 0 | 0
PA | Scrubgrass Generating Plant | 50974 | 41.2678 | -79.8114 | Venango County | Operating | Circulating fluidized bed boiler | Coal | Selective Non-catalytic Reduction | 0.69188 | 105.857 | 1705953.603 |  | 0.561 | 8108.03 | 0.13838 | 1.267 | 22089 | 0.11472 | 1.188 | 20584.1 | 0.11543 | 1.071 | 19570.8 | 0.10945 | -0.13088 | 0.57512 | 0.49612 | 0.37912 | 0.074518 | -0.05834 | -0.047046 | -0.10325 | PA | Scrubgrass Generating Plant | 1.9666 | 2.046 | -6.1257 | -5.805 | 0.074518 | 0 | 0 | 0 | 7.6745 | 7.7869 | 3.3154 | 3.8527 |  | 0.018381 | 0 | 0 | 0
PA | St. Nicholas Cogeneration Project | 54634 | 40.8222 | -76.1736 | Schuylkill County | Operating | Circulating fluidized bed boiler | Coal Refuse | [5 empty] | 0.761 | 30725.8 | 0.049535 | 0.767 | 31248.6 | 0.04909 | 0.776 | 30034.3 | 0.051674 | 0.833 | 31347 | 0.053147 | 0.761 | 0.767 | 0.776 | 0.833 | -1.0825 | -1.1079 | -1.0261 | -1.0478 | PA | St. Nicholas Cogeneration Project | 0.88409 | 0.9381 | -7.1518 | -6.8529 | 0 | 0 | 0 | 0 | 7.6745 | 7.7869 | 3.3154 | 3.8527 | PA | 0 | 0 | 0 | 0
VA | Clinch River | 3775 | 36.9333 | -82.1997 | Russell County | Operating | Dry bottom vertically-fired boiler | Natural Gas | Low NOx Burner Technology (Dry Bottom only)<br>Selective Non-catalytic Reduction | 1.1517 | 176.214 | 2730275.829 | 242231.57 | 1.767 | 28893 | 0.12231 | 2.377 | 33594.8 | 0.14151 | 2.072 | 32457.208 | 0.12768 | 3.449 | 56620.9 | 0.12183 | 0.61527 | 1.2253 | 0.92027 | 2.2973 | 0.03342 | 0.36131 | 0.12457 | 0.051746 | VA | Clinch River | 0.03342 | 0.36131 | 0.12457 | 0.051746 | 0.03342 | 0.36131 | 0.12457 | 0.051746 | 0.03342 | 0.36131 | 0.12457 | 0.051746 |  | 0.0023134 | 0.02151 | 0.0076758 | 0.0018278
VA | Tasley Energy Center | 3785 | 37.7061 | -75.7031 | Accomack County | Operating | Combustion turbine | Diesel Oil |  | 0.0074444 | 1.139 | 1898.4 | 74 |  |  | 0 |  |  | 0 |  |  | 0 |  |  | 0 | -0.0074444 | -0.0074444 | -0.0074444 | -0.0074444 | 0 | 0 | 0 | 0 | VA | Tasley Energy Center | 0.03342 | 0.36131 | 0.12457 | 0.051746 | 0 | 0 | 0 | 0 | 0.03342 | 0.36131 | 0.12457 | 0.051746 |  | 0 | 0 | 0 | 0
VA | Chesterfield Power Station | 3797 | 37.3822 | -77.3833 | Chesterfield County | Operating | Tangentially-fired | Coal | Low NOx Burner Technology w/ Separated OFA<br>Selective Catalytic Reduction | 4.2386 | 648.506 | 14960282.024 | 1768658.14 | 8.181 | 269208.8 | 0.060778 | 8.202 | 264410.2 | 0.06204 | 6.623 | 178846.6 | 0.074063 | 6.212 | 169666.1 | 0.073226 | 3.9424 | 3.9634 | 2.3844 | 1.9734 | -7.9715 | -7.6626 | -4.1078 | -3.968 | VA | Chesterfield Power Station | -7.9381 | -7.3013 | -3.9832 | -3.9162 | 0 | 0 | 0 | 0 | 0.03342 | 0.36131 | 0.12457 | 0.051746 |  | 0 | 0 | 0 | 0
VA | Possum Point Power Station | 3804 | 38.5367 | -77.2806 | Prince William County | Operating | Combined cycle | Pipeline Natural Gas | Dry Low NOx Burners<br>Water Injection<br>Selective Catalytic Reduction | 0.64693 | 98.98 | 12815308.565 | 1805117.22 | 0.403 | 80495.3 | 0.010013 | 0.415 | 83440.9 | 0.0099472 | 0.46 | 91940.2 | 0.010007 | 0.447 | 89430 | 0.0099966 | -0.24393 | -0.23193 | -0.18693 | -0.19993 | -4.4267 | -4.5915 | -5.0564 | -4.9188 | VA | Possum Point Power Station | -12.3648 | -11.8928 | -9.0396 | -8.835 | 0 | 0 | 0 | 0 | 0.03342 | 0.36131 | 0.12457 | 0.051746 |  | 0 | 0 | 0 | 0
VA | Yorktown Power Station | 3809 | 37.2144 | -76.4611 | York County | Operating | Tangentially-fired | Residual Oil | Other | 0.47146 | 72.134 | 739437.763 | 62508.46 |  |  | 0 |  |  | 0 |  |  | 0 |  |  | 0 | -0.47146 | -0.47146 | -0.47146 | -0.47146 | 0 | 0 | 0 | 0 | VA | Yorktown Power Station | -12.3648 | -11.8928 | -9.0396 | -8.835 | 0 | 0 | 0 | 0 | 0.03342 | 0.36131 | 0.12457 | 0.051746 |  | 0 | 0 | 0 | 0
VA | Gravel Neck Combustion Turbine | 7032 | 37.1575 | -76.6911 | Surry County | Operating | Combustion turbine | Pipeline Natural Gas | Water Injection | 0.31303 | 47.893 | 632449.6 | 47984.07 | 0.443 | 5945.4 | 0.14902 | 1.062 | 14200.2 | 0.14958 | 0.744 | 9948.1 | 0.14958 | 0.471 | 6321.9 | 0.14901 | 0.12997 | 0.74897 | 0.43097 | 0.15797 | 0.086276 | 0.20999 | 0.14711 | 0.091686 | VA | Gravel Neck Combustion Turbine | -12.2786 | -11.6828 | -8.8925 | -8.7433 | 0.086276 | 0.20999 | 0.14711 | 0.091686 | 0.1197 | 0.5713 | 0.27168 | 0.14343 |  | 0.029023 | 0.029575 | 0.029576 | 0.029006
VA | Darbytown Combustion Turbine | 7212 | 37.4978 | -77.368 | Henrico County | Operating | Combustion turbine | Pipeline Natural Gas | Water Injection | 0.098987 | 15.145 | 197323.7 | 15169.55 |  |  | 0 | 0.55 | 7377.9 | 0.14909 | 0.529 | 7093.1 | 0.14916 | 0.49 | 6570.4 | 0.14915 | -0.098987 | 0.45101 | 0.43001 | 0.39101 | 0 | 0.10733 | 0.10341 | 0.095776 | VA | Darbytown Combustion Turbine | -12.2786 | -11.5754 | -8.7891 | -8.6476 | 0 | 0.10733 | 0.10341 | 0.095776 | 0.1197 | 0.67863 | 0.3751 | 0.23921 |  | 0 | 0.029094 | 0.029159 | 0.029154
VA | Clover Power Station | 7213 | 36.8692 | -78.7046 | Halifax County | Operating | Tangentially-fired | Coal | Selective Non-catalytic Reduction<br>Other | 6.1353 | 938.705 | 6724538.27 | 653871.01 | 8.418 | 76508.177 | 0.22005 | 7.81 | 58494.2 | 0.26704 | 8.92 | 62093.9 | 0.28731 | 5.797 | 45786 | 0.25322 | 2.2827 | 1.6747 | 2.7847 | -0.33833 | 3.8275 | 4.3003 | 5.1944 | 3.0498 | VA | Clover Power Station | -8.451 | -7.2751 | -3.5947 | -5.5977 | 3.8275 | 4.3003 | 5.1944 | 3.0498 | 3.9472 | 4.979 | 5.5695 | 3.289 |  | 0.10005 | 0.14704 | 0.16731 | 0.13322
VA | Marsh Run Generation Facility | 7836 | 38.5283 | -77.7681 | Fauquier County | Operating | Combustion turbine | Pipeline Natural Gas | Dry Low NOx Burners<br>Water Injection | 0.47308 | 72.382 | 4538785.428 | 433584.92 | 0.744 | 47189.538 | 0.031532 | 0.9 | 56661.514 | 0.031768 | 0.85 | 54383.575 | 0.031259 | 0.71 | 46125.98 | 0.030785 | 0.27092 | 0.42692 | 0.37692 | 0.23692 | -2.0874 | -2.4997 | -2.413 | -2.0576 | VA | Marsh Run Generation Facility | -10.5384 | -9.7748 | -6.0078 | -7.6553 | 0 | 0 | 0 | 0 | 3.9472 | 4.979 | 5.5695 | 3.289 |  | 0 | 0 | 0 | 0
VA | Louisa Generation Facility | 7837 | 38.1181 | -78.2139 | Louisa County | Operating | Combustion turbine | Pipeline Natural Gas | Dry Low NOx Burners<br>Water Injection | 0.29664 | 45.386 | 3449900.944 | 301736.03 | 0.084 | 7501.311 | 0.022396 | 0.637 | 48672.559 | 0.026175 | 0.583 | 46439.116 | 0.025108 | 0.554 | 42874.98 | 0.025843 | -0.21264 | 0.34036 | 0.28636 | 0.25736 | -0.36608 | -2.2834 | -2.2033 | -2.0185 | VA | Louisa Generation Facility | -10.9045 | -12.0581 | -8.2111 | -9.6738 | 0 | 0 | 0 | 0 | 3.9472 | 4.979 | 5.5695 | 3.289 |  | 0 | 0 | 0 | 0
VA | Remington Combustion Turbine Station | 7838 | 38.5447 | -77.7707 | Fauquier County | Operating | Combustion turbine | Pipeline Natural Gas | Dry Low NOx Burners<br>Water Injection | 0.23004 | 35.196 | 2343082.715 | 231504.12 | 0.121 | 8883.979 | 0.02724 | 0.156 | 9423.439 | 0.033109 | 0.165 | 9322.29 | 0.035399 | 0.399 | 26897.506 | 0.029668 | -0.10904 | -0.074039 | -0.065039 | 0.16896 | -0.41204 | -0.40941 | -0.39434 | -1.2149 | VA | Remington Combustion Turbine Station | -11.3165 | -12.4675 | -8.6054 | -10.8886 | 0 | 0 | 0 | 0 | 3.9472 | 4.979 | 5.5695 | 3.289 |  | 0 | 0 | 0 | 0
VA | Ladysmith Combustion Turbine Sta | 7839 | 38.0725 | -77.5141 | Caroline County | Operating | Combustion turbine | Pipeline Natural Gas | Dry Low NOx Burners<br>Water Injection | 0.37028 | 56.653 | 3915857.521 | 392867.88 |  |  | 0 | 0.292 | 21032.6 | 0.027766 | 0.77 | 53797.692 | 0.028626 | 0.764 | 53300.644 | 0.028668 | -0.37028 | -0.078281 | 0.39972 | 0.39372 | 0 | -0.96996 | -2.4579 | -2.434 | VA | Ladysmith Combustion Turbine Sta | -11.3165 | -13.4375 | -11.0633 | -13.3227 | 0 | 0 | 0 | 0 | 3.9472 | 4.979 | 5.5695 | 3.289 |  | 0 | 0 | 0 | 0
VA | RockTenn West Point Mill | 10017 | 37.5392 | -76.8053 | King William County | Operating | Tangentially-fired | Coal | Overfire Air | 1.1588 | 177.304 | 1852323.512 |  | 1.496 | 11803.6 | 0.25348 | 1.81 | 10253.8 | 0.35304 | 1.582 | 11951.6 | 0.26473 | 1.044 | 8379.112 | 0.24919 | 0.33715 | 0.65115 | 0.42315 | -0.11485 | 0.78778 | 1.1948 | 0.8649 | 0.54125 | VA | RockTenn West Point Mill | -10.5287 | -12.2427 | -10.1984 | -12.7814 | 0.78778 | 1.1948 | 0.8649 | 0.54125 | 4.735 | 6.1737 | 6.4344 | 3.8303 |  | 0.13348 | 0.23304 | 0.14473 | 0.12919
VA | Virginia Renewable Power-Portsmouth LLC | 10071 | 36.8703 | -76.3519 | Portsmouth city | Operating (Retired 07/01/2019) | Stoker | Coal | Overfire Air | 0 | [5 empty] | 0 |  |  | 0 |  |  | 0 |  |  | 0 | 0 | 0 | 0 | 0 | 0 | 0 | 0 | 0 | VA | Virginia Renewable Power-Portsmouth LLC | -10.5287 | -12.2427 | -10.1984 | -12.7814 | 0 | 0 | 0 | 0 | 4.735 | 6.1737 | 6.4344 | 3.8303 |  | 0 | 0 | 0 | 0
VA | City Point Energy Center | 10377 | 37.2939 | -77.2697 | Hopewell city | Operating (Retired 06/27/2019) | Stoker | Coal | Other | 0.50095 | 76.646 | 381994.856 |  | 1.111 | 4555.06 | 0.48781 | 1.019 | 4177.944 | 0.4878 | 0.078 | 536 | 0.29104 |  |  | 0 | 0.61005 | 0.51805 | -0.42295 | -0.50095 | 0.8377 | 0.76832 | 0.04584 | 0 | VA | City Point Energy Center | -9.691 | -11.4744 | -10.1526 | -12.7814 | 0.8377 | 0.76832 | 0.04584 | 0 | 5.5727 | 6.9421 | 6.4802 | 3.8303 |  | 0.36781 | 0.3678 | 0.17104 | 0
VA | Hopewell Cogeneration Facility | 10633 | 37.2914 | -77.2821 | Hopewell city | Operating | Combined cycle | Pipeline Natural Gas | Steam Injection | 2.3413 | 358.222 | 6771334.832 | 582793.26 | 0.472 | 7818.081 | 0.12075 | 2.458 | 42709.553 | 0.1151 | 3.673 | 71247 | 0.10311 | 3.579 | 69172.2 | 0.10348 | -1.8693 | 0.11668 | 1.3317 | 1.2377 | 0.0029151 | -0.10457 | -0.60182 | -0.57133 | VA | Hopewell Cogeneration Facility | -9.6881 | -11.579 | -10.7544 | -13.3527 | 0.0029151 | 0 | 0 | 0 | 5.5756 | 6.9421 | 6.4802 | 3.8303 |  | 0.00074574 | 0 | 0 | 0
VA | Hopewell Power Station | 10771 | 37.2969 | -77.2833 | Hopewell city | Operating | Stoker | Wood | Overfire Air<br>Selective Non-catalytic Reduction | 0.81597 | 124.844 | 2197964.299 |  | 1.011 | 17717.3 | 0.11413 | 1.046 | 17358 | 0.12052 | 1.063 | 18239.2 | 0.11656 | 0.912 | 16199.4 | 0.1126 | 0.19503 | 0.23003 | 0.24703 | 0.096026 | -0.052038 | 0.00452 | -0.031352 | -0.059964 | VA | Hopewell Power Station | -9.7402 | -11.5745 | -10.7857 | -13.4127 | 0 | 0.00452 | 0 | 0 | 5.5756 | 6.9466 | 6.4802 | 3.8303 |  | 0 | 0.0005208 | 0 | 0
VA | Altavista Power Station | 10773 | 37.1183 | -79.2726 | Campbell County | Operating | Stoker | Wood | Overfire Air<br>Selective Non-catalytic Reduction | 0.73094 | 111.834 | 1936014.42 |  |  |  | 0 |  |  | 0 |  |  | 0 |  |  | 0 | -0.73094 | -0.73094 | -0.73094 | -0.73094 | 0 | 0 | 0 | 0 | VA | Altavista Power Station | -9.7402 | -11.5745 | -10.7857 | -13.4127 | 0 | 0 | 0 | 0 | 5.5756 | 6.9466 | 6.4802 | 3.8303 |  | 0 | 0 | 0 | 0
VA | Southampton Power Station | 10774 | 36.6525 | -76.9953 | Southampton County | Operating | Stoker | Wood | Selective Non-catalytic Reduction<br>Overfire Air | 0.70999 | 108.628 | 1813343.76 |  | 1.043 | 17024.4 | 0.12253 | 1.018 | 16649 | 0.12229 | 1.033 | 16951 | 0.12188 | 0.918 | 14978.7 | 0.12257 | 0.33301 | 0.30801 | 0.32301 | 0.20801 | 0.021536 | 0.01906 | 0.01594 | 0.019278 | VA | Southampton Power Station | -9.7186 | -11.5554 | -10.7698 | -13.3934 | 0.021536 | 0.01906 | 0.01594 | 0.019278 | 5.5971 | 6.9656 | 6.4961 | 3.8496 |  | 0.00253 | 0.0022896 | 0.0018807 | 0.0025741
VA | GP Big Island, LLC | 50479 | 37.534 | -79.357 | Bedford County | Operating | Other boiler | Pipeline Natural Gas |  | 0.043268 | 6.62 | 524591.022 |  | 0.027 | 2043.4 | 0.026427 | 0.049 | 3876.7 | 0.025279 | 0.047 | 3726.5 | 0.025225 | 0.046 | 3668.5 | 0.025078 | -0.016268 | 0.005732 | 0.003732 | 0.002732 | -0.095604 | -0.1836 | -0.17659 | -0.17411 | VA | GP Big Island, LLC | -9.8142 | -11.739 | -10.9464 | -13.5675 | 0 | 0 | 0 | 0 | 5.5971 | 6.9656 | 6.4961 | 3.8496 |  | 0 | 0 | 0 | 0
VA | WestRock Virginia Corp Covington Ops | 50900 | 37.7997 | -79.9946 | Alleghany County | Operating | Dry bottom wall-fired boiler | Coal | Low NOx Burner Technology (Dry Bottom only) | 3.3983 | 519.933 | 4256258.452 |  | 3.052 | 28301.8 | 0.21568 | 2.769 | 23798.6 | 0.2327 | 2.812 | 26544.4 | 0.21187 | 2.801 | 27243.8 | 0.20562 | -0.34625 | -0.62925 | -0.58625 | -0.59725 | 1.3539 | 1.3411 | 1.2193 | 1.1664 | VA | WestRock Virginia Corp Covington Ops | -8.4603 | -10.3979 | -9.727 | -12.4012 | 1.3539 | 1.3411 | 1.2193 | 1.1664 | 6.951 | 8.3067 | 7.7155 | 5.016 |  | 0.095675 | 0.1127 | 0.091871 | 0.085625
VA | Doswell Limited Partnership | 52019 | 37.8181 | -77.4478 | Hanover County | Operating | Combined cycle | Pipeline Natural Gas | Dry Low NOx Burners<br>Selective Catalytic Reduction<br>Steam Injection | 2.2223 | 340.017 | 21920148.666 | 2344881.72 | 2.488 | 162684.806 | 0.030587 | 2.035 | 133908.75 | 0.030394 | 2.601 | 172867.212 | 0.030092 | 2.737 | 177284.055 | 0.030877 | 0.26567 | -0.18733 | 0.37867 | 0.51467 | -7.2731 | -5.9995 | -7.771 | -7.9 | VA | Doswell Limited Partnership | -15.7334 | -16.3974 | -17.4981 | -20.3012 | 0 | 0 | 0 | 0 | 6.951 | 8.3067 | 7.7155 | 5.016 |  | 0 | 0 | 0 | 0
VA | Elizabeth River Combustion Turbine Sta | 52087 | 36.7743 | -76.3119 | Chesapeake city | Operating | Combustion turbine | Pipeline Natural Gas | Water Injection | 0.32903 | 50.342 | 752658.3 | 61575.52 | 0.656 | 7596.6 | 0.17271 |  |  | 0 | 1.664 | 23598.9 | 0.14102 | 1.321 | 16266.1 | 0.16242 | 0.32697 | -0.32903 | 1.335 | 0.99197 | 0.2002 | 0 | 0.24807 | 0.34503 | VA | Elizabeth River Combustion Turbine Sta | -15.5332 | -16.3974 | -17.25 | -19.9562 | 0.2002 | 0 | 0.24807 | 0.34503 | 7.1512 | 8.3067 | 7.9635 | 5.361 |  | 0.052709 | 0 | 0.021024 | 0.042424
VA | Celanese Acetate LLC | 52089 | 37.3451 | -80.764 | Giles County | Operating | Other boiler | Pipeline Natural Gas |  | 0.38187 | 58.426 | 3839175.2 |  | 0.365 | 23752.6 | 0.030733 | 0.358 | 23288.6 | 0.030745 | 0.37 | 24011.8 | 0.030818 | 0.385 | 25008.8 | 0.030789 | -0.016869 | -0.023869 | -0.011869 | 0.0031307 | -1.0602 | -1.0393 | -1.0707 | -1.1155 | VA | Celanese Acetate LLC | -16.5934 | -17.4368 | -18.3207 | -21.0717 | 0 | 0 | 0 | 0 | 7.1512 | 8.3067 | 7.9635 | 5.361 |  | 0 | 0 | 0 | 0
VA | Spruance Genco, LLC | 54081 | 37.4556 | -77.4308 | Richmond city | Operating | Stoker | Coal | Other | 2.5319 | 387.382 | 3192952.441 |  | 2.827 | 20343.9 | 0.27792 | 3.071 | 21114.6 | 0.29089 | 3.092 | 22124 | 0.27952 | 3.164 | 24496.381 | 0.25832 | 0.29509 | 0.53909 | 0.56009 | 0.63209 | 1.6064 | 1.8041 | 1.7646 | 1.6942 | VA | Spruance Genco, LLC | -14.987 | -15.6326 | -16.5562 | -19.3775 | 1.6064 | 1.8041 | 1.7646 | 1.6942 | 8.7576 | 10.1109 | 9.7281 | 7.0552 |  | 0.15792 | 0.17089 | 0.15952 | 0.13832
VA | Birchwood Power Facility | 54304 | 38.2667 | -77.3147 | King George County | Operating | Tangentially-fired | Coal | Selective Catalytic Reduction | 0.072065 | 11.026 | 217056.145 | 19884.62 |  |  | 0 |  |  | 0 |  |  | 0 |  |  | 0 | -0.072065 | -0.072065 | -0.072065 | -0.072065 | 0 | 0 | 0 | 0 | VA | Birchwood Power Facility | -14.987 | -15.6326 | -16.5562 | -19.3775 | 0 | 0 | 0 | 0 | 8.7576 | 10.1109 | 9.7281 | 7.0552 |  | 0 | 0 | 0 | 0
VA | Gordonsville Power Station | 54844 | 38.1245 | -78.2031 | Louisa County | Operating | Combined cycle | Pipeline Natural Gas | Dry Low NOx Burners<br>Water Injection<br>Selective Catalytic Reduction | 0.47275 | 72.331 | 5534295.012 | 661568.71 | 0.536 | 41892.9 | 0.025589 | 0.536 | 41579.2 | 0.025782 | 0.534 | 41350.9 | 0.025828 | 0.528 | 40242.498 | 0.026241 | 0.063248 | 0.063248 | 0.061248 | 0.055248 | -1.9776 | -1.9588 | -1.9471 | -1.8865 | VA | Gordonsville Power Station | -16.9646 | -17.5914 | -18.5032 | -21.264 | 0 | 0 | 0 | 0 | 8.7576 | 10.1109 | 9.7281 | 7.0552 |  | 0 | 0 | 0 | 0
VA | Wolf Hills Energy | 55285 | 36.6644 | -82.1044 | Washington County | Operating | Combustion turbine | Pipeline Natural Gas | Water Injection | 0.62084 | 94.989 | 922191.6 | 79944.21 | 0.754 | 5513.3 | 0.27352 | 0.694 | 5540.8 | 0.25051 | 1.132 | 6438.2 | 0.35165 | 0.646 | 5211.7 | 0.2479 | 0.13316 | 0.073157 | 0.51116 | 0.025157 | 0.4232 | 0.36155 | 0.74571 | 0.3333 | VA | Wolf Hills Energy | -16.5414 | -17.2298 | -17.7575 | -20.9307 | 0.4232 | 0.36155 | 0.74571 | 0.3333 | 9.1808 | 10.4724 | 10.4738 | 7.3885 |  | 0.15352 | 0.13051 | 0.23165 | 0.1279
VA | Commonwealth Chesapeake | 55381 | 37.9892 | -75.54 | Accomack County | Operating | Combustion turbine | Diesel Oil | Water Injection | 0.038386 | 5.873 | 104858.05 | 9082.75 |  |  | 0 | 0.006 | 132.05 | 0.090875 | 0.008 | 181.3 | 0.088252 | 0.045 | 814.7 | 0.11047 | -0.038386 | -0.032386 | -0.030386 | 0.0066144 | 0 | -0.001923 | -0.002878 | -0.003882 | VA | Commonwealth Chesapeake | -16.5414 | -17.2318 | -17.7604 | -20.9346 | 0 | 0 | 0 | 0 | 9.1808 | 10.4724 | 10.4738 | 7.3885 |  | 0 | 0 | 0 | 0
VA | Tenaska Virginia Generating Station | 55439 | 37.8667 | -78.3813 | Fluvanna County | Operating | Combined cycle | Pipeline Natural Gas | Dry Low NOx Burners<br>Water Injection<br>Selective Catalytic Reduction | 0.44289 | 67.762 | 18299604.673 | 2577134.16 | 0.689 | 44051.594 | 0.031282 | 0.395 | 142271.3 | 0.0055528 | 0.385 | 137769.9 | 0.005589 | 0.413 | 132696.379 | 0.0062247 | 0.24611 | -0.047889 | -0.057889 | -0.029889 | -1.9541 | -8.1413 | -7.8812 | -7.5488 | VA | Tenaska Virginia Generating Station | -18.4955 | -25.373 | -25.6416 | -28.4834 | 0 | 0 | 0 | 0 | 9.1808 | 10.4724 | 10.4738 | 7.3885 |  | 0 | 0 | 0 | 0
VA | Buchanan Units 1 & 2 | 55738 | 37.1753 | -81.9617 | Buchanan County | Operating | Combustion turbine | Pipeline Natural Gas | Water Injection | 0.29762 | 45.536 | 1410219.276 | 145757.49 | 0.382 | 11560.508 | 0.066087 | 0.403 | 11428.654 | 0.070524 | 0.395 | 11602.129 | 0.068091 | 0.402 | 12622.387 | 0.063696 | 0.084379 | 0.10538 | 0.097379 | 0.10438 | -0.31163 | -0.28272 | -0.30113 | -0.35534 | VA | Buchanan Units 1 & 2 | -18.8071 | -25.6558 | -25.9427 | -28.8387 | 0 | 0 | 0 | 0 | 9.1808 | 10.4724 | 10.4738 | 7.3885 |  | 0 | 0 | 0 | 0
VA | Warren County Power Station | 55939 | 38.9705 | -78.1777 | Warren County | Operating | Combined cycle | Pipeline Natural Gas | Dry Low NOx Burners<br>Selective Catalytic Reduction | 0.50698 | 77.568 | 27698353.614 | 4099665.73 | 0.569 | 206641.3 | 0.0055071 | 0.563 | 206715.3 | 0.0054471 | 0.58 | 214756.8 | 0.0054015 | 0.575 | 213417.8 | 0.0053885 | 0.06202 | 0.05602 | 0.07302 | 0.06802 | -11.8295 | -11.8399 | -12.3054 | -12.2301 | VA | Warren County Power Station | -30.6366 | -37.4957 | -38.2481 | -41.0688 | 0 | 0 | 0 | 0 | 9.1808 | 10.4724 | 10.4738 | 7.3885 |  | 0 | 0 | 0 | 0
VA | Bear Garden Generating Station | 56807 | 37.6961 | -78.2848 | Buckingham County | Operating | Combined cycle | Pipeline Natural Gas | Dry Low NOx Burners<br>Water Injection<br>Selective Catalytic Reduction | 0.2291 | 35.053 | 10714686.857 | 1570506.27 | 0.257 | 85774.5 | 0.0059925 | 0.267 | 89869.2 | 0.005942 | 0.271 | 91181.1 | 0.0059442 | 0.274 | 91325.2 | 0.0060005 | 0.027895 | 0.037895 | 0.041895 | 0.044895 | -4.8895 | -5.1252 | -5.1999 | -5.2055 | VA | Bear Garden Generating Station | -35.5261 | -42.6208 | -43.448 | -46.2743 | 0 | 0 | 0 | 0 | 9.1808 | 10.4724 | 10.4738 | 7.3885 |  | 0 | 0 | 0 | 0
VA | Virginia City Hybrid Energy Center | 56808 | 36.9161 | -82.3381 | Wise County | Operating | Circulating fluidized bed boiler | Coal | Selective Non-catalytic Reduction | 1.9297 | 295.241 | 8529544.436 |  | 3.364 | 71579.3 | 0.093994 | 4.298 | 118726.7 | 0.072402 | 4.488 | 129158.6 | 0.069496 | 4.443 | 102729.3 | 0.086499 | 1.4343 | 2.3683 | 2.5583 | 2.5133 | -0.93076 | -2.8256 | -3.2615 | -1.7208 | VA | Virginia City Hybrid Energy Center | -36.4568 | -45.4464 | -46.7095 | -47.9951 | 0 | 0 | 0 | 0 | 9.1808 | 10.4724 | 10.4738 | 7.3885 |  | 0 | 0 | 0 | 0
VA | Brunswick County Power Station | 58260 | 36.7637 | -77.7112 | Brunswick County | Operating | Combined cycle | Pipeline Natural Gas | Dry Low NOx Burners<br>Selective Catalytic Reduction | 0.63804 | 97.62 | 32730728.361 | 4791020.12 | 0.625 | 210710.9 | 0.0059323 | 0.612 | 209413.5 | 0.0058449 | 0.627 | 214827.1 | 0.0058373 | 0.612 | 210133.8 | 0.0058249 | -0.013039 | -0.026039 | -0.011039 | -0.026039 | -12.0177 | -11.9528 | -12.2626 | -11.996 | VA | Brunswick County Power Station | -48.4745 | -57.3992 | -58.9721 | -59.9911 | 0 | 0 | 0 | 0 | 9.1808 | 10.4724 | 10.4738 | 7.3885 |  | 0 | 0 | 0 | 0
VA | Panda Stonewall Power Project | 59004 | 39.0578 | -77.5425 | Loudoun County | Operating | Combined cycle | Natural Gas | Dry Low NOx Burners<br>Selective Catalytic Reduction | 0.14217 | 21.752 | 9176362.797 | 1290363.1 | 0.171 | 76193.756 | 0.0044886 | 0.205 | 93786.572 | 0.0043716 | 0.219 | 102740.99 | 0.0042631 | 0.227 | 114388.5 | 0.0039689 | 0.02883 | 0.06283 | 0.07683 | 0.08483 | -4.4006 | -5.4222 | -5.9455 | -6.6363 | VA | Panda Stonewall Power Project | -52.8751 | -62.8214 | -64.9176 | -66.6274 | 0 | 0 | 0 | 0 | 9.1808 | 10.4724 | 10.4738 | 7.3885 |  | 0 | 0 | 0 | 0
VA | Greensville County Power Station | 59913 | 36.7184 | -77.6523 | Greensville County | Operating | Combined cycle | Pipeline Natural Gas | Dry Low NOx Burners<br>Selective Catalytic Reduction | 0.50554 | 77.347 | 30529583.081 | 4745442.21 | 0.586 | 237661.9 | 0.0049314 | 0.59 | 238624 | 0.004945 | 0.592 | 242431.3 | 0.0048839 | 0.6 | 241404.6 | 0.0049709 | 0.080464 | 0.084464 | 0.086464 | 0.094464 | -13.6737 | -13.7274 | -13.9539 | -13.8843 | VA | Greensville County Power Station | -66.5488 | -76.5489 | -78.8715 | -80.5117 | 0 | 0 | 0 | 0 | 9.1808 | 10.4724 | 10.4738 | 7.3885 | VA | 0 | 0 | 0 | 0
VT | J C McNeil | 589 | 44.4917 | -73.2081 | Chittenden County | Operating | Other boiler | Wood | Other | 0.33453 | 51.183 | 1462651.325 | 100030.25 | 0.016 | 1113.675 | 0.028734 | 0.001 | 241.825 | 0.0082704 | 0.218 | 3825.15 | 0.11398 | 0.164 | 2680.2 | 0.12238 | -0.31853 | -0.33353 | -0.11653 | -0.17053 | -0.05082 | -0.013509 | -0.011509 | 0.003188 | VT | J C McNeil | -0.05082 | -0.013509 | -0.011509 | 0.003188 | 0 | 0 | 0 | 0.003188 | 0 | 0 | 0 | 0.003188 |  | 0 | 0 | 0 | 0.0023789
VT | Berlin 5 | 3734 | 44.2498 | -72.6035 | Washington County | Operating | Combustion turbine | Diesel Oil |  | 0 |  | 3134.1 |  |  |  | 0 |  |  | 0 |  |  | 0 |  |  | 0 | 0 | 0 | 0 | 0 | 0 | 0 | 0 | 0 | VT | Berlin 5 | -0.05082 | -0.013509 | -0.011509 | 0.003188 | 0 | 0 | 0 | 0 | 0 | 0 | 0 | 0.003188 |  | 0 | 0 | 0 | 0
VT | Penny Lane Gas Turbine | 3754 | 44.4817 | -73.2241 | Chittenden County | Operating | Combustion turbine | Diesel Oil |  | 0 |  | 745.6 |  |  |  | 0 |  |  | 0 |  |  | 0 |  | 434.9 | 0 | 0 | 0 | 0 | 0 | 0 | 0 | 0 | -0.026094 | VT | Penny Lane Gas Turbine | -0.05082 | -0.013509 | -0.011509 | -0.022906 | 0 | 0 | 0 | 0 | 0 | 0 | 0 | 0.003188 | VT | 0 | 0 | 0 | 0
WV | John E Amos | 3935 | 38.4731 | -81.8233 | Putnam County | Operating | Dry bottom wall-fired boiler | Coal | Low NOx Burner Technology (Dry Bottom only)<br>Selective Catalytic Reduction | 15.3253 | 2344.775 | 52676809.622 | 5493196.99 | 18.904 | 348830.2 | 0.10839 | 18.051 | 369805.7 | 0.097624 | 17.045 | 379685.364 | 0.089785 | 18.129 | 411503.7 | 0.088111 | 3.5787 | 2.7257 | 1.7197 | 2.8037 | -2.0258 | -4.1373 | -5.7361 | -6.5612 | WV | John E Amos | -2.0258 | -4.1373 | -5.7361 | -6.5612 | 0 | 0 | 0 | 0 | 0 | 0 | 0 | 0 |  | 0 | 0 | 0 | 0
WV | Fort Martin Power Station | 3943 | 39.7107 | -79.9275 | Monongalia County | Operating | Tangentially-fired | Coal | Low NOx Burner Technology w/ Closed-coupled OFA | 24.4093 | 3734.619 | 26943183.255 | 2923249.35 | 28.34 | 198554 | 0.28546 | 29.317 | 203415.3 | 0.28825 | 27.528 | 197672.9 | 0.27852 | 28.158 | 200273.6 | 0.2812 | 3.9307 | 4.9077 | 3.1187 | 3.7487 | 16.4268 | 17.1121 | 15.6676 | 16.1416 | WV | Fort Martin Power Station | 14.4009 | 12.9747 | 9.9315 | 9.5804 | 16.4268 | 17.1121 | 15.6676 | 16.1416 | 16.4268 | 17.1121 | 15.6676 | 16.1416 |  | 0.16546 | 0.16825 | 0.15852 | 0.1612
WV | Harrison Power Station | 3944 | 39.3844 | -80.3325 | Harrison County | Operating | Dry bottom wall-fired boiler | Coal | Low NOx Burner Technology (Dry Bottom only)<br>Selective Catalytic Reduction | 13.7667 | 2106.306 | 57504260.421 | 6250601.94 | 13.12 | 402339.6 | 0.065219 | 13.555 | 411185.9 | 0.065931 | 13.793 | 419831.4 | 0.065707 | 18.225 | 414265.2 | 0.087987 | -0.64671 | -0.21171 | 0.026294 | 4.4583 | -11.0204 | -11.1162 | -11.3969 | -6.6309 | WV | Harrison Power Station | 3.3806 | 1.8586 | -1.4654 | 2.9494 | 0 | 0 | 0 | 0 | 16.4268 | 17.1121 | 15.6676 | 16.1416 |  | 0 | 0 | 0 | 0
WV | Mitchell (WV) | 3948 | 39.8297 | -80.8153 | Marshall County | Operating | Dry bottom wall-fired boiler | Coal | Low NOx Burner Technology (Dry Bottom only)<br>Selective Catalytic Reduction | 7.1802 | 1098.566 | 26473076.793 | 2624488.23 | 12.568 | 256930.4 | 0.097832 | 12.446 | 287389.1 | 0.086614 | 14.034 | 280551.8 | 0.10005 | 11.927 | 273659.168 | 0.087167 | 5.3878 | 5.2658 | 6.8538 | 4.7468 | -2.8478 | -4.7973 | -2.7991 | -4.4926 | WV | Mitchell (WV) | 0.53275 | -2.9388 | -4.2645 | -1.5431 | 0 | 0 | 0 | 0 | 16.4268 | 17.1121 | 15.6676 | 16.1416 |  | 0 | 0 | 0 | 0
WV | Mount Storm Power Station | 3954 | 39.2014 | -79.2667 | Grant County | Operating | Tangentially-fired | Coal | Low NOx Burner Technology w/ Closed-coupled OFA<br>Selective Catalytic Reduction | 6.2246 | 952.366 | 25803431.634 | 2645162.74 | 9.08 | 234221.5 | 0.077533 | 9.409 | 244555.4 | 0.076948 | 8.597 | 227242.818 | 0.075664 | 13.878 | 332171.5 | 0.083559 | 2.8554 | 3.1844 | 2.3724 | 7.6534 | -4.9733 | -5.2643 | -5.0376 | -6.0523 | WV | Mount Storm Power Station | -4.4405 | -8.2031 | -9.3021 | -7.5954 | 0 | 0 | 0 | 0 | 16.4268 | 17.1121 | 15.6676 | 16.1416 |  | 0 | 0 | 0 | 0
WV | Pleasants Power Station | 6004 | 39.3668 | -81.2944 | Pleasants County | Operating | Dry bottom wall-fired boiler | Coal | Low NOx Burner Technology (Dry Bottom only)<br>Selective Catalytic Reduction | 11.4927 | 1758.388 | 25312147.534 | 2663651.65 | 11.335 | 192457.2 | 0.11779 | 17.624 | 223088.2 | 0.158 | 8.439 | 170066.38 | 0.099244 | 8.014 | 121240.4 | 0.1322 | -0.15773 | 6.1313 | -3.0537 | -3.4787 | -0.21243 | 4.2387 | -1.765 | 0.73958 | WV | Pleasants Power Station | -4.653 | -3.9644 | -11.067 | -6.8558 | 0 | 4.2387 | 0 | 0.73958 | 16.4268 | 21.3508 | 15.6676 | 16.8812 |  | 0 | 0.038 | 0 | 0.0122
WV | Mountaineer (1301) | 6264 | 38.9794 | -81.9344 | Mason County | Operating | Dry bottom wall-fired boiler | Coal | Low NOx Burner Technology (Dry Bottom only)<br>Selective Catalytic Reduction | 11.6119 | 1776.626 | 40345863.798 | 4326943.94 | 11.483 | 262545.6 | 0.087474 | 11.496 | 266702.2 | 0.086209 | 11.83 | 273653.3 | 0.08646 | 12.131 | 272636.9 | 0.08899 | -0.12893 | -0.11593 | 0.21807 | 0.51907 | -4.2697 | -4.5061 | -4.5892 | -4.2272 | WV | Mountaineer (1301) | -8.9227 | -8.4705 | -15.6562 | -11.083 | 0 | 0 | 0 | 0 | 16.4268 | 21.3508 | 15.6676 | 16.8812 |  | 0 | 0 | 0 | 0
WV | Grant Town Power Plant | 10151 | 39.5611 | -80.1642 | Marion County | Operating | Circulating fluidized bed boiler | Coal Refuse | Selective Non-catalytic Reduction<br>Combustion Modification/Fuel Reburning | 3.8303 | 586.036 | 3790227.695 |  | 4.632 | 29042.2 | 0.31898 | 4.461 | 29807.5 | 0.29932 | 4.451 | 29131.9 | 0.30558 | 4.453 | 28924.6 | 0.3079 | 0.8017 | 0.6307 | 0.6207 | 0.6227 | 2.8895 | 2.6726 | 2.7031 | 2.7175 | WV | Grant Town Power Plant | -6.0332 | -5.798 | -12.9532 | -8.3655 | 2.8895 | 2.6726 | 2.7031 | 2.7175 | 19.3162 | 24.0233 | 18.3707 | 19.5987 |  | 0.19898 | 0.17932 | 0.18558 | 0.1879
WV | Morgantown Energy Facility | 10743 | 39.6397 | -79.9606 | Monongalia County | Operating | Circulating fluidized bed boiler | Coal Refuse | Selective Non-catalytic Reduction | 2.9394 | 449.722 | 2559058.949 |  | 3.407 | 18742.2 | 0.36356 | 1.138 | 6153.042 | 0.3699 |  |  | 0 | 2.736 | 15847.311 | 0.3453 | 0.46764 | -1.8014 | -2.9394 | -0.20336 | 2.2825 | 0.76882 | 0 | 1.7852 | WV | Morgantown Energy Facility | -3.7508 | -5.0291 | -12.9532 | -6.5803 | 2.2825 | 0.76882 | 0 | 1.7852 | 21.5987 | 24.7922 | 18.3707 | 21.3838 |  | 0.24356 | 0.2499 | 0 | 0.2253
WV | Chemours Belle Plant | 10788 | 38.2431 | -81.556 | Kanawha County | Operating | Dry bottom wall-fired boiler | Natural Gas |  | 0.051667 | 7.905 | 85428.2 |  | 0.205 | 2223.8 | 0.18437 | 0.229 | 2479.7 | 0.1847 | 0.236 | 2555.2 | 0.18472 | 0.138 | 1495 | 0.18462 | 0.15333 | 0.17733 | 0.18433 | 0.086333 | 0.071572 | 0.080218 | 0.082688 | 0.0483 | WV | Chemours Belle Plant | -3.6792 | -4.9489 | -12.8705 | -6.532 | 0.071572 | 0.080218 | 0.082688 | 0.0483 | 21.6703 | 24.8724 | 18.4534 | 21.4321 |  | 0.064369 | 0.0647 | 0.064721 | 0.064615
WV | UCC South Charleston Plant | 50151 | 38.3688 | -81.6786 | Kanawha County | Operating | Other boiler | Natural Gas | Low NOx Burner Technology (Dry Bottom only) | 0.13718 | 20.989 | 665135.412 |  | 0.112 | 3931.8 | 0.056971 | 0.114 | 3954.1 | 0.057662 | 0.112 | 4316 | 0.0519 | 0.123 | 4409 | 0.055795 | -0.025183 | -0.023183 | -0.025183 | -0.014183 | -0.12391 | -0.12325 | -0.14696 | -0.14154 | WV | UCC South Charleston Plant | -3.8031 | -5.0722 | -13.0174 | -6.6736 | 0 | 0 | 0 | 0 | 21.6703 | 24.8724 | 18.4534 | 21.4321 |  | 0 | 0 | 0 | 0
WV | Axiall Corporation Natrium Plant | 50491 | 39.7475 | -80.8547 | Marshall County | Operating | Dry bottom wall-fired boiler | Coal | Low NOx Burner Technology w/ Overfire Air | 1.7664 | 270.261 | 5200483.2 |  | 1.981 | 35493.5 | 0.11163 | 1.623 | 31064.5 | 0.10449 | 1.345 | 26386.4 | 0.10195 | 1.527 | 30213.2 | 0.10108 | 0.21459 | -0.14341 | -0.42141 | -0.23941 | -0.14861 | -0.24087 | -0.23818 | -0.28579 | WV | Axiall Corporation Natrium Plant | -3.9517 | -5.313 | -13.2556 | -6.9594 | 0 | 0 | 0 | 0 | 21.6703 | 24.8724 | 18.4534 | 21.4321 |  | 0 | 0 | 0 | 0
WV | Ceredo Generating Station | 55276 | 38.3681 | -82.5339 | Wayne County | Operating | Combustion turbine | Pipeline Natural Gas | Combustion Modification/Fuel Reburning | 0.19167 | 29.325 | 1781108 | 143450.06 | 0.6 | 42804.2 | 0.028035 | 0.672 | 39573.9 | 0.033962 | 0.518 | 36666.9 | 0.028254 |  |  | 0 | 0.40833 | 0.48033 | 0.32633 | -0.19167 | -1.9683 | -1.7024 | -1.682 | 0 | WV | Ceredo Generating Station | -5.92 | -7.0155 | -14.9376 | -6.9594 | 0 | 0 | 0 | 0 | 21.6703 | 24.8724 | 18.4534 | 21.4321 |  | 0 | 0 | 0 | 0
WV | Big Sandy Peaker Plant | 55284 | 38.3441 | -82.5938 | Wayne County | Operating | Combustion turbine | Pipeline Natural Gas | Water Injection | 0.91113 | 139.403 | 1272381.9 | 111677.78 | 2.04 | 11633.3 | 0.35072 | 1.111 | 8554.9 | 0.25973 | 1.213 | 12231.4 | 0.19834 | 0.837 | 6699.8 | 0.24986 | 1.1289 | 0.19987 | 0.30187 | -0.074131 | 1.342 | 0.59771 | 0.47912 | 0.43501 | WV | Big Sandy Peaker Plant | -4.578 | -6.4178 | -14.4585 | -6.5244 | 1.342 | 0.59771 | 0.47912 | 0.43501 | 23.0123 | 25.4701 | 18.9325 | 21.8672 |  | 0.23072 | 0.13973 | 0.078342 | 0.12986
WV | Pleasants Energy, LLC | 55349 | 39.3328 | -81.3639 | Pleasants County | Operating | Combustion turbine | Pipeline Natural Gas | Dry Low NOx Burners<br>Water Injection | 0.64033 | 97.97 | 6193010.7 | 602186.19 | 0.685 | 44012.479 | 0.031128 | 0.683 | 43176.707 | 0.031637 | 0.733 | 46233.681 | 0.031708 | 0.76 | 47679.476 | 0.03188 | 0.044673 | 0.042673 | 0.092673 | 0.11967 | -1.9557 | -1.9076 | -2.041 | -2.1008 | WV | Pleasants Energy, LLC | -6.5337 | -8.3254 | -16.4995 | -8.6251 | 0 | 0 | 0 | 0 | 23.0123 | 25.4701 | 18.9325 | 21.8672 |  | 0 | 0 | 0 | 0
WV | Longview Power | 56671 | 39.7078 | -79.9588 | Monongalia County | Operating | Dry bottom wall-fired boiler | Coal | Low NOx Burner Technology w/ Overfire Air<br>Selective Catalytic Reduction | 3.594 | 549.876 | 17418711.392 | 2083347.96 | 4.442 | 139796.7 | 0.063549 | 4.657 | 140974 | 0.066069 | 5.008 | 145418.5 | 0.068877 | 5.256 | 143762 | 0.073121 | 0.84804 | 1.063 | 1.414 | 1.662 | -3.9458 | -3.8014 | -3.7171 | -3.3697 | WV | Longview Power | -10.4795 | -12.1268 | -20.2166 | -11.9949 | 0 | 0 | 0 | 0 | 23.0123 | 25.4701 | 18.9325 | 21.8672 |  | 0 | 0 | 0 | 0
WV | Altivia Services Institute Facility | 880053 | 38.3845 | -81.7764 | Kanawha County | Operating | Other boiler | Pipeline Natural Gas | Low NOx Burner Technology (Dry Bottom only) | 0.054582 | 8.351 | 625338.12 |  | 0.052 | 3984.1 | 0.026104 | 0.05 | 3906.8 | 0.025596 | 0.051 | 3979.7 | 0.02563 | 0.057 | 4365 | 0.026117 | -0.0025817 | -0.0045817 | -0.0035817 | 0.0024183 | -0.18705 | -0.18441 | -0.18778 | -0.2049 | WV | Altivia Services Institute Facility | -10.6666 | -12.3112 | -20.4044 | -12.1998 | 0 | 0 | 0 | 0 | 23.0123 | 25.4701 | 18.9325 | 21.8672 | WV | 0 | 0 | 0 | 0