## Read Me
Accessed 4/28/2022. AMH
Form EIA-860 detailed data with previous form data (EIA-860A/860B)

## <25MW - Select States
Utility ID | Utility Name | Plant Code | Plant Name | State | County | Generator ID | Technology | Prime Mover | Unit Code | Ownership | Duct Burners | Can Bypass Heat Recovery Steam Generator? | RTO/ISO LMP Node Designation | RTO/ISO Location Designation for Reporting Wholesale Sales Data to FERC | Nameplate Capacity (MW) | Nameplate Power Factor | Summer Capacity (MW) | Winter Capacity (MW) | Minimum Load (MW) | Uprate or Derate Completed During Year | Month Uprate or Derate Completed | Year Uprate or Derate Completed | Status | Synchronized to Transmission Grid | Operating Month | Operating Year | Planned Retirement Month | Planned Retirement Year | Associated with Combined Heat and Power System | Sector Name | Sector | Topping or Bottoming | Energy Source 1 | Energy Source 2 | Energy Source 3 | Energy Source 4 | Energy Source 5 | Energy Source 6 | Startup Source 1 | Startup Source 2 | Startup Source 3 | Startup Source 4 | Solid Fuel Gasification System? | Carbon Capture Technology? | Turbines or Hydrokinetic Buoys | Time from Cold Shutdown to Full Load | Fluidized Bed Technology? | Pulverized Coal Technology? | Stoker Technology? | Other Combustion Technology? | Subcritical Technology? | Supercritical Technology? | Ultrasupercritical Technology? | Planned Net Summer Capacity Uprate (MW) | Planned Net Winter Capacity Uprate (MW) | Planned Uprate Month | Planned Uprate Year | Planned Net Summer Capacity Derate (MW) | Planned Net Winter Capacity Derate (MW) | Planned Derate Month | Planned Derate Year | Planned New Prime Mover | Planned Energy Source 1 | Planned New Nameplate Capacity (MW) | Planned Repower Month | Planned Repower Year | Other Planned Modifications? | Other Modifications Month | Other Modifications Year | Multiple Fuels? | Cofire Fuels? | Switch Between Oil and Natural Gas?
4468 | Crestwood Corp | 54985 | Crestwood Dothan | AL | Houston | GEN8 | Petroleum Liquids | IC |  | S | X | X |  |  | 0.6 | 0.8 | 0.7 | 0.8 | 0.2 | N |  |  | SB | Y | 10 | 1997 |  |  | N | IPP Non-CHP | 2 | X | DFO | [5 empty] | DFO |  |  |  | N | N |  | 12H | [23 empty] | N
55858 | EDL Inc | 58061 | Decatur-Morgan Co LFG Recovery Project | AL | Morgan | 0290 | Landfill Gas | IC |  | S | X | X |  |  | 0.8 | 1 | 0.8 | 0.8 | 0.6 | N |  |  | OP | X | 7 | 2011 |  |  | N | IPP Non-CHP | 2 | X | LFG | [9 empty] | N | N |  | 1H | [23 empty] | N
55858 | EDL Inc | 58061 | Decatur-Morgan Co LFG Recovery Project | AL | Morgan | 1496 | Landfill Gas | IC |  | S | X | X |  |  | 0.8 | 1 | 0.8 | 0.8 | 0.6 | N |  |  | OP | X | 8 | 2010 |  |  | N | IPP Non-CHP | 2 | X | LFG | [9 empty] | N | N |  | 1H | [23 empty] | N
57139 | W&T Offshore Inc | 54550 | W&T Onshore Treating Facility (OTF) | AL | Mobile | 901 | Natural Gas Fired Combined Cycle | CA | CC1 | S | Y | X |  |  | 0.9 | 0.95 | 0.9 | 0.9 | 0.1 | N |  |  | OP | X | 12 | 1993 |  |  | Y | Industrial CHP | 7 | B | NG | [9 empty] | N | N |  | 1H | [23 empty] | N | N | N
241 | Albertville Municipal Utilities Board | 7924 | Albertville | AL | Marshall | DG1 | Petroleum Liquids | IC |  | S | X | X |  |  | 1 | 0.8 | 0.9 | 0.9 | 0.3 | N |  |  | OP | X | 2 | 2000 |  |  | N | Electric Utility | 1 | X | DFO | [9 empty] | N |  |  | 1H | [23 empty] | N
241 | Albertville Municipal Utilities Board | 7924 | Albertville | AL | Marshall | DG2 | Petroleum Liquids | IC |  | S | X | X |  |  | 1 | 0.8 | 0.9 | 0.9 | 0.3 | N |  |  | OP | X | 2 | 2000 |  |  | N | Electric Utility | 1 | X | DFO | [9 empty] | N |  |  | 1H | [23 empty] | N
241 | Albertville Municipal Utilities Board | 7924 | Albertville | AL | Marshall | DG3 | Petroleum Liquids | IC |  | S | X | X |  |  | 1 | 0.8 | 0.9 | 0.9 | 0.3 | N |  |  | OP | X | 2 | 2000 |  |  | N | Electric Utility | 1 | X | DFO | [9 empty] | N |  |  | 1H | [23 empty] | N
241 | Albertville Municipal Utilities Board | 7924 | Albertville | AL | Marshall | DG4 | Petroleum Liquids | IC |  | S | X | X |  |  | 1 | 0.8 | 0.9 | 0.9 | 0.3 | N |  |  | OP | X | 2 | 2000 |  |  | N | Electric Utility | 1 | X | DFO | [9 empty] | N |  |  | 1H | [23 empty] | N
4468 | Crestwood Corp | 54985 | Crestwood Dothan | AL | Houston | GEN1 | Petroleum Liquids | IC |  | S | X | X |  |  | 1 | 0.8 | 1.2 | 1.2 | 0.5 | N |  |  | OP | X | 1 | 1995 |  |  | N | IPP Non-CHP | 2 | X | DFO | [5 empty] | DFO |  |  |  | N | N |  | 12H | [23 empty] | N | N | N
4468 | Crestwood Corp | 54985 | Crestwood Dothan | AL | Houston | GEN2 | Petroleum Liquids | IC |  | S | X | X |  |  | 1 | 0.8 | 1.2 | 1.3 | 0.5 | N |  |  | OP | X | 1 | 1995 |  |  | N | IPP Non-CHP | 2 | X | DFO | [5 empty] | DFO |  |  |  | N | N |  | 12H | [23 empty] | N |  | N
4468 | Crestwood Corp | 54985 | Crestwood Dothan | AL | Houston | GEN5 | Petroleum Liquids | IC |  | S | X | X |  |  | 1 | 0.8 | 1.2 | 1.3 | 0.5 | N |  |  | OP | X | 1 | 1996 |  |  | N | IPP Non-CHP | 2 | X | DFO | [5 empty] | DFO |  |  |  | N | N |  | 12H | [23 empty] | N
4468 | Crestwood Corp | 54985 | Crestwood Dothan | AL | Houston | GEN7 | Petroleum Liquids | IC |  | S | X | X |  |  | 1 | 0.8 | 1.2 | 1.3 | 0.5 | N |  |  | OP | X | 10 | 1997 |  |  | N | IPP Non-CHP | 2 | X | DFO | [5 empty] | DFO |  |  |  | N | N |  | 12H | [23 empty] | N
55858 | EDL Inc | 59710 | Sand Valley Power Station | AL | Dekalb | GMA | Landfill Gas | IC |  | S | X | X |  |  | 1.6 | 0.95 | 1.6 | 1.6 | 0.7 | N |  |  | OP | X | 11 | 2013 |  |  | N | IPP Non-CHP | 2 | X | LFG | [9 empty] | N | N |  | 12H | [23 empty] | N | N
55858 | EDL Inc | 59710 | Sand Valley Power Station | AL | Dekalb | GMB | Landfill Gas | IC |  | S | X | X |  |  | 1.6 | 0.95 | 1.6 | 1.6 | 0.7 | N |  |  | OP | X | 11 | 2013 |  |  | N | IPP Non-CHP | 2 | X | LFG | [10 empty] | N |  | 12H | [23 empty] | N | N
55858 | EDL Inc | 59710 | Sand Valley Power Station | AL | Dekalb | GMC | Landfill Gas | IC |  | S | X | X |  |  | 1.6 | 0.95 | 1.6 | 1.6 | 0.7 | N |  |  | OP | X | 11 | 2013 |  |  | N | IPP Non-CHP | 2 | X | LFG | [10 empty] | N |  | 12H | [23 empty] | N | N
4468 | Crestwood Corp | 54985 | Crestwood Dothan | AL | Houston | GEN3 | Petroleum Liquids | IC |  | S | X | X |  |  | 2 | 0.8 | 1.5 | 1.7 | 0.5 | N |  |  | OP | X | 12 | 2002 |  |  | N | IPP Non-CHP | 2 | X | DFO | [5 empty] | DFO |  |  |  | N | N |  | 12H | [23 empty] | N |  | N
4468 | Crestwood Corp | 54985 | Crestwood Dothan | AL | Houston | GEN9 | Petroleum Liquids | IC |  | S | X | X |  |  | 2 | 0.8 | 2 | 2.3 | 1.5 | N |  |  | OP | X | 2 | 2002 |  |  | N | IPP Non-CHP | 2 | X | DFO | [5 empty] | DFO |  |  |  | N | N |  | 12H | [23 empty] | N
57139 | W&T Offshore Inc | 54730 | Yellowhammer Gas Plant | AL | MOBILE | 701 | Natural Gas Fired Combustion Turbine | GT |  | S | X | X |  |  | 3.4 | 0.8 | 3 | 3 | 1 | N |  |  | OP | X | 3 | 1992 | 1 | 2021 | N | Industrial Non-CHP | 6 | X | NG | [9 empty] | N | N |  | 10M | [23 empty] | N | N | N
57139 | W&T Offshore Inc | 54550 | W&T Onshore Treating Facility (OTF) | AL | Mobile | 901A | Natural Gas Fired Combined Cycle | CT | CC1 | S | X | Y |  |  | 3.7 | 0.95 | 3.4 | 3.6 | 1.1 | N |  |  | OP | X | 9 | 1993 |  |  | Y | Industrial CHP | 7 | T | NG | [9 empty] | N | N |  | 1H | [23 empty] | N | N | N
57139 | W&T Offshore Inc | 54550 | W&T Onshore Treating Facility (OTF) | AL | Mobile | 901B | Natural Gas Fired Combined Cycle | CT | CC1 | S | X | Y |  |  | 3.7 | 0.95 | 3.4 | 3.6 | 1.1 | N |  |  | OP | X | 9 | 1993 |  |  | Y | Industrial CHP | 7 | T | NG | [9 empty] | N | N |  | 1H | [23 empty] | N | N | N
57139 | W&T Offshore Inc | 54550 | W&T Onshore Treating Facility (OTF) | AL | Mobile | 901C | Natural Gas Fired Combined Cycle | CT | CC1 | S | X | Y |  |  | 3.7 | 0.8 | 3.4 | 3.6 | 1.1 | N |  |  | OP | X | 9 | 1993 |  |  | Y | Industrial CHP | 7 | T | NG | [9 empty] | N | N |  | 1H | [23 empty] | N
5321 | Drummond Company, Inc. | 56076 | ABC Coke | AL | Jefferson | 1 | Other Gases | ST |  | S | X | X |  |  | 3.8 | 0.95 | 3.8 | 3.8 | 1.2 | N |  |  | OP | X | 8 | 1997 |  |  | Y | Industrial CHP | 7 | B | OG | NG |  |  |  |  | NG | OG |  |  | N | N |  | 12H |  | N |  |  | N | N | N | [13 empty] | N |  |  | N | N | N
18642 | Tennessee Valley Authority | 6150 | Bellefonte | AL | Jackson | DG-1 | Petroleum Liquids | IC |  | S | X | X |  |  | 7 | 0.8 | 7 | 7 | 7 | N |  |  | OS | X | 12 | 1998 |  |  | N | Electric Utility | 1 | X | DFO | [9 empty] | N |  |  | 10M | [23 empty] | N
18642 | Tennessee Valley Authority | 6150 | Bellefonte | AL | Jackson | DG-2 | Petroleum Liquids | IC |  | S | X | X |  |  | 7 | 0.8 | 7 | 7 | 7 | N |  |  | OS | X | 12 | 1998 |  |  | N | Electric Utility | 1 | X | DFO | [9 empty] | N |  |  | 10M | [23 empty] | N
189 | PowerSouth Energy Cooperative | 533 | McWilliams | AL | Covington | 1 | Natural Gas Fired Combined Cycle | CA | MCWM | S | Y | X |  |  | 7.5 | 0.8 | 9 | 9 | 2.5 | N |  |  | OP | X | 12 | 1954 |  |  | N | Electric Utility | 1 | X | NG | DFO | [8 empty] | N | N |  | 12H | [23 empty] | N | N | N
189 | PowerSouth Energy Cooperative | 533 | McWilliams | AL | Covington | 2 | Natural Gas Fired Combined Cycle | CA | MCWM | S | Y | X |  |  | 7.5 | 0.8 | 9 | 9 | 2.5 | N |  |  | OP | X | 12 | 1954 |  |  | N | Electric Utility | 1 | X | NG | DFO | [8 empty] | N | N |  | 12H | [23 empty] | N | N | N
9393 | International Paper Co-Riverdl | 54096 | International Paper Riverdale Mill | AL | Dallas | GEN1 | Natural Gas Steam Turbine | ST |  | S | X | X |  |  | 11.6 | 0.85 | 11.6 | 11.6 | 2 | N |  |  | OP | X | 1 | 1967 |  |  | N | Industrial CHP | 7 | X | NG | BLQ | WDS | DFO |  |  | NG |  |  |  | N | N |  | 1H | [23 empty] | Y | Y | N
62972 | Bluestone Coke LLC | 50359 | Sloss Industries Corp | AL | Jefferson | 10 | Other Gases | ST |  | S | X | X |  |  | 12.5 | 0.8 | 8.5 | 7.5 | 3 | N |  |  | OP | X | 5 | 1958 |  |  | Y | Industrial CHP | 7 | B | OG | NG |  |  |  |  | OG |  |  |  | N | N |  | 12H | [23 empty] | N | N
62972 | Bluestone Coke LLC | 50359 | Sloss Industries Corp | AL | Jefferson | 9 | Other Gases | ST |  | S | X | X |  |  | 12.5 | 0.8 | 7.5 | 6.5 | 3 | N |  |  | SB | Y | 5 | 1958 |  |  | Y | Industrial CHP | 7 | B | OG | NG |  |  |  |  | OG |  |  |  | N | N |  | 12H | [23 empty] | N | N
59976 | WestRock Mill Company, LLC | 54763 | WestRock Demopolis Mill | AL | Marengo | 2TG | Wood/Wood Waste Biomass | ST |  | S | X | X |  |  | 12.5 | 0.85 | 8.6 | 10.8 | 2 | N |  |  | OP | X | 10 | 1982 |  |  | Y | Industrial CHP | 7 | T | BLQ | WDS | NG | DFO |  |  | NG |  |  |  | N | N |  | 12H | N |  |  |  | N | [18 empty] | N | N | N
55932 | Georgia-Pacific Brewton LLC | 54789 | Georgia-Pacific Brewton Mill | AL | Escambia | 2TG | Natural Gas Steam Turbine | ST |  | S | X | X |  |  | 12.5 | 0.8 | 9.8 | 9.8 | 3.7 | N |  |  | OP | X | 4 | 1964 |  |  | Y | Industrial CHP | 7 | T | NG | [5 empty] | NG |  |  |  | N | N |  | 12H | [23 empty] | N | N | N
56785 | The Westervelt Co | 57467 | Westervelt Moundville Cogen | AL | Hale | TG1 | Wood/Wood Waste Biomass | ST |  | S | X | X |  |  | 13 | 1 | 8.2 | 8.2 | 2 | N |  |  | OP | X | 12 | 2011 |  |  | Y | Industrial CHP | 7 | T | WDS | [5 empty] | WDS |  |  |  | N | N |  | 12H | [23 empty] | N | N | N
195 | Alabama Power Co | 7698 | General Electric Plastic | AL | Lowndes | 2 | Natural Gas Fired Combined Cycle | CA | G524 | S | Y | X |  |  | 14.8 | 0.85 | 10.5 | 10.5 | 2 | N |  |  | OP | X | 7 | 1999 |  |  | Y | Electric Utility | 1 | T | NG | [12 empty] | 12H | [23 empty] | N
56310 | Boise White Paper LLC | 55044 | Packaging Corporation of America Jackson Mill | AL | Clarke | STG1 | Wood/Wood Waste Biomass | ST |  | S | X | X |  |  | 15.6 | 0.85 | 15.3 | 15.6 | 1 | N |  |  | OP | X | 6 | 1996 |  |  | Y | Industrial CHP | 7 | T | BLQ | NG | DFO |  |  |  | NG | DFO |  |  | N | N | 0 | 12H | [20 empty] | N |  |  | N | N | N
55932 | Georgia-Pacific Brewton LLC | 54789 | Georgia-Pacific Brewton Mill | AL | Escambia | 3TG | Natural Gas Steam Turbine | ST |  | S | X | X |  |  | 15.9 | 0.85 | 9.9 | 11 | 4.1 | N |  |  | OP | X | 1 | 1982 |  |  | Y | Industrial CHP | 7 | T | NG | [5 empty] | NG |  |  |  | N | N |  | 12H | [23 empty] | N | N | N
9393 | International Paper Co-Riverdl | 54096 | International Paper Riverdale Mill | AL | Dallas | GEN3 | Natural Gas Fired Combined Cycle | CA | CC01 | S | Y | X |  |  | 17 | 1 | 17 | 17 | 2 | N |  |  | OP | X | 11 | 1994 |  |  | N | Industrial CHP | 7 | X | NG | BFG | WDS | DFO | [6 empty] | N | N |  | 1H | [23 empty] | Y | Y | N
195 | Alabama Power Co | 26 | E C Gaston | AL | Shelby | GT4 | Petroleum Liquids | GT |  | J | X | X |  |  | 21.2 | 0.85 | 16 | 20 | 16 | N |  |  | OP | X | 6 | 1970 |  |  | N | Electric Utility | 1 | X | DFO | [12 empty] | 1H | [23 empty] | N
14446 | Paragould Light & Water Comm | 7283 | Paragould Turbine | AR | Greene | 5 | Petroleum Liquids | IC |  | S | X | X |  |  | 0.3 | 0.8 | 0.2 | 0.2 | 0.2 | N |  |  | SB | Y | 2 | 1991 |  |  | N | Electric Utility | 1 | X | DFO | [12 empty] | 1H | [23 empty] | N | N
15043 | City of Piggott - (AR) | 193 | Municipal Light | AR | Clay | 2 | Petroleum Liquids | IC |  | S | X | X |  |  | 0.6 | 1 | 0.6 | 0.6 | 0.4 | N |  |  | OP | X | 4 | 1952 |  |  | N | Electric Utility | 1 | X | DFO | NG | [8 empty] | N | N |  | 1H | [23 empty] | N | N | N
54842 | WM Renewable Energy LLC | 56523 | Two Pine Landfill Gas Recovery | AR | Pulaski | GEN 7 | Landfill Gas | IC |  | S | X | X | City of N Little Rock | City of N Little Rock | 0.8 | 0.98 | 0.8 | 0.8 | 0.5 | N |  |  | OP | X | 9 | 2017 |  |  | N | IPP Non-CHP | 2 | X | LFG | [9 empty] | N |  |  | 1H | [23 empty] | N | N | N
54842 | WM Renewable Energy LLC | 56523 | Two Pine Landfill Gas Recovery | AR | Pulaski | GEN1 | Landfill Gas | IC |  | S | X | X | City of N Little Rock | City of N Little Rock | 0.8 | 0.98 | 0.8 | 0.8 | 0.5 | N |  |  | OP | X | 10 | 2006 |  |  | N | IPP Non-CHP | 2 | X | LFG | [9 empty] | N |  |  | 1H | [23 empty] | N | N | N
54842 | WM Renewable Energy LLC | 56523 | Two Pine Landfill Gas Recovery | AR | Pulaski | GEN2 | Landfill Gas | IC |  | S | X | X | City of N Little Rock | City of N Little Rock | 0.8 | 0.98 | 0.8 | 0.8 | 0.5 | N |  |  | OP | X | 10 | 2006 |  |  | N | IPP Non-CHP | 2 | X | LFG | [9 empty] | N |  |  | 1H | [23 empty] | N | N | N
54842 | WM Renewable Energy LLC | 56523 | Two Pine Landfill Gas Recovery | AR | Pulaski | GEN3 | Landfill Gas | IC |  | S | X | X | City of N Little Rock | City of N Little Rock | 0.8 | 0.98 | 0.8 | 0.8 | 0.5 | N |  |  | OP | X | 10 | 2006 |  |  | N | IPP Non-CHP | 2 | X | LFG | [9 empty] | N |  |  | 1H | [23 empty] | N | N | N
54842 | WM Renewable Energy LLC | 56523 | Two Pine Landfill Gas Recovery | AR | Pulaski | GEN4 | Landfill Gas | IC |  | S | X | X | City of N Little Rock | City of N Little Rock | 0.8 | 0.98 | 0.8 | 0.8 | 0.5 | N |  |  | OP | X | 10 | 2006 |  |  | N | IPP Non-CHP | 2 | X | LFG | [9 empty] | N |  |  | 1H | [23 empty] | N | N | N
54842 | WM Renewable Energy LLC | 56523 | Two Pine Landfill Gas Recovery | AR | Pulaski | GEN5 | Landfill Gas | IC |  | S | X | X | City of N Little Rock | City of N Little Rock | 0.8 | 0.98 | 0.8 | 0.8 | 0.5 | N |  |  | OP | X | 10 | 2006 |  |  | N | IPP Non-CHP | 2 | X | LFG | [9 empty] | N |  |  | 1H | [23 empty] | N | N | N
54842 | WM Renewable Energy LLC | 57025 | Waste Management Eco Vista LFGTE | AR | Washington | GEN1 | Landfill Gas | IC |  | S | X | X | OZARK ELECTRIC COOP | OZARK ELECTRIC COOP | 0.8 | 0.98 | 0.8 | 0.8 | 0.5 | N |  |  | OP | X | 11 | 2010 |  |  | N | IPP Non-CHP | 2 | X | LFG | [12 empty] | 1H | [23 empty] | N | N | N
54842 | WM Renewable Energy LLC | 57025 | Waste Management Eco Vista LFGTE | AR | Washington | GEN2 | Landfill Gas | IC |  | S | X | X | OZARK ELECTRIC COOP | OZARK ELECTRIC COOP | 0.8 | 0.98 | 0.8 | 0.8 | 0.5 | N |  |  | OP | X | 11 | 2010 |  |  | N | IPP Non-CHP | 2 | X | LFG | [12 empty] | 1H | [23 empty] | N | N | N
54842 | WM Renewable Energy LLC | 57025 | Waste Management Eco Vista LFGTE | AR | Washington | GEN3 | Landfill Gas | IC |  | S | X | X | OZARK ELECTRIC COOP | OZARK ELECTRIC COOP | 0.8 | 0.98 | 0.8 | 0.8 | 0.5 | N |  |  | OP | X | 11 | 2010 |  |  | N | IPP Non-CHP | 2 | X | LFG | [12 empty] | 1H | [23 empty] | N | N | N
54842 | WM Renewable Energy LLC | 57025 | Waste Management Eco Vista LFGTE | AR | Washington | GEN4 | Landfill Gas | IC |  | S | X | X | OZARK ELECTRIC COOP | OZARK ELECTRIC COOP | 0.8 | 0.98 | 0.8 | 0.8 | 0.5 | N |  |  | OP | X | 11 | 2010 |  |  | N | IPP Non-CHP | 2 | X | LFG | [12 empty] | 1H | [23 empty] | N | N | N
54842 | WM Renewable Energy LLC | 57025 | Waste Management Eco Vista LFGTE | AR | Washington | GEN5 | Landfill Gas | IC |  | S | X | X | OZARK ELECTRIC COOP | OZARK ELECTRIC COOP | 0.8 | 0.98 | 0.8 | 0.8 | 0.5 | N |  |  | OP | X | 11 | 2010 |  |  | N | IPP Non-CHP | 2 | X | LFG | [12 empty] | 1H | [23 empty] | N | N | N
15043 | City of Piggott - (AR) | 193 | Municipal Light | AR | Clay | 7 | Petroleum Liquids | IC |  | S | X | X |  |  | 1.1 | 1 | 1.1 | 1.1 | 0.6 | N |  |  | OP | X | 1 | 1955 |  |  | N | Electric Utility | 1 | X | DFO | NG | [8 empty] | N | N |  | 1H | [23 empty] | N | N | N
15043 | City of Piggott - (AR) | 193 | Municipal Light | AR | Clay | 6 | Petroleum Liquids | IC |  | S | X | X |  |  | 1.3 | 1 | 1.3 | 1.3 | 0.7 | N |  |  | OP | X | 3 | 1959 |  |  | N | Electric Utility | 1 | X | DFO | NG | [8 empty] | N | N |  | 1H | [23 empty] | N | N | N
11079 | Little Rock Water Reclamation Authority | 10050 | Fourche Creek Wastewater | AR | Pulaski | 4 | Other Waste Biomass | IC |  | S | X | X |  |  | 1.3 | 0.8 | 1.3 | 1.3 | 0.8 | N |  |  | OP | X | 12 | 2009 |  |  | Y | Commercial CHP | 5 | T | OBG | NG |  |  |  |  | OBG |  |  |  | N | N |  | 1H | [23 empty] | Y | N | N
14216 | City of Osceola - (AR) | 172 | Osceola (AR) | AR | Mississippi | 9 | Petroleum Liquids | IC |  | S | X | X |  |  | 1.6 | 1 | 1.6 | 1.6 | 1.6 | N |  |  | SB | N | 5 | 1992 |  |  | N | Electric Utility | 1 | X | DFO | [9 empty] | N | N |  | 10M | [20 empty] | N |  |  | N | N | N
15043 | City of Piggott - (AR) | 193 | Municipal Light | AR | Clay | 1 | Petroleum Liquids | IC |  | S | X | X |  |  | 2 | 1 | 2 | 2 | 1.2 | N |  |  | OP | X | 10 | 1963 |  |  | N | Electric Utility | 1 | X | DFO | NG | [8 empty] | N | N |  | 1H | [23 empty] | N | N | N
15043 | City of Piggott - (AR) | 193 | Municipal Light | AR | Clay | 4 | Petroleum Liquids | IC |  | S | X | X |  |  | 2.2 | 1 | 2.2 | 2.2 | 1.4 | N |  |  | OP | X | 3 | 1976 |  |  | N | Electric Utility | 1 | X | DFO | [9 empty] | N | N |  | 1H | [23 empty] | N | N | N
14446 | Paragould Light & Water Comm | 7283 | Paragould Turbine | AR | Greene | 1 | Natural Gas Fired Combustion Turbine | GT |  | S | X | X | PARAGOULD | PARAGOULD | 3.4 | 0.8 | 3.4 | 3.4 | 3 | N |  |  | OP | X | 8 | 1990 |  |  | N | Electric Utility | 1 | X | NG | [12 empty] | 1H | [23 empty] | N |  | N
14446 | Paragould Light & Water Comm | 7283 | Paragould Turbine | AR | Greene | 2 | Natural Gas Fired Combustion Turbine | GT |  | S | X | X | PARAGOULD | PARAGOULD | 3.4 | 0.8 | 3.4 | 3.4 | 3 | N |  |  | OP | X | 8 | 1990 |  |  | N | Electric Utility | 1 | X | NG | [12 empty] | 1H | [23 empty] | N |  | N
14446 | Paragould Light & Water Comm | 7283 | Paragould Turbine | AR | Greene | 3 | Natural Gas Fired Combustion Turbine | GT |  | S | X | X | PARAGOULD | PARAGOULD | 3.4 | 0.8 | 3.4 | 3.4 | 3 | N |  |  | OP | X | 8 | 1990 |  |  | N | Electric Utility | 1 | X | NG | [12 empty] | 1H | [23 empty] | N | N | N
14446 | Paragould Light & Water Comm | 7283 | Paragould Turbine | AR | Greene | 4 | Natural Gas Fired Combustion Turbine | GT |  | S | X | X | PARAGOULD | PARAGOULD | 3.4 | 0.8 | 3.4 | 3.4 | 3 | N |  |  | OP | X | 8 | 1990 |  |  | N | Electric Utility | 1 | X | NG | [12 empty] | 1H | [23 empty] | N | N | N
60295 | University Of Arkansas | 60536 | UA Central Utility Plant | AR | Washington | TRBN1 | Natural Gas Fired Combustion Turbine | GT |  | S | X | X |  |  | 5.6 | 0.98 | 5.2 | 5.2 | 3 | N |  |  | OP | X | 2 | 2016 |  |  | Y | Commercial CHP | 5 | T | NG | [9 empty] | N | N |  | 12H | [23 empty] | N | N | N
14446 | Paragould Light & Water Comm | 8015 | Paragould Reciprocating | AR | Greene | 011 | Natural Gas Internal Combustion Engine | IC |  | S | X | X | PARAGOULD | PARAGOULD | 6.4 | 0.8 | 6 | 6 | 6 | N |  |  | OP | X | 7 | 2001 |  |  | N | Electric Utility | 1 | X | NG | [10 empty] | N |  | 12H | [23 empty] | N |  | N
14446 | Paragould Light & Water Comm | 8015 | Paragould Reciprocating | AR | Greene | 021 | Natural Gas Internal Combustion Engine | IC |  | S | X | X | PARAGOULD | PARAGOULD | 6.4 | 0.8 | 6 | 6 | 6 | N |  |  | OP | X | 7 | 2001 |  |  | N | Electric Utility | 1 | X | NG | [10 empty] | N |  | 12H | [23 empty] | N |  | N
14446 | Paragould Light & Water Comm | 8015 | Paragould Reciprocating | AR | Greene | 031 | Natural Gas Internal Combustion Engine | IC |  | S | X | X | PARAGOULD | PARAGOULD | 6.4 | 0.8 | 6 | 6 | 6 | N |  |  | OP | X | 7 | 2001 |  |  | N | Electric Utility | 1 | X | NG | [10 empty] | N |  | 12H | [23 empty] | N |  | N
15597 | Riceland Foods Inc. | 56079 | Riceland Foods Cogeneration Plant | AR | Arkansas | STEC | Other Waste Biomass | ST |  | S | X | X |  |  | 18 | 1 | 8 | 8 | 2 | N |  |  | OP | X | 1 | 1997 |  |  | Y | IPP CHP | 3 | T | OBS | [5 empty] | DFO |  |  |  | Y | N |  | 12H | [23 empty] | N | N | N
5262 | Domtar Industries Inc | 54104 | Ashdown | AR | Little River | GEN1 | Wood/Wood Waste Biomass | ST |  | S | X | X |  |  | 19.5 | 0.9 | 17 | 17 | 5 | N |  |  | OP | X | 1 | 1968 |  |  | Y | Industrial CHP | 7 | T | BLQ | NG | WDS | BIT | RFO | TDF | NG |  |  |  | N | N |  | 12H |  | Y |  |  | Y | [18 empty] | Y | Y | Y
55863 | Evergreen Packaging Inc | 10627 | Pine Bluff Mill | AR | Jefferson | 2TG1 | Wood/Wood Waste Biomass | ST |  | S | X | X |  |  | 20 | 0.85 | 15.9 | 18.4 | 7 | N |  |  | OP | X | 5 | 1958 |  |  | Y | Industrial CHP | 7 | T | BLQ | PUR | WDS | NG | TDF | RFO | NG |  |  |  | N | N |  | 12H | [23 empty] | Y | Y | N
9879 | City Water and Light Plant | 56505 | Jonesboro City Water & Light Plant | AR | Craighead | SN02 | Natural Gas Fired Combustion Turbine | GT |  | S | X | X | EAI.CWL_B |  | 21.4 | 0.85 | 19 | 22 | 10 | N |  |  | OP | X | 7 | 1999 |  |  | N | Electric Utility | 1 | T T T: X; OBS BLQ BLQ: NG; OBS NG PUR: DFO |  |  |  | N | N |  | 1H | [23 empty] | Y | N | Y
807 | Arkansas Electric Coop Corp | 56489 | Elkins Generating Center | AR | Washington | A | Natural Gas Fired Combustion Turbine | GT |  | S | X | X | AECC_ELKINS1 | SWPP | 22 | 0.8 | 20 | 20 | 12 | N |  |  | OP | X | 5 | 2010 |  |  | N | Electric Utility | 1 | [11 empty] | N | N |  | 10M | [23 empty] | N | N | bar: T T T to OBS BLQ BLQ
807 | Arkansas Electric Coop Corp | 56489 | Elkins Generating Center | AR | Washington | B | Natural Gas Fired Combustion Turbine | GT |  | S | X | X | AECC_ELKINS2 | SWPP | 22 | 0.8 | 20 | 20 | 12 | N |  |  | OP | X | 5 | 2010 |  |  | N | Electric Utility | 1 | [11 empty] | N | N |  | 10M | [23 empty] | N | N | bar: T T T to OBS BLQ BLQ
807 | Arkansas Electric Coop Corp | 56489 | Elkins Generating Center | AR | Washington | C | Natural Gas Fired Combustion Turbine | GT |  | S | X | X | AECC_ELKINS3 | SWPP | 22 | 0.8 | 20 | 20 | 12 | N |  |  | OP | X | 5 | 2013 |  |  | N | Electric Utility | 1 | [11 empty] | N | N |  | 10M | [23 empty] | N | N | bar: T T T to OBS BLQ BLQ
9879 | City Water and Light Plant | 56505 | Jonesboro City Water & Light Plant | AR | Craighead | SN01 | Natural Gas Fired Combustion Turbine | GT |  | S | X | X | EAI.CWL_A |  | 24.5 | 0.85 | 20 | 23 | 10 | N |  |  | OP | X | 7 | 1999 |  |  | N | Electric Utility | 1 | T T T: X; OBS BLQ BLQ: NG; OBS NG PUR: DFO |  |  |  | N | N |  | 1H | [23 empty] | Y | N | Y
17609 | Southern California Edison Co | 6704 | Pebbly Beach Generating Station Hybrid | CA | Los Angeles | MT01 | Petroleum Liquids | GT |  | S | X | X |  |  | 0.1 | 0.8 | 0.1 | 0.1 | 0.1 | N |  |  | OP | X | 12 | 2011 |  |  | N | Electric Utility | 1 | [11 empty] | N | N |  | 10M | [23 empty] | N | bar: T T T to OBS BLQ BLQ
17609 | Southern California Edison Co | 6704 | Pebbly Beach Generating Station Hybrid | CA | Los Angeles | MT02 | Petroleum Liquids | GT |  | S | X | X |  |  | 0.1 | 0.8 | 0.1 | 0.1 | 0.1 | N |  |  | OP | X | 12 | 2011 |  |  | N | Electric Utility | 1 | [11 empty] | N | N |  | 10M | [23 empty] | N | bar: T T T to OBS BLQ BLQ
17609 | Southern California Edison Co | 6704 | Pebbly Beach Generating Station Hybrid | CA | Los Angeles | MT03 | Petroleum Liquids | GT |  | S | X | X |  |  | 0.1 | 0.8 | 0.1 | 0.1 | 0.1 | N |  |  | OP | X | 12 | 2011 |  |  | N | Electric Utility | 1 | [11 empty] | N | N |  | 10M | [23 empty] | N | bar: T T T to OBS BLQ BLQ
17609 | Southern California Edison Co | 6704 | Pebbly Beach Generating Station Hybrid | CA | Los Angeles | MT04 | Petroleum Liquids | GT |  | S | X | X |  |  | 0.1 | 0.8 | 0.1 | 0.1 | 0.1 | N |  |  | OP | X | 12 | 2011 |  |  | N | Electric Utility | 1 | [11 empty] | N | N |  | 10M | [23 empty] | N | bar: T T T to OBS BLQ BLQ
17609 | Southern California Edison Co | 6704 | Pebbly Beach Generating Station Hybrid | CA | Los Angeles | MT05 | Petroleum Liquids | GT |  | S | X | X |  |  | 0.1 | 0.8 | 0.1 | 0.1 | 0.1 | N |  |  | OP | X | 12 | 2011 |  |  | N | Electric Utility | 1 | [11 empty] | N | N |  | 10M | [23 empty] | N | bar: T T T to OBS BLQ BLQ
17609 | Southern California Edison Co | 6704 | Pebbly Beach Generating Station Hybrid | CA | Los Angeles | MT06 | Petroleum Liquids | GT |  | S | X | X |  |  | 0.1 | 0.8 | 0.1 | 0.1 | 0.1 | N |  |  | OP | X | 12 | 2011 |  |  | N | Electric Utility | 1 | [11 empty] | N | N |  | 10M | [23 empty] | N | bar: T T T to OBS BLQ BLQ
17609 | Southern California Edison Co | 6704 | Pebbly Beach Generating Station Hybrid | CA | Los Angeles | MT07 | Petroleum Liquids | GT |  | S | X | X |  |  | 0.1 | 0.8 | 0.1 | 0.1 | 0.1 | N |  |  | OP | X | 12 | 2011 |  |  | N | Electric Utility | 1 | [11 empty] | N | N |  | 10M | [23 empty] | N | bar: T T T to OBS BLQ BLQ
17609 | Southern California Edison Co | 6704 | Pebbly Beach Generating Station Hybrid | CA | Los Angeles | MT08 | Petroleum Liquids | GT |  | S | X | X |  |  | 0.1 | 0.8 | 0.1 | 0.1 | 0.1 | N |  |  | OP | X | 12 | 2011 |  |  | N | Electric Utility | 1 | [11 empty] | N | N |  | 10M | [23 empty] | N | bar: T T T to OBS BLQ BLQ
17609 | Southern California Edison Co | 6704 | Pebbly Beach Generating Station Hybrid | CA | Los Angeles | MT09 | Petroleum Liquids | GT |  | S | X | X |  |  | 0.1 | 0.8 | 0.1 | 0.1 | 0.1 | N |  |  | OP | X | 12 | 2011 |  |  | N | Electric Utility | 1 | [11 empty] | N | N |  | 10M | [23 empty] | N | bar: T T T to OBS BLQ BLQ
17609 | Southern California Edison Co | 6704 | Pebbly Beach Generating Station Hybrid | CA | Los Angeles | MT10 | Petroleum Liquids | GT |  | S | X | X |  |  | 0.1 | 0.8 | 0.1 | 0.1 | 0.1 | N |  |  | OP | X | 12 | 2011 |  |  | N | Electric Utility | 1 | [11 empty] | N | N |  | 10M | [23 empty] | N | bar: T T T to OBS BLQ BLQ
17609 | Southern California Edison Co | 6704 | Pebbly Beach Generating Station Hybrid | CA | Los Angeles | MT11 | Petroleum Liquids | GT |  | S | X | X |  |  | 0.1 | 0.8 | 0.1 | 0.1 | 0.1 | N |  |  | OP | X | 12 | 2011 |  |  | N | Electric Utility | 1 | [11 empty] | N | N |  | 10M | [23 empty] | N | bar: T T T to OBS BLQ BLQ
17609 | Southern California Edison Co | 6704 | Pebbly Beach Generating Station Hybrid | CA | Los Angeles | MT14 | Petroleum Liquids | GT |  | S | X | X |  |  | 0.1 | 0.8 | 0.1 | 0.1 | 0.1 | N |  |  | OP | X | 12 | 2011 |  |  | N | Electric Utility | 1 | [11 empty] | N | N |  | 10M | [23 empty] | N | bar: T T T to OBS BLQ BLQ
17609 | Southern California Edison Co | 6704 | Pebbly Beach Generating Station Hybrid | CA | Los Angeles | MT15 | Petroleum Liquids | GT |  | S | X | X |  |  | 0.1 | 0.8 | 0.1 | 0.1 | 0.1 | N |  |  | OP | X | 12 | 2011 |  |  | N | Electric Utility | 1 | [11 empty] | N | N |  | 10M | [23 empty] | N | bar: T T T to OBS BLQ BLQ
17609 | Southern California Edison Co | 6704 | Pebbly Beach Generating Station Hybrid | CA | Los Angeles | MT16 | Petroleum Liquids | GT |  | S | X | X |  |  | 0.1 | 0.8 | 0.1 | 0.1 | 0.1 | N |  |  | OP | X | 12 | 2011 |  |  | N | Electric Utility | 1 | [11 empty] | N | N |  | 10M | [23 empty] | N | bar: T T T to OBS BLQ BLQ
17609 | Southern California Edison Co | 6704 | Pebbly Beach Generating Station Hybrid | CA | Los Angeles | MT17 | Petroleum Liquids | GT |  | S | X | X |  |  | 0.1 | 0.8 | 0.1 | 0.1 | 0.1 | N |  |  | OP | X | 12 | 2011 |  |  | N | Electric Utility | 1 | [11 empty] | N | N |  | 10M | [23 empty] | N | bar: T T T to OBS BLQ BLQ
17609 | Southern California Edison Co | 6704 | Pebbly Beach Generating Station Hybrid | CA | Los Angeles | MT18 | Petroleum Liquids | GT |  | S | X | X |  |  | 0.1 | 0.8 | 0.1 | 0.1 | 0.1 | N |  |  | OP | X | 12 | 2011 |  |  | N | Electric Utility | 1 | [11 empty] | N | N |  | 10M | [23 empty] | N | bar: T T T to OBS BLQ BLQ
17609 | Southern California Edison Co | 6704 | Pebbly Beach Generating Station Hybrid | CA | Los Angeles | MT19 | Petroleum Liquids | GT |  | S | X | X |  |  | 0.1 | 0.8 | 0.1 | 0.1 | 0.1 | N |  |  | OP | X | 12 | 2011 |  |  | N | Electric Utility | 1 | [11 empty] | N | N |  | 10M | [23 empty] | N | bar: T T T to OBS BLQ BLQ
17609 | Southern California Edison Co | 6704 | Pebbly Beach Generating Station Hybrid | CA | Los Angeles | MT20 | Petroleum Liquids | GT |  | S | X | X |  |  | 0.1 | 0.8 | 0.1 | 0.1 | 0.1 | N |  |  | OP | X | 12 | 2011 |  |  | N | Electric Utility | 1 | [11 empty] | N | N |  | 10M | [23 empty] | N | bar: T T T to OBS BLQ BLQ
17609 | Southern California Edison Co | 6704 | Pebbly Beach Generating Station Hybrid | CA | Los Angeles | MT21 | Petroleum Liquids | GT |  | S | X | X |  |  | 0.1 | 0.8 | 0.1 | 0.1 | 0.1 | N |  |  | OP | X | 12 | 2011 |  |  | N | Electric Utility | 1 | [11 empty] | N | N |  | 10M | [23 empty] | N | bar: T T T to OBS BLQ BLQ
17609 | Southern California Edison Co | 6704 | Pebbly Beach Generating Station Hybrid | CA | Los Angeles | MT22 | Petroleum Liquids | GT |  | S | X | X |  |  | 0.1 | 0.8 | 0.1 | 0.1 | 0.1 | N |  |  | OP | X | 12 | 2011 |  |  | N | Electric Utility | 1 | [11 empty] | N | N |  | 10M | [23 empty] | N | bar: T T T to OBS BLQ BLQ
17609 | Southern California Edison Co | 6704 | Pebbly Beach Generating Station Hybrid | CA | Los Angeles | MT23 | Petroleum Liquids | GT |  | S | X | X |  |  | 0.1 | 0.8 | 0.1 | 0.1 | 0.1 | N |  |  | OP | X | 12 | 2011 |  |  | N | Electric Utility | 1 | [11 empty] | N | N |  | 10M | [23 empty] | N | bar: T T T to OBS BLQ BLQ
17609 | Southern California Edison Co | 6704 | Pebbly Beach Generating Station Hybrid | CA | Los Angeles | MT24 | Petroleum Liquids | GT |  | S | X | X |  |  | 0.1 | 0.8 | 0.1 | 0.1 | 0.1 | N |  |  | OP | X | 12 | 2011 |  |  | N | Electric Utility | 1 | [11 empty] | N | N |  | 10M | [23 empty] | N | bar: T T T to OBS BLQ BLQ
17609 | Southern California Edison Co | 6704 | Pebbly Beach Generating Station Hybrid | CA | Los Angeles | MT25 | Petroleum Liquids | GT |  | S | X | X |  |  | 0.1 | 0.8 | 0.1 | 0.1 | 0.1 | N |  |  | OP | X | 12 | 2011 |  |  | N | Electric Utility | 1 | [11 empty] | N | N |  | 10M | [23 empty] | N | bar: T T T to OBS BLQ BLQ
56778 | Bloom Energy 2009 PPA | 57460 | Caltech Central | CA | Los Angeles | CL00 | Other Natural Gas | FC |  | S | X | X |  |  | 0.1 |  | 0.1 | 0.1 | 0.1 | N |  |  | OP | X | 11 | 2010 | 3 | 2031 | N | IPP Non-CHP | 2 | T T T: X; OBS BLQ BLQ: NG; OBS NG PUR: OBG |  |  |  | N |  |  | 12H
56778 | Bloom Energy 2009 PPA | 57460 | Caltech Central | CA | Los Angeles | CL01 | Other Natural Gas | FC |  | S | X | X |  |  | 0.1 |  | 0.1 | 0.1 | 0.1 | N |  |  | OP | X | 11 | 2010 | 3 | 2031 | N | IPP Non-CHP | 2 | T T T: X; OBS BLQ BLQ: NG; OBS NG PUR: OBG |  |  |  | N | N |  | 12H
56778 | Bloom Energy 2009 PPA | 57460 | Caltech Central | CA | Los Angeles | CL02 | Other Natural Gas | FC |  | S | X | X |  |  | 0.1 |  | 0.1 | 0.1 | 0.1 | N |  |  | OP | X | 11 | 2010 | 3 | 2031 | N | IPP Non-CHP | 2 | T T T: X; OBS BLQ BLQ: NG; OBS NG PUR: OBG |  |  |  | N | N |  | 12H
56778 | Bloom Energy 2009 PPA | 57460 | Caltech Central | CA | Los Angeles | CL03 | Other Natural Gas | FC |  | S | X | X |  |  | 0.1 |  | 0.1 | 0.1 | 0.1 | N |  |  | OP | X | 11 | 2010 | 3 | 2031 | N | IPP Non-CHP | 2 | T T T: X; OBS BLQ BLQ: NG; OBS NG PUR: OBG |  |  |  | N | N |  | 12H
56778 | Bloom Energy 2009 PPA | 57460 | Caltech Central | CA | Los Angeles | CL04 | Other Natural Gas | FC |  | S | X | X |  |  | 0.1 |  | 0.1 | 0.1 | 0.1 | N |  |  | OP | X | 11 | 2010 | 3 | 2031 | N | IPP Non-CHP | 2 | T T T: X; OBS BLQ BLQ: NG; OBS NG PUR: OBG |  |  |  | N | N |  | 12H
56778 | Bloom Energy 2009 PPA | 57460 | Caltech Central | CA | Los Angeles | CL05 | Other Natural Gas | FC |  | S | X | X |  |  | 0.1 |  | 0.1 | 0.1 | 0.1 | N |  |  | OP | X | 11 | 2010 | 3 | 2031 | N | IPP Non-CHP | 2 | T T T: X; OBS BLQ BLQ: NG; OBS NG PUR: OBG |  |  |  | N | N |  | 12H
56778 | Bloom Energy 2009 PPA | 57460 | Caltech Central | CA | Los Angeles | CL06 | Other Natural Gas | FC |  | S | X | X |  |  | 0.1 |  | 0.1 | 0.1 | 0.1 | N |  |  | OP | X | 11 | 2010 | 3 | 2031 | N | IPP Non-CHP | 2 | T T T: X; OBS BLQ BLQ: NG; OBS NG PUR: OBG |  |  |  | N | N |  | 12H
56778 | Bloom Energy 2009 PPA | 57460 | Caltech Central | CA | Los Angeles | CL07 | Other Natural Gas | FC |  | S | X | X |  |  | 0.1 |  | 0.1 | 0.1 | 0.1 | N |  |  | OP | X | 11 | 2010 | 3 | 2031 | N | IPP Non-CHP | 2 | T T T: X; OBS BLQ BLQ: NG; OBS NG PUR: OBG |  |  |  | N | N |  | 12H
56778 | Bloom Energy 2009 PPA | 57460 | Caltech Central | CA | Los Angeles | CL08 | Other Natural Gas | FC |  | S | X | X |  |  | 0.1 |  | 0.1 | 0.1 | 0.1 | N |  |  | OP | X | 11 | 2010 | 3 | 2031 | N | IPP Non-CHP | 2 | T T T: X; OBS BLQ BLQ: NG; OBS NG PUR: OBG |  |  |  | N | N |  | 12H
56778 | Bloom Energy 2009 PPA | 57460 | Caltech Central | CA | Los Angeles | CL09 | Other Natural Gas | FC |  | S | X | X |  |  | 0.1 |  | 0.1 | 0.1 | 0.1 | N |  |  | OP | X | 11 | 2010 | 3 | 2031 | N | IPP Non-CHP | 2 | T T T: X; OBS BLQ BLQ: NG; OBS NG PUR: OBG |  |  |  | N | N |  | 12H
56778 | Bloom Energy 2009 PPA | 57460 | Caltech Central | CA | Los Angeles | CL10 | Other Natural Gas | FC |  | S | X | X |  |  | 0.1 |  | 0.1 | 0.1 | 0.1 | N |  |  | OP | X | 11 | 2010 | 3 | 2031 | N | IPP Non-CHP | 2 | T T T: X; OBS BLQ BLQ: NG; OBS NG PUR: OBG |  |  |  | N | N |  | 12H
14328 | Pacific Gas & Electric Co. | 57043 | SF State University | CA | San Francisco | 1 | Other Natural Gas | FC |  | S | X | X | DALYCTY_1_N016 | DALYCTY_1_N016 | 0.2 |  | 0.2 | 0.2 | 0 | N |  |  | OP | X | 9 | 2011 |  |  | Y | Electric Utility | 1 | [11 empty] | N |  |  | OVER | bar: T T T to OBS BLQ BLQ
56778 | Bloom Energy 2009 PPA | 58128 | Kaiser Downey | CA | Los Angeles | KRSO1 | Other Natural Gas | FC |  | S | X | X |  |  | 0.2 |  | 0.2 | 0.2 | 0.2 | N |  |  | OP | X | 6 | 2012 |  |  | N | IPP Non-CHP | 2 | T T T: X; OBS BLQ BLQ: NG; OBS NG PUR: LFG | [6 empty] | 12H
56778 | Bloom Energy 2009 PPA | 58128 | Kaiser Downey | CA | Los Angeles | KRSO2 | Other Natural Gas | FC |  | S | X | X |  |  | 0.2 |  | 0.2 | 0.2 | 0.2 | N |  |  | OP | X | 6 | 2012 |  |  | N | IPP Non-CHP | 2 | T T T: X; OBS BLQ BLQ: NG; OBS NG PUR: LFG | [6 empty] | 12H
56778 | Bloom Energy 2009 PPA | 58128 | Kaiser Downey | CA | Los Angeles | KRSO3 | Other Natural Gas | FC |  | S | X | X |  |  | 0.2 |  | 0.2 | 0.2 | 0.2 | N |  |  | OP | X | 6 | 2012 |  |  | N | IPP Non-CHP | 2 | T T T: X; OBS BLQ BLQ: NG; OBS NG PUR: LFG | [6 empty] | 12H
56778 | Bloom Energy 2009 PPA | 58128 | Kaiser Downey | CA | Los Angeles | KRSO4 | Other Natural Gas | FC |  | S | X | X |  |  | 0.2 |  | 0.2 | 0.2 | 0.2 | N |  |  | OP | X | 6 | 2012 |  |  | N | IPP Non-CHP | 2 | T T T: X; OBS BLQ BLQ: NG; OBS NG PUR: LFG | [6 empty] | 12H
56778 | Bloom Energy 2009 PPA | 58128 | Kaiser Downey | CA | Los Angeles | KRSO5 | Other Natural Gas | FC |  | S | X | X |  |  | 0.2 |  | 0.2 | 0.2 | 0.2 | N |  |  | OP | X | 6 | 2012 |  |  | N | IPP Non-CHP | 2 | T T T: X; OBS BLQ BLQ: NG; OBS NG PUR: LFG | [6 empty] | 12H
56778 | Bloom Energy 2009 PPA | 58132 | Kaiser Ontario | CA | San Bernardino | KSRO1 | Other Natural Gas | FC |  | S | X | X |  |  | 0.2 |  | 0.2 | 0.2 | 0.2 | N |  |  | OP | X | 10 | 2012 |  |  | N | IPP Non-CHP | 2 | T T T: X; OBS BLQ BLQ: NG; OBS NG PUR: OBG | [6 empty] | 12H | [23 empty] | N
56778 | Bloom Energy 2009 PPA | 58132 | Kaiser Ontario | CA | San Bernardino | KSRO2 | Other Natural Gas | FC |  | S | X | X |  |  | 0.2 |  | 0.2 | 0.2 | 0.2 | N |  |  | OP | X | 10 | 2012 |  |  | N | IPP Non-CHP | 2 | T T T: X; OBS BLQ BLQ: NG; OBS NG PUR: OBG | [6 empty] | 12H | [23 empty] | N
56778 | Bloom Energy 2009 PPA | 58132 | Kaiser Ontario | CA | San Bernardino | KSRO3 | Other Natural Gas | FC |  | S | X | X |  |  | 0.2 |  | 0.2 | 0.2 | 0.2 | N |  |  | OP | X | 10 | 2012 |  |  | N | IPP Non-CHP | 2 | T T T: X; OBS BLQ BLQ: NG; OBS NG PUR: OBG | [6 empty] | 12H | [23 empty] | N
56778 | Bloom Energy 2009 PPA | 58132 | Kaiser Ontario | CA | San Bernardino | KSRO4 | Other Natural Gas | FC |  | S | X | X |  |  | 0.2 |  | 0.2 | 0.2 | 0.2 | N |  |  | OP | X | 10 | 2012 |  |  | N | IPP Non-CHP | 2 | T T T: X; OBS BLQ BLQ: NG; OBS NG PUR: OBG | [6 empty] | 12H
56778 | Bloom Energy 2009 PPA | 58132 | Kaiser Ontario | CA | San Bernardino | KSRO5 | Other Natural Gas | FC |  | S | X | X |  |  | 0.2 |  | 0.2 | 0.2 | 0.2 | N |  |  | OP | X | 10 | 2012 |  |  | N | IPP Non-CHP | 2 | T T T: X; OBS BLQ BLQ: NG; OBS NG PUR: OBG | [6 empty] | 12H
61143 | Bridge Energy LLC | 56090 | Blacksand Generating Facility | CA | Orange | D190 | Other Gases | GT |  | S | X | X |  |  | 0.3 | 1 | 0.3 | 0.3 | 0.3 | N |  |  | OP | X | 9 | 2012 |  |  | N | Industrial Non-CHP | 6 | [11 empty] | N | N |  | 10M | [20 empty] | N |  |  | N | N | N | bar: T T T to OBS BLQ BLQ; DFO NG NG
58105 | University of Redlands | 58168 | Energy Center | CA | San Bernardino | TURB1 | Natural Gas Fired Combustion Turbine | GT |  | S | X | X |  |  | 0.3 | 0.8 | 0.3 | 0.3 | 0.3 | N |  |  | OP | X | 5 | 2019 |  |  | Y | Commercial CHP | 5 | [11 empty] | N | N |  | 10M | [23 empty] | N |  | N | bar: T T T to OBS BLQ BLQ
58105 | University of Redlands | 58168 | Energy Center | CA | San Bernardino | TURB2 | Natural Gas Fired Combustion Turbine | GT |  | S | X | X |  |  | 0.3 | 0.8 | 0.3 | 0.3 | 0.3 | N |  |  | OP | X | 5 | 2019 |  |  | Y | Commercial CHP | 5 | [11 empty] | N | N |  | 10M | [23 empty] | N |  | N | bar: T T T to OBS BLQ BLQ
58105 | University of Redlands | 58168 | Energy Center | CA | San Bernardino | TURB3 | Natural Gas Fired Combustion Turbine | GT |  | S | X | X |  |  | 0.3 | 0.8 | 0.3 | 0.3 | 0.3 | N |  |  | OP | X | 5 | 2019 |  |  | Y | Commercial CHP | 5 | [11 empty] | N | N |  | 10M | [23 empty] | N |  | N | bar: T T T to OBS BLQ BLQ
62150 | 2016 ESA Project Company, LLC | 63701 | CST001 McCarthy Fuel Cell | CA | Santa Clara | CST1B | Other Natural Gas | FC |  | S | X | X |  |  | 0.3 | 0.9 | 0.3 | 0.3 | 0.3 | N |  |  | OP | X | 1 | 2019 |  |  | N | IPP Non-CHP | 2 | [11 empty] | N | N |  | 12H | [23 empty] | N | bar: T T T to OBS BLQ BLQ
17711 | Solano County | 50985 | Solano County Cogen Plant | CA | Solano | 3164 | Natural Gas Internal Combustion Engine | IC |  | S | X | X |  |  | 0.4 | 1 | 0.4 | 0.4 | 0.2 | N |  |  | OP | X | 6 | 1989 |  |  | Y | Commercial CHP | 5 | [11 empty] | N | N |  | 1H | [20 empty] | N |  |  | N | N | N | bar: T T T to OBS BLQ BLQ
57128 | Bloom Energy | 57811 | Adobe San Jose | CA | Santa Clara | ADB01 | Other Natural Gas | FC |  | W | X | X |  |  | 0.4 |  | 0.4 | 0.4 | 0 | N |  |  | OP | X | 8 | 2010 |  |  | N | IPP Non-CHP | 2 | [11 empty] | N | N |  | OVER | bar: T T T to OBS BLQ BLQ
63330 | Televison City Studios, LLC. | 58253 | CBS Television City | CA | Los Angeles | GEN2 | Other Natural Gas | FC |  | W | X | X |  |  | 0.4 |  | 0.4 | 0.4 | 0 | N |  |  | OP | X | 7 | 2013 |  |  | N | Commercial Non-CHP | 4 | [14 empty] | 12H | bar: T T T to OBS BLQ BLQ
63330 | Televison City Studios, LLC. | 58253 | CBS Television City | CA | Los Angeles | GEN3 | Other Natural Gas | FC |  | W | X | X |  |  | 0.4 |  | 0.4 | 0.4 | 0 | N |  |  | OP | X | 7 | 2013 |  |  | N | Commercial Non-CHP | 4 | [14 empty] | 12H | bar: T T T to OBS BLQ BLQ
63330 | Televison City Studios, LLC. | 58253 | CBS Television City | CA | Los Angeles | GEN4 | Other Natural Gas | FC |  | S | X | X |  |  | 0.4 |  | 0.4 | 0.4 | 0 | N |  |  | OP | X | 7 | 2013 |  |  | N | Commercial Non-CHP | 4 | [14 empty] | 12H | bar: T T T to OBS BLQ BLQ
59413 | Crestmark Bank | 58440 | CBS Studio Center | CA | Los Angeles | 9560 | Other Natural Gas | FC |  | S | X | X |  |  | 0.4 |  | 0.4 | 0.4 | 0 | N |  |  | OP | X | 6 | 2013 |  |  | N | Commercial Non-CHP | 4 | [11 empty] | N | N |  | 12H | [23 empty] | N | bar: T T T to OBS BLQ BLQ
59413 | Crestmark Bank | 58440 | CBS Studio Center | CA | Los Angeles | 9580 | Other Natural Gas | FC |  | S | X | X |  |  | 0.4 |  | 0.4 | 0.4 | 0 | N |  |  | OP | X | 6 | 2013 |  |  | N | Commercial Non-CHP | 4 | [11 empty] | N | N |  | 12H | [23 empty] | N | bar: T T T to OBS BLQ BLQ
59413 | Crestmark Bank | 58440 | CBS Studio Center | CA | Los Angeles | 9581 | Other Natural Gas | FC |  | S | X | X |  |  | 0.4 |  | 0.4 | 0.4 | 0 | N |  |  | OP | X | 7 | 2013 |  |  | N | Commercial Non-CHP | 4 | [11 empty] | N | N |  | 12H | [23 empty] | N | bar: T T T to OBS BLQ BLQ
59413 | Crestmark Bank | 58440 | CBS Studio Center | CA | Los Angeles | 9583 | Other Natural Gas | FC |  | S | X | X |  |  | 0.4 |  | 0.4 | 0.4 | 0 | N |  |  | OP | X | 7 | 2013 |  |  | N | Commercial Non-CHP | 4 | [11 empty] | N | N |  | 12H | [23 empty] | N | bar: T T T to OBS BLQ BLQ
59413 | Crestmark Bank | 58440 | CBS Studio Center | CA | Los Angeles | 9585 | Other Natural Gas | FC |  | S | X | X |  |  | 0.4 |  | 0.4 | 0.4 | 0 | N |  |  | OP | X | 7 | 2013 |  |  | N | Commercial Non-CHP | 4 | [11 empty] | N | N |  | 12H | [23 empty] | N | bar: T T T to OBS BLQ BLQ
59413 | Crestmark Bank | 58440 | CBS Studio Center | CA | Los Angeles | 9587 | Other Natural Gas | FC |  | S | X | X |  |  | 0.4 |  | 0.4 | 0.4 | 0 | N |  |  | OP | X | 6 | 2013 |  |  | N | Commercial Non-CHP | 4 | [11 empty] | N | N |  | 12H | [23 empty] | N | bar: T T T to OBS BLQ BLQ
58548 | State of CA DGS BPM | 58593 | DGS Central Utility Plant | CA | Sacramento | EM1 | Petroleum Liquids | IC |  | S | X | X |  |  | 0.4 | 0.8 | 0.4 | 0.4 | 0.2 | N |  |  | SB | N | 12 | 2010 |  |  | N | Commercial CHP | 5 | T T T: X; OBS BLQ BLQ: DFO |  |  |  | N | N |  | 10M | [23 empty] | N | N | N
22045 | Oxnard City of | 50224 | Oxnard Wastewater Treatment Plant | CA | Ventura | 7610 | Other Waste Biomass | IC |  | S | X | X |  |  | 0.5 | 0.8 | 0.4 | 0.4 | 0.4 | N |  |  | OP | X | 8 | 1981 |  |  | Y | Commercial CHP | 5 | T T T: T; OBS BLQ BLQ: OBG; OBS NG PUR: NG; OBS WDS WDS: PG |  |  |  | N | N |  | 1H | [23 empty] | Y | Y | N
22045 | Oxnard City of | 50224 | Oxnard Wastewater Treatment Plant | CA | Ventura | 7710 | Other Waste Biomass | IC |  | S | X | X |  |  | 0.5 | 0.8 | 0.4 | 0.4 | 0.4 | N |  |  | OP | X | 8 | 1981 |  |  | Y | Commercial CHP | 5 | T T T: T; OBS BLQ BLQ: OBG; OBS NG PUR: NG; OBS WDS WDS: PG |  |  |  | N | N |  | 1H | [23 empty] | Y | Y | N
22045 | Oxnard City of | 50224 | Oxnard Wastewater Treatment Plant | CA | Ventura | 7810 | Other Waste Biomass | IC |  | S | X | X |  |  | 0.5 | 0.8 | 0.4 | 0.4 | 0.4 | N |  |  | OP | X | 8 | 1981 |  |  | Y | Commercial CHP | 5 | T T T: T; OBS BLQ BLQ: OBG; OBS NG PUR: NG; OBS WDS WDS: PG |  |  |  | N | N |  | 1H | [23 empty] | Y | Y | N
63952 | Irwindale Brew Yard, LLC | 58056 | Irwindale Brew Yard, LLC | CA | Los Angeles | JEN1 | Other Waste Biomass | IC |  | S | X | X |  |  | 0.5 | 1 | 0.6 | 0.6 | 0.3 | N |  |  | OP | X | 7 | 2007 |  |  | N | Industrial Non-CHP | 6 | T T T: X; OBS BLQ BLQ: OBG |  |  |  | N | N |  | 10M | [23 empty] | N
63952 | Irwindale Brew Yard, LLC | 58056 | Irwindale Brew Yard, LLC | CA | Los Angeles | JEN2 | Other Waste Biomass | IC |  | S | X | X |  |  | 0.5 | 1 | 0.6 | 0.6 | 0.3 | N |  |  | OS | X | 7 | 2007 |  |  | N | Industrial Non-CHP | 6 | T T T: X; OBS BLQ BLQ: OBG |  |  |  | N | N |  | 10M | [23 empty] | N
57468 | PRC-Desoto Intl Corp./PPG | 58085 | PRC-Desoto Intl/PPG Aerospace | CA | Kern | CATR1 | Petroleum Liquids | IC |  | S | X | X |  |  | 0.5 | 0.8 | 0.5 | 0.5 | 0.1 | N |  |  | SB | N | 9 | 1999 |  |  | N | Industrial Non-CHP | 6 | T T T: X; OBS BLQ BLQ: DFO |  |  |  | N | N |  | 10M | [23 empty] | N | N | N
58564 | Paramount Group Inc | 58607 | One Market Plaza | CA | San Francisco | 1 | Natural Gas Internal Combustion Engine | IC |  | S | X | X |  |  | 0.5 | 0.85 | 0.5 | 0.5 | 0.3 | N |  |  | OP | X | 12 | 2003 |  |  | Y | Commercial CHP | 5 | [11 empty] | N | N |  | 10M |  |  |  |  | N | [18 empty] | N | N | N | bar: T T T to OBS BLQ BLQ
58564 | Paramount Group Inc | 58607 | One Market Plaza | CA | San Francisco | 2 | Natural Gas Internal Combustion Engine | IC |  | S | X | X |  |  | 0.5 | 0.85 | 0.5 | 0.5 | 0.3 | N |  |  | OP | X | 12 | 2003 |  |  | Y | Commercial CHP | 5 | [11 empty] | N | N |  | 10M |  |  |  |  | N | [18 empty] | N | N | N | bar: T T T to OBS BLQ BLQ
58564 | Paramount Group Inc | 58607 | One Market Plaza | CA | San Francisco | 3 | Natural Gas Internal Combustion Engine | IC |  | S | X | X |  |  | 0.5 | 0.85 | 0.5 | 0.5 | 0.3 | N |  |  | OP | X | 12 | 2003 |  |  | Y | Commercial CHP | 5 | [11 empty] | N | N |  | 10M |  |  |  |  | N | [18 empty] | N | N | N | bar: T T T to OBS BLQ BLQ
58573 | Transamerica Pyramid Properties LLC | 58619 | Transamerica Pyramid | CA | San Francisco | 1 | Natural Gas Internal Combustion Engine | IC |  | S | X | X |  |  | 0.5 | 0.8 | 0.5 | 0.5 | 0.2 | N |  |  | OP | X | 7 | 2007 |  |  | Y | Commercial CHP | 5 | [11 empty] | N | N |  | 10M | [20 empty] | N |  |  | N | N | N | bar: T T T to OBS BLQ BLQ
58573 | Transamerica Pyramid Properties LLC | 58619 | Transamerica Pyramid | CA | San Francisco | 2 | Natural Gas Internal Combustion Engine | IC |  | S | X | X |  |  | 0.5 | 0.8 | 0.5 | 0.5 | 0.2 | N |  |  | OP | X | 7 | 2007 |  |  | Y | Commercial CHP | 5 | [11 empty] | N | N |  | 10M | [20 empty] | N |  |  | N | N | N | bar: T T T to OBS BLQ BLQ
62150 | 2016 ESA Project Company, LLC | 63717 | TLR000 Hansen Fuel Cell | CA | Monterey | TLR0C | Other Natural Gas | FC |  | S | X | X |  |  | 0.5 | 0.99 | 0.5 | 0.5 | 0.5 | N |  |  | OP | X | 9 | 2019 |  |  | N | IPP Non-CHP | 2 | [11 empty] | N | N |  | 12H | [23 empty] | N | bar: T T T to OBS BLQ BLQ
61324 | Yolo County Community Services Department | 54567 | MM Yolo Power | CA | Yolo | 1 | Landfill Gas | IC |  | S | X | X |  |  | 0.6 | 0.98 | 0.5 | 0.5 | 0.5 | N |  |  | OP | X | 10 | 1990 |  |  | N | IPP Non-CHP | 2 | T T T: X; OBS BLQ BLQ: LFG |  |  |  | N | N |  | 1H | [23 empty] | N
61324 | Yolo County Community Services Department | 54567 | MM Yolo Power | CA | Yolo | 2 | Landfill Gas | IC |  | S | X | X |  |  | 0.6 | 0.98 | 0.5 | 0.5 | 0.5 | N |  |  | OP | X | 10 | 1990 |  |  | N | IPP Non-CHP | 2 | T T T: X; OBS BLQ BLQ: LFG |  |  |  | N | N |  | 1H | [23 empty] | N
61324 | Yolo County Community Services Department | 54567 | MM Yolo Power | CA | Yolo | 3 | Landfill Gas | IC |  | S | X | X |  |  | 0.6 | 0.98 | 0.5 | 0.5 | 0.5 | N |  |  | OS | X | 10 | 1990 |  |  | N | IPP Non-CHP | 2 | T T T: X; OBS BLQ BLQ: LFG |  |  |  | N | N |  | 1H | [23 empty] | N
12221 | Monterey One Water | 54951 | Monterey One Water | CA | Monterey | EG1 | Other Waste Biomass | IC |  | S | X | X |  |  | 0.6 | 0.8 | 0.6 | 0.6 | 0.4 | N |  |  | OP | X | 8 | 1988 |  |  | Y | Commercial CHP | 5 | T T T: T; OBS BLQ BLQ: OBG; OBS NG PUR: NG |  |  |  | N | N |  | 1H | [23 empty] | Y | Y | N
12221 | Monterey One Water | 54951 | Monterey One Water | CA | Monterey | EG2 | Other Waste Biomass | IC |  | S | X | X |  |  | 0.6 | 0.8 | 0.6 | 0.6 | 0.4 | N |  |  | OP | X | 8 | 1988 |  |  | Y | Commercial CHP | 5 | T T T: T; OBS BLQ BLQ: OBG; OBS NG PUR: NG |  |  |  | N | N |  | 1H | [23 empty] | Y | Y | N
12221 | Monterey One Water | 54951 | Monterey One Water | CA | Monterey | EG3 | Other Waste Biomass | IC |  | S | X | X |  |  | 0.6 | 0.8 | 0.6 | 0.6 | 0.4 | N |  |  | OP | X | 8 | 1988 |  |  | Y | Commercial CHP | 5 | T T T: T; OBS BLQ BLQ: OBG; OBS NG PUR: NG |  |  |  | N | N |  | 1H | [23 empty] | Y | Y | N
58548 | State of CA DGS BPM | 58593 | DGS Central Utility Plant | CA | Sacramento | BS1 | Petroleum Liquids | IC |  | S | X | X |  |  | 0.6 | 0.8 | 0.6 | 0.6 | 0.4 | N |  |  | SB | N | 12 | 2010 |  |  | N | Commercial CHP | 5 | T T T: X; OBS BLQ BLQ: DFO |  |  |  | N | N |  | 10M | [23 empty] | N | N | N
5901 | Encina Joint Powers Authority | 10026 | Encina Water Pollution Control | CA | San Diego | EG10 | Other Waste Biomass | IC |  | S | X | X |  |  | 0.8 | 0.8 | 0.8 | 0.8 | 0.6 | N |  |  | OP | X | 11 | 2008 |  |  | N | Commercial Non-CHP | 4 | T T T: X; OBS BLQ BLQ: OBG; OBS NG PUR: NG |  |  |  | N | N |  | 1H | [23 empty] | Y | N | N
5901 | Encina Joint Powers Authority | 10026 | Encina Water Pollution Control | CA | San Diego | EG20 | Other Waste Biomass | IC |  | S | X | X |  |  | 0.8 | 0.8 | 0.8 | 0.8 | 0.6 | N |  |  | OP | X | 11 | 2008 |  |  | N | Commercial Non-CHP | 4 | T T T: X; OBS BLQ BLQ: OBG; OBS NG PUR: NG |  |  |  | N | N |  | 1H | [23 empty] | Y | N | N
5901 | Encina Joint Powers Authority | 10026 | Encina Water Pollution Control | CA | San Diego | EG30 | Other Waste Biomass | IC |  | S | X | X |  |  | 0.8 | 0.8 | 0.8 | 0.8 | 0.6 | N |  |  | OP | X | 1 | 2009 |  |  | N | Commercial Non-CHP | 4 | T T T: X; OBS BLQ BLQ: OBG; OBS NG PUR: NG |  |  |  | N | N |  | 1H | [23 empty] | Y | N | N
5901 | Encina Joint Powers Authority | 10026 | Encina Water Pollution Control | CA | San Diego | EG40 | Other Waste Biomass | IC |  | S | X | X |  |  | 0.8 | 0.8 | 0.8 | 0.8 | 0.6 | N |  |  | OP | X | 4 | 2009 |  |  | N | Commercial Non-CHP | 4 | T T T: X; OBS BLQ BLQ: OBG; OBS NG PUR: NG |  |  |  | N | N |  | 1H | [23 empty] | Y | N | N
17412 | County of Sonoma Dept of Trnsp | 55752 | Sonoma Central Landfill Phase I | CA | Sonoma | P-11 | Landfill Gas | IC |  | S | X | X | SNMALF_6_UNITS |  | 0.8 | 0.8 | 0.7 | 0.7 | 0.4 | N |  |  | OP | X | 7 | 1993 |  |  | N | Commercial Non-CHP | 4 | T T T: X; OBS BLQ BLQ: LFG |  |  |  | N | N |  | 1H | [23 empty] | N | N | N
17412 | County of Sonoma Dept of Trnsp | 55752 | Sonoma Central Landfill Phase I | CA | Sonoma | P-12 | Landfill Gas | IC |  | S | X | X | SNMALF_6_UNITS |  | 0.8 | 0.8 | 0.7 | 0.7 | 0.4 | N |  |  | OP | X | 7 | 1993 |  |  | N | Commercial Non-CHP | 4 | T T T: X; OBS BLQ BLQ: LFG |  |  |  | N | N |  | 1H | [23 empty] | N | N | N
17412 | County of Sonoma Dept of Trnsp | 55752 | Sonoma Central Landfill Phase I | CA | Sonoma | P-13 | Landfill Gas | IC |  | S | X | X | SNMALF_6_UNITS |  | 0.8 | 0.8 | 0.7 | 0.7 | 0.4 | N |  |  | OP | X | 7 | 1993 |  |  | N | Commercial Non-CHP | 4 | T T T: X; OBS BLQ BLQ: LFG |  |  |  | N | N |  | 1H | [23 empty] | N | N | N
17412 | County of Sonoma Dept of Trnsp | 55752 | Sonoma Central Landfill Phase I | CA | Sonoma | P-14 | Landfill Gas | IC |  | S | X | X |  |  | 0.8 | 0.8 | 0.7 | 0.7 | 0.4 | N |  |  | OP | X | 7 | 1993 |  |  | N | Commercial Non-CHP | 4 | T T T: X; OBS BLQ BLQ: LFG |  |  |  | N | N |  | 1H | [23 empty] | N
17412 | County of Sonoma Dept of Trnsp | 55753 | Sonoma Central Landfill Phase II | CA | Sonoma | P-21 | Landfill Gas | IC |  | S | X | X |  |  | 0.8 | 0.8 | 0.7 | 0.7 | 0.4 | N |  |  | OP | X | 6 | 1996 |  |  | N | Commercial Non-CHP | 4 | T T T: X; OBS BLQ BLQ: LFG |  |  |  | N | N |  | 1H | [23 empty] | N | N | N
17412 | County of Sonoma Dept of Trnsp | 55753 | Sonoma Central Landfill Phase II | CA | Sonoma | P-22 | Landfill Gas | IC |  | S | X | X |  |  | 0.8 | 0.8 | 0.7 | 0.7 | 0.4 | N |  |  | OP | X | 6 | 1996 |  |  | N | Commercial Non-CHP | 4 | T T T: X; OBS BLQ BLQ: LFG |  |  |  | N | N |  | 1H | [23 empty] | N | N | N
17412 | County of Sonoma Dept of Trnsp | 55753 | Sonoma Central Landfill Phase II | CA | Sonoma | P-23 | Landfill Gas | IC |  | S | X | X |  |  | 0.8 | 0.8 | 0.7 | 0.7 | 0.4 | N |  |  | OP | X | 6 | 1996 |  |  | N | Commercial Non-CHP | 4 | T T T: X; OBS BLQ BLQ: LFG |  |  |  | N | N |  | 1H | [23 empty] | N | N | N
17412 | County of Sonoma Dept of Trnsp | 55753 | Sonoma Central Landfill Phase II | CA | Sonoma | P-24 | Landfill Gas | IC |  | S | X | X |  |  | 0.8 | 0.8 | 0.7 | 0.7 | 0.4 | N |  |  | OP | X | 6 | 1996 |  |  | N | Commercial Non-CHP | 4 | T T T: X; OBS BLQ BLQ: LFG |  |  |  | N | N |  | 1H | [23 empty] | N | N | N
17412 | County of Sonoma Dept of Trnsp | 55880 | Sonoma Central Landfill Phase III | CA | Sonoma | P-31 | Landfill Gas | IC |  | S | X | X |  |  | 0.8 | 0.8 | 0.7 | 0.7 | 0.4 | N |  |  | OP | X | 7 | 2004 |  |  | N | Commercial Non-CHP | 4 | T T T: X; OBS BLQ BLQ: LFG |  |  |  | N | N |  | 1H | [23 empty] | N | N | N
17412 | County of Sonoma Dept of Trnsp | 55880 | Sonoma Central Landfill Phase III | CA | Sonoma | P-32 | Landfill Gas | IC |  | S | X | X |  |  | 0.8 | 0.8 | 0.7 | 0.7 | 0.4 | N |  |  | OP | X | 7 | 2004 |  |  | N | Commercial Non-CHP | 4 | T T T: X; OBS BLQ BLQ: LFG |  |  |  | N | N |  | 1H | [23 empty] | N | N | N
56898 | Sunnyvale City of WPCP | 57557 | Sunnyvale City of WPCP | CA | Santa Clara | S-14 | Natural Gas Internal Combustion Engine | IC |  | S | X | X |  |  | 0.8 | 0.8 | 0.8 | 0.8 | 0.6 | N |  |  | OP | X | 11 | 1997 |  |  | Y | Electric Utility | 1 | T T T: T; OBS BLQ BLQ: NG; OBS NG PUR: LFG; OBS WDS WDS: OBG |  |  |  | N | N |  | 1H |  |  |  | N | [19 empty] | Y | Y | N
56898 | Sunnyvale City of WPCP | 57557 | Sunnyvale City of WPCP | CA | Santa Clara | S-15 | Natural Gas Internal Combustion Engine | IC |  | S | X | X |  |  | 0.8 | 0.8 | 0.8 | 0.8 | 0.6 | N |  |  | OP | X | 11 | 1997 |  |  | Y | Electric Utility | 1 | T T T: T; OBS BLQ BLQ: NG; OBS NG PUR: LFG; OBS WDS WDS: OBG |  |  |  | N | N |  | 1H | N |  |  | N | [19 empty] | Y | Y | N
57128 | Bloom Energy | 57811 | Adobe San Jose | CA | Santa Clara | ADB00 | Other Natural Gas | FC |  | W | X | X |  |  | 0.8 |  | 0.8 | 0.8 | 0 | N |  |  | OP | X | 8 | 2010 |  |  | N | IPP Non-CHP | 2 | [11 empty] | N | N |  | OVER | bar: T T T to OBS BLQ BLQ
57362 | Energy 2001 Inc | 57988 | Lincoln Landfill | CA | Placer | GEN 5 | Landfill Gas | IC |  | S | X | X |  |  | 0.8 | 1 | 0.8 | 0.8 | 0.7 | N |  |  | OP | X | 11 | 2012 |  |  | N | IPP Non-CHP | 2 | T T T: X; OBS BLQ BLQ: LFG |  |  |  | N | N |  | 1H | [23 empty] | N | N
57362 | Energy 2001 Inc | 57988 | Lincoln Landfill | CA | Placer | GEN 6 | Landfill Gas | IC |  | S | X | X |  |  | 0.8 | 1 | 0.8 | 0.8 | 0.7 | N |  |  | OP | X | 11 | 2012 |  |  | N | IPP Non-CHP | 2 | T T T: X; OBS BLQ BLQ: LFG |  |  |  | N | N |  | 1H | [23 empty] | N | N
57362 | Energy 2001 Inc | 57988 | Lincoln Landfill | CA | Placer | GEN1 | Landfill Gas | IC |  | S | X | X |  |  | 0.8 | 1 | 0.8 | 0.8 | 0.7 | N |  |  | OP | X | 11 | 2004 |  |  | N | IPP Non-CHP | 2 | T T T: X; OBS BLQ BLQ: LFG |  |  |  | N | N |  | 1H | [23 empty] | N | N
57362 | Energy 2001 Inc | 57988 | Lincoln Landfill | CA | Placer | GEN2 | Landfill Gas | IC |  | S | X | X |  |  | 0.8 | 1 | 0.8 | 0.8 | 0.7 | N |  |  | OP | X | 11 | 2004 |  |  | N | IPP Non-CHP | 2 | T T T: X; OBS BLQ BLQ: LFG |  |  |  | N | N |  | 1H | [23 empty] | N
57362 | Energy 2001 Inc | 57988 | Lincoln Landfill | CA | Placer | GEN3 | Landfill Gas | IC |  | S | X | X |  |  | 0.8 | 1 | 0.8 | 0.8 | 0.7 | N |  |  | OP | X | 11 | 2004 |  |  | N | IPP Non-CHP | 2 | T T T: X; OBS BLQ BLQ: LFG |  |  |  | N | N |  | 1H | [23 empty] | N
57362 | Energy 2001 Inc | 57988 | Lincoln Landfill | CA | Placer | GEN4 | Landfill Gas | IC |  | S | X | X |  |  | 0.8 | 1 | 0.8 | 0.8 | 0.7 | N |  |  | OP | X | 11 | 2012 |  |  | N | IPP Non-CHP | 2 | T T T: X; OBS BLQ BLQ: LFG |  |  |  | N | N |  | 1H | [23 empty] | N
60003 | Zero Waste Energy Development Company LLC | 60220 | Zero Waste Energy Development Co LLC | CA | Santa Clara | ZWED1 | Other Waste Biomass | IC | 1 | S | X | X | np15 | np15 | 0.8 | 1 | 0.8 | 0.8 | 0.5 | N |  |  | OP | X | 2 | 2015 |  |  | Y | IPP CHP | 3 | T T T: T; OBS BLQ BLQ: OBG |  |  |  | N | N |  | 10M | [20 empty] | N |  |  | N | N | N
60003 | Zero Waste Energy Development Company LLC | 60220 | Zero Waste Energy Development Co LLC | CA | Santa Clara | ZWED2 | Other Waste Biomass | IC | 1 | S | X | X | np15 | np15 | 0.8 | 1 | 0.8 | 0.8 | 0.8 | N |  |  | OP | X | 2 | 2015 |  |  | N | IPP CHP | 3 | T T T: X; OBS BLQ BLQ: OBG |  |  |  | N | N |  | 10M | [20 empty] | N |  |  | N | N | N
16583 | San Antonio Regional Hospital | 50234 | San Antonio Regional Hospital | CA | San Bernardino | 2074 | Natural Gas Internal Combustion Engine | IC |  | S | X | X |  |  | 0.9 | 0.8 | 0.9 | 0.8 | 0.5 | N |  |  | OP | X | 1 | 1985 |  |  | Y | Commercial CHP | 5 | [11 empty] | N | N |  | 1H | [23 empty] | N | N | N | bar: T T T to OBS BLQ BLQ
16583 | San Antonio Regional Hospital | 50234 | San Antonio Regional Hospital | CA | San Bernardino | 2075 | Natural Gas Internal Combustion Engine | IC |  | S | X | X |  |  | 0.9 | 0.8 | 0.9 | 0.8 | 0.5 | N |  |  | OP | X | 1 | 1985 |  |  | Y | Commercial CHP | 5 | [11 empty] | N | N |  | 1H | [23 empty] | N | N | N | bar: T T T to OBS BLQ BLQ
16583 | San Antonio Regional Hospital | 50234 | San Antonio Regional Hospital | CA | San Bernardino | 2076 | Natural Gas Internal Combustion Engine | IC |  | S | X | X |  |  | 0.9 | 0.8 | 0.9 | 0.8 | 0.5 | N |  |  | OP | X | 3 | 2001 |  |  | Y | Commercial CHP | 5 | [11 empty] | N | N |  | 1H | [23 empty] | N | N | N | bar: T T T to OBS BLQ BLQ
61324 | Yolo County Community Services Department | 54567 | MM Yolo Power | CA | Yolo | 4 | Landfill Gas | IC |  | S | X | X |  |  | 0.9 | 0.98 | 0.6 | 0.6 | 0.5 | N |  |  | OP | X | 3 | 1993 |  |  | N | IPP Non-CHP | 2 | T T T: X; OBS BLQ BLQ: LFG |  |  |  | N | N |  | 1H | [23 empty] | N
61324 | Yolo County Community Services Department | 54567 | MM Yolo Power | CA | Yolo | 5 | Landfill Gas | IC |  | S | X | X |  |  | 0.9 | 0.98 | 0.4 | 0.4 | 0.3 | N |  |  | OP | X | 12 | 1998 |  |  | N | IPP Non-CHP | 2 | T T T: X; OBS BLQ BLQ: LFG |  |  |  | N | N |  | 1H | [23 empty] | N
57231 | MM Tulare Energy LLC | 55160 | MM Tulare Energy | CA | Tulare | UNT1 | Landfill Gas | IC |  | S | X | X |  |  | 0.9 | 0.9 | 0.8 | 0.8 | 0.4 | N |  |  | SB | Y | 5 | 1998 |  |  | N | IPP Non-CHP | 2 | T T T: X; OBS BLQ BLQ: LFG |  |  |  | N |  |  | 1H | [23 empty] | N
57231 | MM Tulare Energy LLC | 55160 | MM Tulare Energy | CA | Tulare | UNT2 | Landfill Gas | IC |  | S | X | X |  |  | 0.9 | 0.9 | 0.8 | 0.8 | 0.4 | N |  |  | SB | Y | 5 | 1998 |  |  | N | IPP Non-CHP | 2 | T T T: X; OBS BLQ BLQ: LFG |  |  |  | N |  |  | 1H | [23 empty] | N
16764 | City of San Diego | 55602 | North City - Landfill Gas Engines South | CA | San Diego | UNT1 | Landfill Gas | IC |  | S | X | X |  |  | 0.9 | 0.8 | 0.9 | 0.9 | 0.7 | N |  |  | OP | X | 3 | 1999 |  |  | N | IPP Non-CHP | 2 | T T T: X; OBS BLQ BLQ: LFG; OBS NG PUR: NG |  |  |  | N |  |  | 1H | [23 empty] | Y | N | N
16764 | City of San Diego | 55602 | North City - Landfill Gas Engines South | CA | San Diego | UNT2 | Landfill Gas | IC |  | S | X | X |  |  | 0.9 | 0.8 | 0.9 | 0.9 | 0.7 | N |  |  | OP | X | 3 | 1999 |  |  | N | IPP Non-CHP | 2 | T T T: X; OBS BLQ BLQ: LFG; OBS NG PUR: NG |  |  |  | N |  |  | 1H | [23 empty] | Y | N | N
16764 | City of San Diego | 55602 | North City - Landfill Gas Engines South | CA | San Diego | UNT3 | Landfill Gas | IC |  | S | X | X |  |  | 0.9 | 0.8 | 0.9 | 0.9 | 0.7 | N |  |  | OP | X | 3 | 1999 |  |  | N | IPP Non-CHP | 2 | T T T: X; OBS BLQ BLQ: LFG; OBS NG PUR: NG |  |  |  | N |  |  | 1H | [23 empty] | Y | N | N
16764 | City of San Diego | 55602 | North City - Landfill Gas Engines South | CA | San Diego | UNT4 | Landfill Gas | IC |  | S | X | X |  |  | 0.9 | 0.8 | 0.9 | 0.9 | 0.7 | N |  |  | OP | X | 3 | 1999 |  |  | N | IPP Non-CHP | 2 | T T T: X; OBS BLQ BLQ: LFG; OBS NG PUR: NG |  |  |  | N |  |  | 1H | [23 empty] | Y | N | N
60608 | Vitro Flat Glass LLC | 58053 | Vitro Flat Glass LLC | CA | Fresno | IG#2 | Petroleum Liquids | IC |  | S | X | X |  |  | 0.9 | 0.9 | 0.7 | 0.7 | 0.3 | N |  |  | SB | Y | 2 | 1992 |  |  | N | Industrial Non-CHP | 6 | T T T: X; OBS BLQ BLQ: DFO |  |  |  | N | N |  | 10M | [20 empty] | N |  |  | N | N | N
62150 | 2016 ESA Project Company, LLC | 63701 | CST001 McCarthy Fuel Cell | CA | Santa Clara | CST1A | Other Natural Gas | FC |  | S | X | X |  |  | 0.9 | 0.9 | 0.9 | 0.9 | 0.9 | N |  |  | OP | X | 1 | 2019 |  |  | N | IPP Non-CHP | 2 | [11 empty] | N | N |  | 12H | [23 empty] | N | bar: T T T to OBS BLQ BLQ
17609 | Southern California Edison Co | 6704 | Pebbly Beach Generating Station Hybrid | CA | Los Angeles | 7 | Petroleum Liquids | IC |  | S | X | X |  |  | 1 | 0.8 | 1 | 1 | 0.8 | N |  |  | OP | X | 7 | 1958 |  |  | N | Electric Utility | 1 | T T T: X; OBS BLQ BLQ: DFO |  |  |  | N | N |  | 10M | [23 empty] | N | N | N
11161 | Loma Linda University | 10206 | Loma Linda University Cogen | CA | San Bernardino | GEN5 | Petroleum Liquids | IC |  | S | X | X |  |  | 1 | 0.8 | 1 | 1 | 0.5 | N |  |  | SB | N | 7 | 2018 |  |  | N | Commercial CHP | 5 | T T T: X; OBS BLQ BLQ: DFO |  |  |  | N | N |  | 10M | [23 empty] | N
12869 | Monterey Regional Waste Mgmt | 10748 | Marina Landfill Gas | CA | Monterey | U2J02 | Landfill Gas | IC |  | S | X | X | CSTRVLLE_1_N004 |  | 1 | 0.8 | 1 | 1 | 0.5 | N |  |  | OP | X | 9 | 2002 |  |  | N | Commercial Non-CHP | 4 | T T T: X; OBS BLQ BLQ: LFG |  |  |  | N |  |  | 10M | [23 empty] | N |  | N
12869 | Monterey Regional Waste Mgmt | 10748 | Marina Landfill Gas | CA | Monterey | U3J17 | Landfill Gas | IC |  | S | X | X |  |  | 1 | 0.8 | 1 | 1 | 0.5 | N |  |  | OP | X | 8 | 2017 |  |  | N | Commercial Non-CHP | 4 | T T T: X; OBS BLQ BLQ: LFG | [6 empty] | 10M | [23 empty] | N
13876 | Nove Investments I LLC | 50831 | Nove Power Plant | CA | Contra Costa | GEN1 | Landfill Gas | IC |  | S | X | X | RICHMN_7_BAYENV |  | 1 | 1 | 1 | 1 | 0.5 | N |  |  | OP | X | 12 | 1985 |  |  | N | IPP Non-CHP | 2 | T T T: X; OBS BLQ BLQ: LFG; DFO NG NG: LFG |  |  |  | N | N |  | 1H | [23 empty] | N | N | N
13876 | Nove Investments I LLC | 50831 | Nove Power Plant | CA | Contra Costa | GEN2 | Landfill Gas | IC |  | S | X | X | RICHMN_7_BAYENV |  | 1 | 1 | 1 | 1 | 0.5 | N |  |  | OP | X | 5 | 1987 |  |  | N | IPP Non-CHP | 2 | T T T: X; OBS BLQ BLQ: LFG; DFO NG NG: LFG |  |  |  | N | N |  | 1H | [23 empty] | N | N | N
13876 | Nove Investments I LLC | 50831 | Nove Power Plant | CA | Contra Costa | GEN3 | Landfill Gas | IC |  | S | X | X | RICHMN_7_BAYENV |  | 1 | 1 | 1 | 1 | 0.5 | N |  |  | OP | X | 12 | 1985 |  |  | N | IPP Non-CHP | 2 | T T T: X; OBS BLQ BLQ: LFG; DFO NG NG: LFG |  |  |  | N | N |  | 1H | [23 empty] | N | N | N
17711 | Solano County | 50985 | Solano County Cogen Plant | CA | Solano | 3163 | Natural Gas Internal Combustion Engine | IC |  | S | X | X |  |  | 1 | 1 | 1 | 1 | 0.5 | N |  |  | OP | X | 6 | 1989 |  |  | Y | Commercial CHP | 5 | [11 empty] | N | N |  | 1H | [20 empty] | N |  |  | N | N | N | bar: T T T to OBS BLQ BLQ
14155 | Orange County Sanitation Dist | 52099 | Plant No 2 Orange County | CA | Orange | GEN6 | Other Waste Biomass | ST |  | S | X | X |  |  | 1 | 0.8 | 0.9 | 0.9 | 0.1 | N |  |  | OP | X | 6 | 1993 |  |  | Y | Commercial CHP | 5 | T T T: B; OBS BLQ BLQ: OBG; OBS NG PUR: NG; DFO NG NG: WH |  |  |  | N | N |  | 1H | [23 empty] | N
1752 | Biola University | 54296 | Biola University Hybrid | CA | Los Angeles | EG3 | Natural Gas Internal Combustion Engine | IC |  | S | X | X |  |  | 1 | 0.9 | 1 | 1 | 0.8 | N |  |  | OP | X | 9 | 2002 |  |  | Y | Commercial CHP | 5 | [11 empty] | N | N |  | 1H | [23 empty] | N | N | N | bar: T T T to OBS BLQ BLQ
55934 | City of Stockton MUD | 56134 | Regional Wastewater Control Facility | CA | San Joaquin | 0101 | Other Waste Biomass | IC |  | S | X | X |  |  | 1 | 1 | 1 | 1 | 0.8 | N |  |  | OP | X | 11 | 2000 |  |  | Y | Commercial CHP | 5 | T T T: T; OBS BLQ BLQ: OBG; OBS NG PUR: NG |  |  |  | N | N |  | 10M | [23 empty] | Y | Y | N
55934 | City of Stockton MUD | 56134 | Regional Wastewater Control Facility | CA | San Joaquin | 0301 | Other Waste Biomass | IC |  | S | X | X |  |  | 1 | 1 | 1 | 1 | 0.8 | N |  |  | OA | X | 11 | 2000 |  |  | Y | Commercial CHP | 5 | T T T: T; OBS BLQ BLQ: OBG; OBS NG PUR: NG |  |  |  | N | N |  | 10M | [23 empty] | Y | N | N
55934 | City of Stockton MUD | 56134 | Regional Wastewater Control Facility | CA | San Joaquin | 0401 | Other Waste Biomass | IC |  | S | X | X |  |  | 1 | 1 | 1 | 1 | 0.8 | N |  |  | OP | X | 11 | 2000 |  |  | Y | Commercial CHP | 5 | T T T: T; OBS BLQ BLQ: OBG; OBS NG PUR: NG |  |  |  | N | N |  | 10M | [23 empty] | Y | Y | N
54814 | AMERESCO Santa Cruz Energy LLC | 56428 | Ameresco Santa Cruz Energy | CA | Santa Cruz | Unit1 | Landfill Gas | IC |  | S | X | X |  |  | 1 | 1 | 1 | 1 | 0.5 | N |  |  | OP | X | 1 | 2006 |  |  | N | IPP Non-CHP | 2 | T T T: X; OBS BLQ BLQ: LFG |  |  |  | N | N |  | 10M | [23 empty] | N | N | N
54814 | AMERESCO Santa Cruz Energy LLC | 56428 | Ameresco Santa Cruz Energy | CA | Santa Cruz | Unit2 | Landfill Gas | IC |  | S | X | X |  |  | 1 | 1 | 1 | 1 | 0.5 | N |  |  | OP | X | 1 | 2006 |  |  | N | IPP Non-CHP | 2 | T T T: X; OBS BLQ BLQ: LFG |  |  |  | N | N |  | 10M | [23 empty] | N | N | N
54814 | AMERESCO Santa Cruz Energy LLC | 56428 | Ameresco Santa Cruz Energy | CA | Santa Cruz | Unit3 | Landfill Gas | IC |  | S | X | X |  |  | 1 | 1 | 1 | 1 | 0.5 | N |  |  | OP | X | 1 | 2006 |  |  | N | IPP Non-CHP | 2 | T T T: X; OBS BLQ BLQ: LFG |  |  |  | N | N |  | 10M | [23 empty] | N | N | N
57034 | Watkins Manufacturing Corporation | 57715 | Watkins Manufacturing Co. | CA | San Diego | GEN1 | Natural Gas Internal Combustion Engine | IC |  | S | X | X |  |  | 1 | 0.8 | 1 | 1 | 0.3 | N |  |  | OP | X | 11 | 2001 |  |  | N | Industrial Non-CHP | 6 | [11 empty] | N | N |  | 10M | [23 empty] | N | N | N | bar: T T T to OBS BLQ BLQ
57034 | Watkins Manufacturing Corporation | 57715 | Watkins Manufacturing Co. | CA | San Diego | GEN2 | Natural Gas Internal Combustion Engine | IC |  | S | X | X |  |  | 1 | 0.8 | 1 | 1 | 0.3 | N |  |  | OP | X | 11 | 2001 |  |  | N | Industrial Non-CHP | 6 | [11 empty] | N | N |  | 10M | [23 empty] | N | N | N | bar: T T T to OBS BLQ BLQ
57468 | PRC-Desoto Intl Corp./PPG | 58085 | PRC-Desoto Intl/PPG Aerospace | CA | Kern | CATR2 | Petroleum Liquids | IC |  | S | X | X |  |  | 1 | 0.8 | 1 | 1 | 0.2 | N |  |  | SB | N | 6 | 2000 |  |  | N | Industrial Non-CHP | 6 | T T T: X; OBS BLQ BLQ: DFO |  |  |  | N | N |  | 10M | [23 empty] | N | N | N
57128 | Bloom Energy | 58296 | Roll Delano 2 | CA | Kern | ROL6 | Other Natural Gas | FC |  | W | X | X |  |  | 1 |  | 1 | 1 | 0 | N |  |  | OP | X | 9 | 2012 |  |  | N | IPP Non-CHP | 2 | [14 empty] | OVER | bar: T T T to OBS BLQ BLQ
58628 | ABEC Bidart-Old River LLC | 58699 | ABEC Bidart-Old River LLC | CA | Kern | GEN 1 | Other Waste Biomass | IC |  | S | X | X |  |  | 1 | 0.8 | 0.9 | 0.9 | 0.8 | N |  |  | OP | X | 12 | 2013 |  |  | N | IPP Non-CHP | 2 | T T T: X; OBS BLQ BLQ: OBG |  |  |  | N | N |  | 1H | [23 empty] | N | N | N
58628 | ABEC Bidart-Old River LLC | 58699 | ABEC Bidart-Old River LLC | CA | Kern | GEN 2 | Other Waste Biomass | IC |  | S | X | X |  |  | 1 | 0.8 | 0.9 | 0.9 | 0.8 | N |  |  | OP | X | 12 | 2013 |  |  | N | IPP Non-CHP | 2 | T T T: X; OBS BLQ BLQ: OBG |  |  |  | N | N |  | 1H | [23 empty] | N | N | N
57128 | Bloom Energy | 59261 | Verizon-Torrance | CA | Los Angeles | VZ300 | Other Natural Gas | FC |  | W | X | X |  |  | 1 |  | 1 | 1 | 0 | N |  |  | OP | X | 12 | 2013 |  |  | N | IPP Non-CHP | 2 | [12 empty] | N |  | OVER | bar: T T T to OBS BLQ BLQ
60572 | AlsoEnergy | 60918 | Verwey-Hanford Dairy Digester #1 | CA | Kings | 00003 | Other Waste Biomass | IC |  | S | X | X |  |  | 1 | 1 | 1 | 1 | 0.1 | N |  |  | OP | X | 10 | 2016 |  |  | N | IPP Non-CHP | 2 | T T T: X; OBS BLQ BLQ: OBG |  |  |  |  | N |  | 10M | [23 empty] | N | N
61089 | CoreSite Real Estate 1656 McCarthy, L.P. | 61475 | CoreSite Real Estate 1656 McCarthy, L.P. | CA | Santa Clara | G-1 | Petroleum Liquids | IC |  | S | X | X |  |  | 1 | 1 | 1 | 1 | 0.5 | N |  |  | SB | N | 1 | 2000 |  |  | N | Commercial Non-CHP | 4 | T T T: X; OBS BLQ BLQ: DFO |  |  |  | N | N |  | 10M | [23 empty] | N
61089 | CoreSite Real Estate 1656 McCarthy, L.P. | 61475 | CoreSite Real Estate 1656 McCarthy, L.P. | CA | Santa Clara | G-2 | Petroleum Liquids | IC |  | S | X | X |  |  | 1 | 1 | 1 | 1 | 0.5 | N |  |  | SB | N | 1 | 2000 |  |  | N | Commercial Non-CHP | 4 | T T T: X; OBS BLQ BLQ: DFO |  |  |  | N | N |  | 10M | [23 empty] | N
61089 | CoreSite Real Estate 1656 McCarthy, L.P. | 61475 | CoreSite Real Estate 1656 McCarthy, L.P. | CA | Santa Clara | G-3 | Petroleum Liquids | IC |  | S | X | X |  |  | 1 | 1 | 1 | 1 | 0.5 | N |  |  | SB | N | 1 | 2000 |  |  | N | Commercial Non-CHP | 4 | T T T: X; OBS BLQ BLQ: DFO |  |  |  | N | N |  | 10M | [23 empty] | N
61089 | CoreSite Real Estate 1656 McCarthy, L.P. | 61475 | CoreSite Real Estate 1656 McCarthy, L.P. | CA | Santa Clara | G-4 | Petroleum Liquids | IC |  | S | X | X |  |  | 1 | 1 | 1 | 1 | 0.5 | N |  |  | SB | N | 1 | 2000 |  |  | N | Commercial Non-CHP | 4 | T T T: X; OBS BLQ BLQ: DFO |  |  |  | N | N |  | 10M | [23 empty] | N
61089 | CoreSite Real Estate 1656 McCarthy, L.P. | 61475 | CoreSite Real Estate 1656 McCarthy, L.P. | CA | Santa Clara | G-5 | Petroleum Liquids | IC |  | S | X | X |  |  | 1 | 1 | 1 | 1 | 0.5 | N |  |  | SB | N | 1 | 2000 |  |  | N | Commercial Non-CHP | 4 | T T T: X; OBS BLQ BLQ: DFO |  |  |  | N | N |  | 10M | [23 empty] | N
61105 | ABEC #2 LLC | 61501 | ABEC #2 dba West-Star Dairy | CA | Kern | GEN1 | Other Waste Biomass | IC |  | S | X | X |  |  | 1 | 0.9 | 1 | 1 | 0.8 | N |  |  | OP | X | 2 | 2018 |  |  | N | IPP Non-CHP | 2 | T T T: X; OBS BLQ BLQ: OBG; DFO NG NG: OBG |  |  |  | N | N |  | 1H | [23 empty] | N
61106 | ABEC #3 LLC | 61502 | ABEC #3 dba Lakeview Dairy | CA | Kern | GEN1 | Other Waste Biomass | IC |  | S | X | X |  |  | 1 | 0.9 | 1 | 1 | 0.9 | N |  |  | OP | X | 2 | 2018 |  |  | N | IPP Non-CHP | 2 | T T T: X; OBS BLQ BLQ: OBG; DFO NG NG: OBG |  |  |  | N | N |  | 1H | [23 empty] | N | N | N
61107 | ABEC #4 LLC | 61503 | ABEC #4 dba CE&S Dairy | CA | Kern | GEN1 | Other Waste Biomass | IC |  | S | X | X |  |  | 1 | 0.9 | 1 | 1 | 0.9 | N |  |  | OP | X | 2 | 2018 |  |  | N | IPP Non-CHP | 2 | T T T: X; OBS BLQ BLQ: OBG; DFO NG NG: OBG |  |  |  | N | N |  | 1H | [23 empty] | N | N | N
61952 | Hanford Renewable Energy LLC | 62418 | Verwey-Hanford Dairy Digester #2 | CA | Kings | 4 | Other Waste Biomass | IC |  | S | X | X |  |  | 1 | 1 | 1 | 1 | 0.6 | N |  |  | OP | X | 7 | 2019 |  |  | N | IPP Non-CHP | 2 | T T T: X; OBS BLQ BLQ: OBG |  |  |  | N | N |  | 1H | [23 empty] | N |  | N
61952 | Hanford Renewable Energy LLC | 62419 | Verwey-Hanford Dairy Digester #3 | CA | Kings | 4 | Other Waste Biomass | IC |  | S | X | X |  |  | 1 | 1 | 1 | 1 | 0.6 | N |  |  | OP | X | 7 | 2019 |  |  | N | IPP Non-CHP | 2 | T T T: X; OBS BLQ BLQ: OBG |  |  |  | N |  |  | 1H | [23 empty] | N
57128 | Bloom Energy | 62458 | Ratkovich Alhambra | CA | Los Angeles | RAT00 | Other Natural Gas | FC |  | W | X | X |  |  | 1 |  | 1 | 1 | 0.1 | N |  |  | OP | X | 12 | 2018 |  |  | N | IPP Non-CHP | 2 | [14 empty] | OVER | bar: T T T to OBS BLQ BLQ
57128 | Bloom Energy | 62571 | Disney Prospect | CA | Los Angeles | DSY01 | Other Natural Gas | FC |  | W | X | X |  |  | 1 |  | 1 | 1 | 0 | N |  |  | OP | X | 3 | 2017 |  |  | N | IPP Non-CHP | 2 | [14 empty] | 12H | bar: T T T to OBS BLQ BLQ
57128 | Bloom Energy | 62573 | ATT Kelvin | CA | Orange | ATT56 | Other Natural Gas | FC |  | W | X | X |  |  | 1 |  | 1 | 1 | 0 | N |  |  | OP | X | 4 | 2017 |  |  | N | IPP Non-CHP | 2 | [14 empty] | 12H | bar: T T T to OBS BLQ BLQ
57128 | Bloom Energy | 62574 | ATT Van Nyus | CA | Los Angeles | ATT93 | Other Natural Gas | FC |  | W | X | X |  |  | 1 |  | 1 | 1 | 0 | N |  |  | OP | X | 7 | 2017 |  |  | N | IPP Non-CHP | 2 | [14 empty] | 12H | bar: T T T to OBS BLQ BLQ
57128 | Bloom Energy | 62575 | FLEX Gibraltar | CA | Santa Clara | FLX01 | Other Natural Gas | FC |  | W | X | X |  |  | 1 |  | 1 | 1 | 0 | N |  |  | OP | X | 2 | 2017 |  |  | N | IPP Non-CHP | 2 | [14 empty] | 12H | bar: T T T to OBS BLQ BLQ
57128 | Bloom Energy | 62577 | APP Prune A-D | CA | Santa Clara | AP11A | Other Natural Gas | FC |  | W | X | X |  |  | 1 |  | 1 | 1 | 0 | N |  |  | OP | X | 5 | 2017 |  |  | N | IPP Non-CHP | 2 | [14 empty] | 12H | bar: T T T to OBS BLQ BLQ
57128 | Bloom Energy | 62577 | APP Prune A-D | CA | Santa Clara | AP11B | Other Natural Gas | FC |  | W | X | X |  |  | 1 |  | 1 | 1 | 0 | N |  |  | OP | X | 6 | 2017 |  |  | N | IPP Non-CHP | 2 | [14 empty] | 12H | bar: T T T to OBS BLQ BLQ
57128 | Bloom Energy | 62577 | APP Prune A-D | CA | Santa Clara | AP11C | Other Natural Gas | FC |  | W | X | X |  |  | 1 |  | 1 | 1 | 0 | N |  |  | OP | X | 6 | 2017 |  |  | N | IPP Non-CHP | 2 | [14 empty] | 12H | bar: T T T to OBS BLQ BLQ
57128 | Bloom Energy | 62577 | APP Prune A-D | CA | Santa Clara | AP11D | Other Natural Gas | FC |  | W | X | X |  |  | 1 |  | 1 | 1 | 0 | N |  |  | OP | X | 6 | 2017 |  |  | N | IPP Non-CHP | 2 | [14 empty] | 12H | bar: T T T to OBS BLQ BLQ
62150 | 2016 ESA Project Company, LLC | 62700 | Kaiser Owens Dr. Fuel Cell | CA | Alameda | KSR23 | Other Natural Gas | FC |  | S | X | X |  |  | 1 | 0.99 | 1 | 1 | 1 | N |  |  | OP | X | 9 | 2017 |  |  | N | IPP Non-CHP | 2 | [11 empty] | N | N | 0 | 12H | [23 empty] | N | bar: T T T to OBS BLQ BLQ
57128 | Bloom Energy | 63604 | Extreme San Ignacio | CA | Santa Clara | EXN02 | Other Natural Gas | FC |  | W | X | X |  |  | 1 |  | 1 | 1 | 0.1 | N |  |  | OP | X | 5 | 2019 |  |  | N | Commercial Non-CHP | 4 | [11 empty] | N | N |  | 12H | bar: T T T to OBS BLQ BLQ
57128 | Bloom Energy | 63606 | ATT Ventura Blvd | CA | Los Angeles | ATT27 | Other Natural Gas | FC |  | W | X | X |  |  | 1 |  | 1 | 1 | 0.1 | N |  |  | OP | X | 11 | 2019 |  |  | N | Commercial Non-CHP | 4 | [11 empty] | N | N |  | 12H | bar: T T T to OBS BLQ BLQ
62150 | 2016 ESA Project Company, LLC | 63699 | AGT000 Stevens Creek Fuel Cell | CA | Santa Clara | AGT0B | Other Natural Gas | FC |  | S | X | X |  |  | 1 | 0.99 | 1 | 1 | 1 | N |  |  | OP | X | 9 | 2018 |  |  | N | IPP Non-CHP | 2 | [12 empty] | N |  | 12H | [23 empty] | N | bar: T T T to OBS BLQ BLQ
62150 | 2016 ESA Project Company, LLC | 63717 | TLR000 Hansen Fuel Cell | CA | Monterey | TLR0A | Other Natural Gas | FC |  | S | X | X |  |  | 1 | 0.99 | 1 | 1 | 1 | N |  |  | OP | X | 9 | 2018 |  |  | N | IPP Non-CHP | 2 | [11 empty] | N | N |  | 12H | [23 empty] | N | bar: T T T to OBS BLQ BLQ
63763 | Still Water Power LLC | 64141 | Still Water Power | CA | Kings | 4 | Other Waste Biomass | IC |  | S | X | X |  |  | 1 | 1 | 1 | 1 | 0.1 | N |  |  | OP | X | 5 | 2020 |  |  | N | IPP Non-CHP | 2 | T T T: X; OBS BLQ BLQ: OBG |  |  |  | N |  |  | 1H | [20 empty] | N |  |  | N | N
17609 | Southern California Edison Co | 6704 | Pebbly Beach Generating Station Hybrid | CA | Los Angeles | 10 | Petroleum Liquids | IC |  | S | X | X |  |  | 1.1 | 0.8 | 1.1 | 1.1 | 0.9 | N |  |  | OP | X | 7 | 1966 |  |  | N | Electric Utility | 1 | T T T: X; OBS BLQ BLQ: DFO |  |  |  | N | N |  | 10M | [23 empty] | N | N | N
14173 | Oroville Cogeneration LP | 54477 | Oroville Cogeneration LP | CA | Butte | GEN1 | Natural Gas Internal Combustion Engine | IC |  | S | X | X |  |  | 1.1 | 0.95 | 1.1 | 1.1 | 0.1 | N |  |  | SB | Y | 1 | 1990 | 1 | 2025 | Y | Industrial CHP | 7 | [11 empty] | N |  |  | 10M | [23 empty] | N | N | N | bar: T T T to OBS BLQ BLQ
14173 | Oroville Cogeneration LP | 54477 | Oroville Cogeneration LP | CA | Butte | GEN2 | Natural Gas Internal Combustion Engine | IC |  | S | X | X |  |  | 1.1 | 0.95 | 1.1 | 1.1 | 0.1 | N |  |  | SB | Y | 1 | 1990 | 1 | 2025 | Y | Industrial CHP | 7 | [11 empty] | N |  |  | 10M | [23 empty] | N | N | N | bar: T T T to OBS BLQ BLQ
14173 | Oroville Cogeneration LP | 54477 | Oroville Cogeneration LP | CA | Butte | GEN3 | Natural Gas Internal Combustion Engine | IC |  | S | X | X |  |  | 1.1 | 0.95 | 1.1 | 1.1 | 0.1 | N |  |  | SB | Y | 1 | 1990 | 1 | 2025 | Y | Industrial CHP | 7 | [11 empty] | N |  |  | 10M | [23 empty] | N | N | N | bar: T T T to OBS BLQ BLQ
14173 | Oroville Cogeneration LP | 54477 | Oroville Cogeneration LP | CA | Butte | GEN4 | Natural Gas Internal Combustion Engine | IC |  | S | X | X |  |  | 1.1 | 0.95 | 1.1 | 1.1 | 0.1 | N |  |  | SB | Y | 1 | 1990 | 1 | 2025 | Y | Industrial CHP | 7 | [11 empty] | N |  |  | 10M | [23 empty] | N | bar: T T T to OBS BLQ BLQ
14173 | Oroville Cogeneration LP | 54477 | Oroville Cogeneration LP | CA | Butte | GEN5 | Natural Gas Internal Combustion Engine | IC |  | S | X | X |  |  | 1.1 | 0.95 | 1.1 | 1.1 | 0.1 | N |  |  | SB | Y | 1 | 1990 | 1 | 2025 | Y | Industrial CHP | 7 | [11 empty] | N |  |  | 12H | [23 empty] | N | bar: T T T to OBS BLQ BLQ
14173 | Oroville Cogeneration LP | 54477 | Oroville Cogeneration LP | CA | Butte | GEN6 | Natural Gas Internal Combustion Engine | IC |  | S | X | X |  |  | 1.1 | 0.95 | 1.1 | 1.1 | 0.1 | N |  |  | SB | Y | 1 | 1990 | 1 | 2025 | Y | Industrial CHP | 7 | [11 empty] | N |  |  | 12H | [23 empty] | N | bar: T T T to OBS BLQ BLQ
14173 | Oroville Cogeneration LP | 54477 | Oroville Cogeneration LP | CA | Butte | GEN7 | Natural Gas Internal Combustion Engine | IC |  | S | X | X |  |  | 1.1 | 0.95 | 1.1 | 1.1 | 0.1 | N |  |  | SB | Y | 1 | 1990 | 1 | 2025 | Y | Industrial CHP | 7 | [11 empty] | N |  |  | 12H | [23 empty] | N | bar: T T T to OBS BLQ BLQ
56396 | J&A-Santa Maria LLC | 57100 | Santa Maria LFG Power Plant | CA | Santa Barbara | EN01 | Landfill Gas | IC |  | S | X | X |  |  | 1.1 | 1 | 1 | 1 | 0.5 | N |  |  | OP | X | 1 | 2008 |  |  | Y | IPP CHP | 3 | T T T: T; OBS BLQ BLQ: LFG |  |  |  | N |  |  | 1H | [23 empty] | N | N | N
56395 | J&A-Whittier LLC | 57102 | Whittier LFG Power Plant #1 | CA | Los Angeles | EN01 | Landfill Gas | IC |  | S | X | X |  |  | 1.1 | 1 | 1 | 1 | 0.5 | N |  |  | OP | X | 12 | 2006 |  |  | Y | IPP CHP | 3 | T T T: T; OBS BLQ BLQ: LFG | [6 empty] | 1H | [23 empty] | N | N | N
56395 | J&A-Whittier LLC | 57102 | Whittier LFG Power Plant #1 | CA | Los Angeles | EN02 | Landfill Gas | IC |  | S | X | X |  |  | 1.1 | 1 | 1 | 1 | 0.5 | N |  |  | OP | X | 4 | 2010 |  |  | N | IPP CHP | 3 | T T T: X; OBS BLQ BLQ: LFG | [6 empty] | 1H | [23 empty] | N | N | N
57033 | City of Palo Alto | 57714 | City of Palo Alto | CA | Santa Clara | GEN1 | Natural Gas Internal Combustion Engine | IC |  | S | X | X | PLOALTO_1_N019 | PALALT_7_COBUG | 1.1 | 1 | 1.1 | 1.1 | 0.3 | N |  |  | SB | Y | 3 | 2002 |  |  | N | Electric Utility | 1 | [11 empty] | N | N |  | 10M | [23 empty] | N | N | N | bar: T T T to OBS BLQ BLQ
57033 | City of Palo Alto | 57714 | City of Palo Alto | CA | Santa Clara | GEN2 | Natural Gas Internal Combustion Engine | IC |  | S | X | X | PLOALTO_1_N019 | PALALT_7_COBUG | 1.1 | 1 | 1.1 | 1.1 | 0.3 | N |  |  | SB | Y | 3 | 2002 |  |  | N | Electric Utility | 1 | [11 empty] | N | N |  | 10M | [23 empty] | N | N | N | bar: T T T to OBS BLQ BLQ
57033 | City of Palo Alto | 57714 | City of Palo Alto | CA | Santa Clara | GEN3 | Natural Gas Internal Combustion Engine | IC |  | S | X | X | PLOALTO_1_N019 | PALALT_7_COBUG | 1.1 | 1 | 1.1 | 1.1 | 0.3 | N |  |  | SB | Y | 3 | 2002 |  |  | N | Electric Utility | 1 | [11 empty] | N | N |  | 10M | [23 empty] | N | N | N | bar: T T T to OBS BLQ BLQ
57033 | City of Palo Alto | 57714 | City of Palo Alto | CA | Santa Clara | GEN4 | Natural Gas Internal Combustion Engine | IC |  | S | X | X | PLOALTO_1_N019 | PALALT_7_COBUG | 1.1 | 1 | 1.1 | 1.1 | 0.3 | N |  |  | SB | Y | 3 | 2002 |  |  | N | Electric Utility | 1 | [11 empty] | N | N |  | 10M | [23 empty] | N | N | N | bar: T T T to OBS BLQ BLQ
57128 | Bloom Energy | 57808 | Lockheed Martin Sunnyvale | CA | Santa Clara | LOK00 | Other Natural Gas | FC |  | W | X | X |  |  | 1.1 |  | 1 | 1 | 0 | N |  |  | OP | X | 12 | 2011 |  |  | N | IPP Non-CHP | 2 | [11 empty] | N | N |  | OVER | [23 empty] | N | bar: T T T to OBS BLQ BLQ; DFO NG NG
57128 | Bloom Energy | 57809 | Franklin Templeton San Mateo | CA | San Mateo | FRK00 | Other Natural Gas | FC |  | W | X | X |  |  | 1.1 |  | 1 | 1 | 0 | N |  |  | OP | X | 11 | 2011 |  |  | N | IPP Non-CHP | 2 | [11 empty] | N | N |  | OVER | bar: T T T to OBS BLQ BLQ
60608 | Vitro Flat Glass LLC | 58053 | Vitro Flat Glass LLC | CA | Fresno | OG#3 | Petroleum Liquids | IC |  | S | X | X |  |  | 1.1 | 0.9 | 0.9 | 0.9 | 0.4 | N |  |  | SB | Y | 4 | 1983 |  |  | N | Industrial Non-CHP | 6 | T T T: X; OBS BLQ BLQ: DFO |  |  |  | N | N |  | 10M | [20 empty] | N |  |  | N | N | N
57128 | Bloom Energy | 58297 | Roll Delano | CA | Kern | ROL4 | Other Natural Gas | FC |  | W | X | X |  |  | 1.1 |  | 1 | 1 | 0 | N |  |  | OP | X | 9 | 2012 |  |  | N | IPP Non-CHP | 2 | [11 empty] | N | N |  | OVER | bar: T T T to OBS BLQ BLQ
57128 | Bloom Energy | 58298 | Roll Lost Hills | CA | Kern | ROL3 | Other Natural Gas | FC |  | W | X | X |  |  | 1.1 |  | 1 | 1 | 0 | N |  |  | OP | X | 12 | 2012 |  |  | N | IPP Non-CHP | 2 | [11 empty] | N | N |  | OVER | bar: T T T to OBS BLQ BLQ
57128 | Bloom Energy | 58299 | Xilinx San Jose | CA | Santa Clara | XLX | Other Natural Gas | FC |  | W | X | X |  |  | 1.1 |  | 1 | 1 | 0 | N |  |  | OP | X | 2 | 2012 |  |  | N | IPP Non-CHP | 2 | [11 empty] | N | N |  | OVER | bar: T T T to OBS BLQ BLQ
57128 | Bloom Energy | 58300 | Honda Torrance | CA | Los Angeles | HON | Other Natural Gas | FC |  | W | X | X |  |  | 1.1 |  | 1 | 1 | 0 | N |  |  | OP | X | 12 | 2012 |  |  | N | IPP Non-CHP | 2 | [11 empty] | N | N |  | OVER | bar: T T T to OBS BLQ BLQ
57128 | Bloom Energy | 58301 | Juniper Networks Sunnyvale | CA | Santa Clara | JPR | Other Natural Gas | FC |  | W | X | X |  |  | 1.1 |  | 1 | 1 | 0 | N |  |  | OP | X | 12 | 2012 |  |  | N | IPP Non-CHP | 2 | [11 empty] | N | N |  | OVER | bar: T T T to OBS BLQ BLQ
57128 | Bloom Energy | 58302 | Life Technologies Carlsbad | CA | San Diego | LFT | Other Natural Gas | FC |  | W | X | X |  |  | 1.1 |  | 1 | 1 | 0 | N |  |  | OP | X | 8 | 2012 |  |  | N | IPP Non-CHP | 2 | [11 empty] | N | N |  | OVER | bar: T T T to OBS BLQ BLQ
57128 | Bloom Energy | 58303 | Taylor Farms Salinas | CA | Monterey | TLR | Other Natural Gas | FC |  | W | X | X |  |  | 1.1 |  | 1 | 1 | 0 | N |  |  | OP | X | 9 | 2012 |  |  | N | IPP Non-CHP | 2 | [11 empty] | N | N |  | OVER | bar: T T T to OBS BLQ BLQ
58500 | City of Hayward | 58525 | City of Hayward WWTP | CA | Alameda | COGEN | Other Waste Biomass | IC |  | S | X | X |  |  | 1.1 | 0.8 | 1.1 | 1.1 | 0.8 | N |  |  | OP | X | 12 | 2014 |  |  | Y | IPP CHP | 3 | T T T: T; OBS BLQ BLQ: OBG; OBS NG PUR: NG |  |  |  | N | N |  | 1H |  |  |  |  | N | [15 empty] | N |  |  | Y | Y | N
58824 | City of Santa Rosa | 58960 | Laguna Water Reclamation Facility | CA | Sonoma | S200 | Other Waste Biomass | IC |  | S | X | X |  |  | 1.1 | 0.8 | 1.1 | 1.1 | 0.7 | N |  |  | OP | X | 3 | 2013 |  |  | Y | Commercial CHP | 5 | T T T: T; OBS BLQ BLQ: OBG; OBS NG PUR: NG; DFO NG NG: OBG | NG |  |  | N | N |  | 10M | [23 empty] | Y | Y | N
58824 | City of Santa Rosa | 58960 | Laguna Water Reclamation Facility | CA | Sonoma | S201 | Other Waste Biomass | IC |  | S | X | X |  |  | 1.1 | 0.8 | 1.1 | 1.1 | 0.7 | N |  |  | OP | X | 3 | 2013 |  |  | Y | Commercial CHP | 5 | T T T: T; OBS BLQ BLQ: OBG; OBS NG PUR: NG; DFO NG NG: OBG | NG |  |  | N | N |  | 10M | [23 empty] | Y | Y | N
58824 | City of Santa Rosa | 58960 | Laguna Water Reclamation Facility | CA | Sonoma | S202 | Other Waste Biomass | IC |  | S | X | X |  |  | 1.1 | 0.8 | 1.1 | 1.1 | 0.7 | N |  |  | OP | X | 3 | 2013 |  |  | Y | Commercial CHP | 5 | T T T: T; OBS BLQ BLQ: OBG; OBS NG PUR: NG; DFO NG NG: OBG | NG |  |  | N | N |  | 10M | [23 empty] | Y | Y | N
58824 | City of Santa Rosa | 58960 | Laguna Water Reclamation Facility | CA | Sonoma | S203 | Other Waste Biomass | IC |  | S | X | X |  |  | 1.1 | 0.8 | 1.1 | 1.1 | 0.7 | N |  |  | OP | X | 3 | 2013 |  |  | Y | Commercial CHP | 5 | T T T: T; OBS BLQ BLQ: OBG; OBS NG PUR: NG; DFO NG NG: OBG | NG |  |  | N | N |  | 10M | [23 empty] | Y | Y | N
57128 | Bloom Energy | 59279 | Life Technologies - Pleasanton | CA | Alameda | LFT01 | Other Natural Gas | FC |  | W | X | X |  |  | 1.1 |  | 1 | 1 | 0 | N |  |  | OP | X | 3 | 2013 |  |  | N | IPP Non-CHP | 2 | [12 empty] | N |  | OVER | bar: T T T to OBS BLQ BLQ
57128 | Bloom Energy | 59280 | Kellogg's - San Jose | CA | Santa Clara | KLG00 | Other Natural Gas | FC |  | W | X | X |  |  | 1.1 |  | 1 | 1 | 0 | N |  |  | OP | X | 9 | 2013 |  |  | N | IPP Non-CHP | 2 | [12 empty] | N |  | OVER | bar: T T T to OBS BLQ BLQ
57128 | Bloom Energy | 59800 | Amazon San Bernardino | CA | San Bernardino | AMZ00 | Other Natural Gas | FC |  | W | X | X |  |  | 1.1 |  | 1 | 1 | 0 | N |  |  | OP | X | 11 | 2014 |  |  | N | IPP Non-CHP | 2 | [11 empty] | N | N |  | OVER | bar: T T T to OBS BLQ BLQ
57128 | Bloom Energy | 59802 | Maxim | CA | Santa Clara | MXM00 | Other Natural Gas | FC |  | W | X | X |  |  | 1.1 |  | 1 | 1 | 0 | N |  |  | OP | X | 8 | 2014 |  |  | N | IPP Non-CHP | 2 | [11 empty] | N | N |  | OVER | bar: T T T to OBS BLQ BLQ
57128 | Bloom Energy | 59803 | Pixar - Emeryville | CA | Alameda | PXR00 | Other Natural Gas | FC |  | W | X | X |  |  | 1.1 |  | 1 | 1 | 0 | N |  |  | OP | X | 1 | 2014 |  |  | N | IPP Non-CHP | 2 | [11 empty] | N | N |  | OVER | bar: T T T to OBS BLQ BLQ
57128 | Bloom Energy | 59804 | Starbucks - Evolution Fresh | CA | San Bernardino | SBK00 | Other Natural Gas | FC |  | W | X | X |  |  | 1.1 |  | 1 | 1 | 0 | N |  |  | OP | X | 6 | 2014 |  |  | N | IPP Non-CHP | 2 | [11 empty] | N | N |  | OVER | bar: T T T to OBS BLQ BLQ
57128 | Bloom Energy | 59805 | Yahoo! - HQ | CA | Santa Clara | YAH00 | Other Natural Gas | FC |  | W | X | X |  |  | 1.1 |  | 1 | 1 | 0 | N |  |  | OP | X | 7 | 2014 |  |  | N | IPP Non-CHP | 2 | [11 empty] | N | N |  | OVER | bar: T T T to OBS BLQ BLQ
57128 | Bloom Energy | 60223 | Equinix San Jose | CA | Santa Clara | EQXOO | Other Natural Gas | FC |  | W | X | X |  |  | 1.1 |  | 1 | 1 | 0.1 | N |  |  | OP | X | 11 | 2015 |  |  | N | IPP Non-CHP | 2 | [11 empty] | N | N |  | OVER | bar: T T T to OBS BLQ BLQ
57128 | Bloom Energy | 60224 | Intel Santa Clara | CA | Santa Clara | NTL00 | Other Natural Gas | FC |  | W | X | X |  |  | 1.1 |  | 1 | 1 | 0.1 | N |  |  | OP | X | 1 | 2015 |  |  | N | IPP Non-CHP | 2 | [11 empty] | N | N |  | OVER | bar: T T T to OBS BLQ BLQ
62150 | 2016 ESA Project Company, LLC | 63711 | JSR000 N Mathilda Fuel Cell | CA | Santa Clara | JSR00 | Other Natural Gas | FC |  | S | X | X |  |  | 1.1 | 0.99 | 1.1 | 1.1 | 1.1 | N |  |  | OP | X | 6 | 2019 |  |  | N | IPP Non-CHP | 2 | [12 empty] | N |  | 12H | [23 empty] | N | bar: T T T to OBS BLQ BLQ
62150 | 2016 ESA Project Company, LLC | 64756 | EQX005.0 Toyama Fuel Cell | CA | Santa Clara | EQX05 | Other Natural Gas | FC |  | S | X | X |  |  | 1.1 | 0.99 | 1.1 | 1.1 | 1.1 | N |  |  | OP | X | 2 | 2019 |  |  | N | IPP Non-CHP | 2 | [14 empty] | 12H | bar: T T T to OBS BLQ BLQ
57223 | Sycamore Energy LLC | 10387 | Sycamore Energy LLC | CA | San Diego | 1A | Landfill Gas | GT |  | S | X | X |  |  | 1.2 | 0.98 | 1.2 | 1.2 | 0.9 | N |  |  | OP | X | 5 | 2011 |  |  | N | IPP Non-CHP | 2 | T T T: X; OBS BLQ BLQ: LFG |  |  |  |  | N |  | 1H | [23 empty] | N
57223 | Sycamore Energy LLC | 10387 | Sycamore Energy LLC | CA | San Diego | 2A | Landfill Gas | GT |  | S | X | X |  |  | 1.2 | 0.98 | 1.2 | 1.2 | 0.9 | N |  |  | OP | X | 5 | 2011 |  |  | N | IPP Non-CHP | 2 | T T T: X; OBS BLQ BLQ: LFG |  |  |  |  | N |  | 1H | [23 empty] | N
39245 | Saint John's Health Center | 50610 | Saint Johns Health Center | CA | Los Angeles | 01 | Natural Gas Fired Combustion Turbine | GT |  | S | X | X |  |  | 1.2 | 0.8 | 1 | 1.1 | 0.4 | N |  |  | OP | X | 2 | 1992 |  |  | Y | Commercial CHP | 5 | [11 empty] | N |  |  | 12H | [23 empty] | N | N | N | bar: T T T to OBS BLQ BLQ
14395 | Palm Springs City of | 50674 | Municipal Cogen Plant | CA | Riverside | GEN1A | Natural Gas Internal Combustion Engine | IC |  | S | X | X |  |  | 1.2 | 1 | 1.2 | 1.2 | 0.5 | N |  |  | OP | X | 11 | 2015 |  |  | N | Commercial Non-CHP | 4 | [11 empty] | N | N |  | 1H | [23 empty] | N | N | N | bar: T T T to OBS BLQ BLQ
17612 | Bear Valley Electric Service | 56346 | Bear Valley Power Plant | CA | San Bernardino | ICE1 | Natural Gas Internal Combustion Engine | IC |  | S | X | X |  |  | 1.2 | 1 | 1.2 | 1.2 | 1.2 | N |  |  | OP | X | 1 | 2005 |  |  | N | Electric Utility | 1 | [11 empty] | N | N |  | 10M | [20 empty] | N |  |  | N | bar: T T T to OBS BLQ BLQ
17612 | Bear Valley Electric Service | 56346 | Bear Valley Power Plant | CA | San Bernardino | ICE2 | Natural Gas Internal Combustion Engine | IC |  | S | X | X |  |  | 1.2 | 1 | 1.2 | 1.2 | 1.2 | N |  |  | OP | X | 1 | 2005 |  |  | N | Electric Utility | 1 | [11 empty] | N | N |  | 10M | [20 empty] | N |  |  | N | bar: T T T to OBS BLQ BLQ
17612 | Bear Valley Electric Service | 56346 | Bear Valley Power Plant | CA | San Bernardino | ICE3 | Natural Gas Internal Combustion Engine | IC |  | S | X | X |  |  | 1.2 | 1 | 1.2 | 1.2 | 1.2 | N |  |  | OP | X | 1 | 2005 |  |  | N | Electric Utility | 1 | [11 empty] | N | N |  | 10M | [20 empty] | N |  |  | N | bar: T T T to OBS BLQ BLQ
17612 | Bear Valley Electric Service | 56346 | Bear Valley Power Plant | CA | San Bernardino | ICE4 | Natural Gas Internal Combustion Engine | IC |  | S | X | X |  |  | 1.2 | 1 | 1.2 | 1.2 | 1.2 | N |  |  | OP | X | 1 | 2005 |  |  | N | Electric Utility | 1 | [11 empty] | N | N |  | 10M | [23 empty] | N | bar: T T T to OBS BLQ BLQ
17612 | Bear Valley Electric Service | 56346 | Bear Valley Power Plant | CA | San Bernardino | ICE5 | Natural Gas Internal Combustion Engine | IC |  | S | X | X |  |  | 1.2 | 1 | 1.2 | 1.2 | 1.2 | N |  |  | OP | X | 1 | 2005 |  |  | N | Electric Utility | 1 | [11 empty] | N | N |  | 10M | [20 empty] | N |  |  | N | bar: T T T to OBS BLQ BLQ
17612 | Bear Valley Electric Service | 56346 | Bear Valley Power Plant | CA | San Bernardino | ICE6 | Natural Gas Internal Combustion Engine | IC |  | S | X | X |  |  | 1.2 | 1 | 1.2 | 1.2 | 1.2 | N |  |  | OP | X | 1 | 2005 |  |  | N | Electric Utility | 1 | [11 empty] | N | N |  | 10M | [20 empty] | N |  |  | N | bar: T T T to OBS BLQ BLQ
17612 | Bear Valley Electric Service | 56346 | Bear Valley Power Plant | CA | San Bernardino | ICE7 | Natural Gas Internal Combustion Engine | IC |  | S | X | X |  |  | 1.2 | 1 | 1.2 | 1.2 | 1.2 | N |  |  | OP | X | 1 | 2005 |  |  | N | Electric Utility | 1 | [11 empty] | N | N |  | 10M | [20 empty] | N |  |  | N | bar: T T T to OBS BLQ BLQ
60038 | Silicon Valley Clean Water | 60249 | Silicon Valley Clean Water | CA | San Mateo | CGN | Other Waste Biomass | IC |  | S | X | X |  |  | 1.2 | 0.9 | 1.2 | 1.2 | 0.6 | N |  |  | OP | X | 3 | 2015 |  |  | Y | IPP CHP | 3 | T T T: T; OBS BLQ BLQ: OBG; OBS NG PUR: NG |  |  |  | N | N |  | 1H | [23 empty] | Y | Y | N
57128 | Bloom Energy | 63607 | Extreme Via Del Oro | CA | Santa Clara | EXN01 | Other Natural Gas | FC |  | W | X | X |  |  | 1.2 |  | 1.2 | 1.2 | 0.1 | N |  |  | OP | X | 3 | 2019 |  |  | N | Commercial Non-CHP | 4 | [11 empty] | N | N | 0 | 12H | bar: T T T to OBS BLQ BLQ
62150 | 2016 ESA Project Company, LLC | 63699 | AGT000 Stevens Creek Fuel Cell | CA | Santa Clara | AGT0A | Other Natural Gas | FC |  | S | X | X |  |  | 1.2 | 0.99 | 1.2 | 1.2 | 1.2 | N |  |  | OP | X | 9 | 2018 |  |  | N | IPP Non-CHP | 2 | [11 empty] | N | N |  | 12H | [23 empty] | N | bar: T T T to OBS BLQ BLQ
62150 | 2016 ESA Project Company, LLC | 63704 | EQX010 Great Oaks Fuel Cell | CA | Santa Clara | EQ10A | Other Natural Gas | FC |  | S | X | X |  |  | 1.2 | 0.99 | 1.2 | 1.2 | 1.2 | N |  |  | OP | X | 9 | 2019 |  |  | N | IPP Non-CHP | 2 | [12 empty] | N |  | 12H | [23 empty] | N | bar: T T T to OBS BLQ BLQ
62150 | 2016 ESA Project Company, LLC | 63704 | EQX010 Great Oaks Fuel Cell | CA | Santa Clara | EQ10B | Other Natural Gas | FC |  | S | X | X |  |  | 1.2 | 0.99 | 1.2 | 1.2 | 1.2 | N |  |  | OP | X | 9 | 2019 |  |  | N | IPP Non-CHP | 2 | [12 empty] | N |  | 12H | [23 empty] | N | bar: T T T to OBS BLQ BLQ
60608 | Vitro Flat Glass LLC | 58053 | Vitro Flat Glass LLC | CA | Fresno | OG#1 | Petroleum Liquids | IC |  | S | X | X |  |  | 1.3 | 0.9 | 1 | 1 | 0.5 | N |  |  | SB | Y | 4 | 2000 |  |  | N | Industrial Non-CHP | 6 | T T T: X; OBS BLQ BLQ: DFO |  |  |  | N | N |  | 10M | [20 empty] | N |  |  | N | N | N
57128 | Bloom Energy | 61153 | AT&T Holger | CA | Santa Clara | AT057 | Other Natural Gas | FC |  | W | X | X |  |  | 1.3 |  | 1.3 | 1.3 | 0 | N |  |  | OP | X | 6 | 2016 |  |  | N | IPP Non-CHP | 2 | [11 empty] | N |  |  | OVER | bar: T T T to OBS BLQ BLQ
57128 | Bloom Energy | 61154 | AT&T Anaheim | CA | Orange | AT058 | Other Natural Gas | FC |  | W | X | X |  |  | 1.3 |  | 1.3 | 1.3 | 0 | N |  |  | OP | X | 9 | 2016 |  |  | N | IPP Non-CHP | 2 | [14 empty] | OVER | bar: T T T to OBS BLQ BLQ
17609 | Southern California Edison Co | 6704 | Pebbly Beach Generating Station Hybrid | CA | Los Angeles | 14 | Petroleum Liquids | IC |  | S | X | X |  |  | 1.4 | 0.8 | 1.4 | 1.4 | 1.1 | N |  |  | OP | X | 10 | 1986 |  |  | N | Electric Utility | 1 | T T T: X; OBS BLQ BLQ: DFO |  |  |  | N | N |  | 10M | [23 empty] | N | N | N
12869 | Monterey Regional Waste Mgmt | 10748 | Marina Landfill Gas | CA | Monterey | U4J16 | Landfill Gas | IC |  | S | X | X | CSTRVLLE_N003 |  | 1.4 | 0.8 | 1.2 | 1.2 | 0.7 | N |  |  | OP | X | 7 | 2016 |  |  | N | Commercial Non-CHP | 4 | T T T: X; OBS BLQ BLQ: LFG |  |  |  |  | N |  | 10M | [23 empty] | N
17711 | Solano County | 50985 | Solano County Cogen Plant | CA | Solano | 3165 | Natural Gas Internal Combustion Engine | IC |  | S | X | X |  |  | 1.4 | 1 | 1.4 | 1 | 0.7 | N |  |  | OP | X | 12 | 2004 |  |  | Y | Commercial CHP | 5 | [11 empty] | N | N |  | 1H | [20 empty] | N |  |  | N | N | N | bar: T T T to OBS BLQ BLQ
14328 | Pacific Gas & Electric Co. | 57042 | CSU East Bay | CA | Alameda | 1 | Other Natural Gas | FC |  | S | X | X | CASTROVL_2_N009 | CASTROVL_2_N009 | 1.4 |  | 1.4 | 1.4 | 0 | N |  |  | OP | X | 9 | 2011 |  |  | Y | Electric Utility | 1 | [11 empty] | N |  |  | OVER | bar: T T T to OBS BLQ BLQ
14328 | Pacific Gas & Electric Co. | 57043 | SF State University | CA | San Francisco | 2 | Other Natural Gas | FC |  | S | X | X | DALYCTY_1_N016 | DALYCTY_1_N016 | 1.4 |  | 1.4 | 1.4 | 0 | N |  |  | OP | X | 9 | 2011 |  |  | Y | Electric Utility | 1 | [11 empty] | N |  |  | OVER | bar: T T T to OBS BLQ BLQ
56397 | J&A-Santa Maria II LLC | 57101 | J&A-Santa Maria II LLC | CA | Santa Barbara | 1 | Landfill Gas | IC |  | S | X | X |  |  | 1.4 | 1 | 1.4 | 1.4 | 0.7 | N |  |  | OP | X | 9 | 2010 |  |  | Y | IPP CHP | 3 | T T T: T; OBS BLQ BLQ: LFG |  |  |  | N |  |  | 1H | [23 empty] | N
17609 | Southern California Edison Co | 57544 | Cal State Univ San Bernardino FC01 | CA | San Bernardino | FC01 | Other Natural Gas | FC |  | S | X | X |  |  | 1.4 |  | 1.4 | 1.4 | 1.4 | N |  |  | OP | X | 9 | 2013 |  |  | Y | Electric Utility | 1 | [11 empty] | N |  |  | OVER | bar: T T T to OBS BLQ BLQ
60637 | Sentinel Peak Resources California, LLC | 58190 | Thomas M Knott Cogen Facility | CA | San Luis Obispo | CG | Natural Gas Fired Combustion Turbine | GT |  | S | X | X | NA | NA | 1.4 | 0.8 | 1.2 | 1.2 | 1 | N |  |  | OS | X | 4 | 2003 |  |  | N | Industrial Non-CHP | 6 | [11 empty] | N | N |  | 1H | [23 empty] | N | N | N | bar: T T T to OBS BLQ BLQ
58382 | Ameresco Johnson Canyon LLC | 58397 | Ameresco Johnson Canyon | CA | Monterey | ENG1 | Landfill Gas | IC |  | S | X | X |  |  | 1.4 | 1 | 1.4 | 1.4 | 0.7 | N |  |  | OP | X | 5 | 2013 |  |  | N | IPP Non-CHP | 2 | T T T: X; OBS BLQ BLQ: LFG |  |  |  | N | N |  | 10M | [23 empty] | N | N | N
58549 | County of Alameda GSA | 58625 | Santa Rita Jail Hybrid | CA | Alameda | SRFC2 | Other Natural Gas | FC |  | W | X | X |  |  | 1.4 |  | 1.4 | 1.4 | 1.4 | N |  |  | OP | X | 1 | 2017 |  |  | Y | IPP CHP | 3 | [14 empty] | OVER | bar: T T T to OBS BLQ BLQ
59662 | Riverside Fuel Cell, LLC | 59877 | Riverside RWQCP Fuel Cell | CA | Riverside | MB20 | Other Waste Biomass | FC |  | S | X | X | MLAP_RVSD-APND |  | 1.4 |  | 1.4 | 1.4 | 0.6 | N |  |  | OP | X | 8 | 2016 |  |  | Y | Commercial CHP | 5 | T T T: T; OBS BLQ BLQ: OBG; OBS NG PUR: NG |  |  |  | N | N |  | OVER | [23 empty] | N
59892 | UCI Fuel Cell, LLC | 60120 | UCI Fuel Cell | CA | Orange | MB-16 | Other Natural Gas | FC |  | S | X | X | VILLAPK_2_NO29 |  | 1.4 |  | 1.4 | 1.4 | 0.6 | N |  |  | OP | X | 12 | 2015 |  |  | Y | IPP CHP | 3 | [11 empty] | N | N |  | OVER | [23 empty] | N | bar: T T T to OBS BLQ BLQ
60182 | SRJFC, LLC | 60385 | Santa Rita Jail Fuel Cell | CA | Alameda | MB-18 | Other Natural Gas | FC |  | S | X | X | TESSUB_2_N001 |  | 1.4 |  | 1.4 | 1.4 | 0.6 | N |  |  | OP | X | 12 | 2016 |  |  | Y | IPP CHP | 3 | [11 empty] | N | N |  | OVER | [23 empty] | N | bar: T T T to OBS BLQ BLQ
62150 | 2016 ESA Project Company, LLC | 62699 | Kaiser Deer Valley Rd. Fuel Cell | CA | Contra Costa | KSR24 | Other Natural Gas | FC |  | S | X | X |  |  | 1.4 | 0.99 | 1.4 | 1.4 | 1.4 | N |  |  | OP | X | 4 | 2017 |  |  | N | IPP Non-CHP | 2 | [11 empty] | N | N | 0 | 12H | [23 empty] | N | bar: T T T to OBS BLQ BLQ
62150 | 2016 ESA Project Company, LLC | 63705 | EQX011 Duane Fuel Cell | CA | Santa Clara | EQ11B | Other Natural Gas | FC |  | S | X | X |  |  | 1.4 | 0.99 | 1.4 | 1.4 | 1.4 | N |  |  | OP | X | 9 | 2018 |  |  | N | IPP Non-CHP | 2 | [14 empty] | 12H | [23 empty] | N | bar: T T T to OBS BLQ BLQ
17609 | Southern California Edison Co | 6704 | Pebbly Beach Generating Station Hybrid | CA | Los Angeles | 8 | Petroleum Liquids | IC |  | S | X | X |  |  | 1.5 | 0.8 | 1.5 | 1.5 | 1.2 | N |  |  | OP | X | 6 | 1963 |  |  | N | Electric Utility | 1 | T T T: X; OBS BLQ BLQ: DFO |  |  |  | N | N |  | 10M | [23 empty] | N | N | N
3476 | DTE San Diego COGEN Inc. | 10175 | Childrens Hospital | CA | San Diego | 5083 | Petroleum Liquids | IC |  | S | X | X |  |  | 1.5 | 0.8 | 1.5 | 1.5 | 0.1 | N |  |  | OP | X | 10 | 2010 |  |  | N | Commercial CHP | 5 | T T T: X; OBS BLQ BLQ: DFO |  |  |  | N | N |  | 10M | [23 empty] | N | N
3476 | DTE San Diego COGEN Inc. | 10175 | Childrens Hospital | CA | San Diego | 5084 | Petroleum Liquids | IC |  | S | X | X |  |  | 1.5 | 0.8 | 1.5 | 1.5 | 0.1 | N |  |  | OP | X | 10 | 2010 |  |  | N | Commercial CHP | 5 | T T T: X; OBS BLQ BLQ: DFO |  |  |  | N | N |  | 10M | [23 empty] | N | N
3476 | DTE San Diego COGEN Inc. | 10175 | Childrens Hospital | CA | San Diego | 5085 | Petroleum Liquids | IC |  | S | X | X |  |  | 1.5 | 0.8 | 1.5 | 1.5 | 0.1 | N |  |  | OP | X | 10 | 2010 |  |  | N | Commercial CHP | 5 | T T T: X; OBS BLQ BLQ: DFO |  |  |  | N | N |  | 10M | [23 empty] | N | N
24010 | University of San Francisco | 50089 | Univ of San Francisco Cogen | CA | San Francisco | S-17 | Natural Gas Internal Combustion Engine | IC |  | S | X | X |  |  | 1.5 | 0.8 | 1.4 | 1.4 | 1 | N |  |  | OP | X | 9 | 1987 |  |  | Y | Commercial CHP | 5 | [11 empty] | N |  |  | 1H | [23 empty] | N | N | N | bar: T T T to OBS BLQ BLQ
2696 | Tesoro Carson Refinery | 50540 | BP Carson Refinery | CA | Los Angeles | GEN2 | Natural Gas Steam Turbine | ST |  | S | X | X |  |  | 1.5 | 0.9 | 1.5 | 1.5 | 0.2 | N |  |  | OS | X | 4 | 1982 |  |  | N | Industrial Non-CHP | 6 | T T T: X; OBS BLQ BLQ: NG; OBS NG PUR: OG; DFO NG NG: NG |  |  |  | N | N |  | 12H | [23 empty] | N | N | N
57047 | BioFuels Point Loma LLC | 57770 | South Bay Fuel Cell Plant | CA | San Diego | SBFC | Other Natural Gas | FC |  | S | X | X |  |  | 1.5 |  | 1.4 | 1.4 | 0.5 | N |  |  | OP | X | 1 | 2012 |  |  | N | IPP Non-CHP | 2 | T T T: X; OBS BLQ BLQ: NG; OBS NG PUR: OBG |  |  |  | N |  |  | OVER
58195 | Hoag Memorial Presbyterian Hospital | 58223 | Hoag Hospital Cogen Plant | CA | Orange | 1 | Natural Gas Internal Combustion Engine | IC |  | S | X | X |  |  | 1.5 | 0.8 | 1.2 | 1.2 | 1 | N |  |  | OP | X | 7 | 2006 |  |  | Y | Commercial CHP | 5 | [11 empty] | N | N |  | 1H | [20 empty] | N |  |  | N | N | N | bar: T T T to OBS BLQ BLQ
58195 | Hoag Memorial Presbyterian Hospital | 58223 | Hoag Hospital Cogen Plant | CA | Orange | 2 | Natural Gas Internal Combustion Engine | IC |  | S | X | X |  |  | 1.5 | 0.8 | 1.2 | 1.2 | 1 | N |  |  | OP | X | 7 | 2006 |  |  | Y | Commercial CHP | 5 | [11 empty] | N | N |  | 1H | [20 empty] | N |  |  | N | N | N | bar: T T T to OBS BLQ BLQ
58195 | Hoag Memorial Presbyterian Hospital | 58223 | Hoag Hospital Cogen Plant | CA | Orange | 3 | Natural Gas Internal Combustion Engine | IC |  | S | X | X |  |  | 1.5 | 0.8 | 1.2 | 1.2 | 1 | N |  |  | OP | X | 7 | 2006 |  |  | Y | Commercial CHP | 5 | [11 empty] | N | N |  | 1H | [20 empty] | N |  |  | N | N | N | bar: T T T to OBS BLQ BLQ
58366 | Toro Energy of California SLO | 58379 | Cold Canyon 1 | CA | San Luis Obispo | W3998 | Landfill Gas | IC |  | S | X | X |  |  | 1.5 | 1 | 1.5 | 1.5 | 1 | N |  |  | OP | X | 7 | 2013 |  |  | N | IPP Non-CHP | 2 | T T T: X; OBS BLQ BLQ: LFG |  |  |  | N |  |  | 10M | [23 empty] | N | N | N
58839 | Central Valley Ag Power LLC | 58978 | Central Valley Ag Power | CA | Stanislaus | CVAP | Other Waste Biomass | IC |  | S | X | X |  |  | 1.5 | 0.8 | 1.5 | 1.5 | 0.2 | N |  |  | OP | X | 3 | 2014 |  |  | N | IPP Non-CHP | 2 | T T T: X; OBS BLQ BLQ: OBG | [6 empty] | 1H | [23 empty] | N | N | N
62150 | 2016 ESA Project Company, LLC | 62704 | Equinix Douglas St. Fuel Cell | CA | Los Angeles | EQX09 | Other Natural Gas | FC |  | S | X | X |  |  | 1.5 | 0.99 | 1.5 | 1.5 | 1.5 | N |  |  | OP | X | 10 | 2017 |  |  | N | IPP Non-CHP | 2 | [11 empty] | N | N | 0 | 12H | [23 empty] | N | bar: T T T to OBS BLQ BLQ
62150 | 2016 ESA Project Company, LLC | 63715 | SCU000 El Camino Real Fuel Cell | CA | Santa Clara | SCU00 | Other Natural Gas | FC |  | S | X | X |  |  | 1.5 | 0.99 | 1.5 | 1.5 | 1.5 | N |  |  | OP | X | 12 | 2018 |  |  | N | IPP Non-CHP | 2 | [11 empty] | N | N |  | 12H | [23 empty] | N | bar: T T T to OBS BLQ BLQ
62150 | 2016 ESA Project Company, LLC | 63717 | TLR000 Hansen Fuel Cell | CA | Monterey | TLR0B | Other Natural Gas | FC |  | S | X | X |  |  | 1.5 | 0.99 | 1.5 | 1.5 | 1.5 | N |  |  | OP | X | 9 | 2019 |  |  | N | IPP Non-CHP | 2 | [11 empty] | N | N |  | 12H | [23 empty] | N | bar: T T T to OBS BLQ BLQ
17609 | Southern California Edison Co | 6704 | Pebbly Beach Generating Station Hybrid | CA | Los Angeles | 12 | Petroleum Liquids | IC |  | S | X | X |  |  | 1.6 | 0.8 | 1.6 | 1.6 | 1.3 | N |  |  | OP | X | 6 | 1976 |  |  | N | Electric Utility | 1 | T T T: X; OBS BLQ BLQ: DFO |  |  |  | N | N |  | 10M | [23 empty] | N | N | N
12869 | Monterey Regional Waste Mgmt | 10748 | Marina Landfill Gas | CA | Monterey | U1C06 | Landfill Gas | IC |  | S | X | X | CSTRVLLE_1_N |  | 1.6 | 0.8 | 1.6 | 1.6 | 0.8 | N |  |  | OP | X | 5 | 2006 |  |  | N | Commercial Non-CHP | 4 | T T T: X; OBS BLQ BLQ: LFG |  |  |  | N | N |  | 10M | [23 empty] | N | N | N
57227 | MM San Diego Energy-Miramar | 55094 | MM San Diego-Miramar | CA | San Diego | UNT1 | Landfill Gas | IC |  | S | X | X |  |  | 1.6 | 0.98 | 1.6 | 1.6 | 1.3 | N |  |  | OP | X | 7 | 1997 |  |  | Y | IPP CHP | 3 | T T T: T; OBS BLQ BLQ: LFG; OBS NG PUR: OBG |  |  |  | N | N |  | 1H | [23 empty] | Y | Y | N
57227 | MM San Diego Energy-Miramar | 55094 | MM San Diego-Miramar | CA | San Diego | UNT2 | Landfill Gas | IC |  | S | X | X |  |  | 1.6 | 0.98 | 1.6 | 1.6 | 1.3 | N |  |  | OP | X | 7 | 1997 |  |  | Y | IPP CHP | 3 | T T T: T; OBS BLQ BLQ: LFG; OBS NG PUR: OBG |  |  |  | N | N |  | 1H | [23 empty] | Y | Y | N
57227 | MM San Diego Energy-Miramar | 55094 | MM San Diego-Miramar | CA | San Diego | UNT3 | Landfill Gas | IC |  | S | X | X |  |  | 1.6 | 0.98 | 1.6 | 1.6 | 1.3 | N |  |  | OP | X | 7 | 1997 |  |  | Y | IPP CHP | 3 | T T T: T; OBS BLQ BLQ: LFG; OBS NG PUR: OBG |  |  |  | N | N |  | 1H | [23 empty] | Y | Y | N
57227 | MM San Diego Energy-Miramar | 55094 | MM San Diego-Miramar | CA | San Diego | UNT4 | Landfill Gas | IC |  | S | X | X |  |  | 1.6 | 0.98 | 1.6 | 1.6 | 1.3 | N |  |  | OP | X | 7 | 1997 |  |  | Y | IPP CHP | 3 | T T T: T; OBS BLQ BLQ: LFG; OBS NG PUR: OBG |  |  |  | N | N |  | 1H | [23 empty] | Y | Y | N
56440 | G2 Energy LLC | 57133 | G2 Energy Ostrom Road LLC | CA | Yuba | 361 | Landfill Gas | IC |  | S | X | X |  |  | 1.6 | 1 | 1.5 | 1.5 | 0.1 | N |  |  | OP | X | 8 | 2013 |  |  | N | IPP Non-CHP | 2 | T T T: X; OBS BLQ BLQ: LFG |  |  |  | N | N |  | 1H | [20 empty] | N |  |  | N | N | N
57197 | Santa Cruz Energy LLC | 57876 | Santa Cruz Energy | CA | Santa Cruz | UNT1 | Landfill Gas | IC |  | S | X | X |  |  | 1.6 | 0.98 | 1.5 | 1.5 | 1.3 | N |  |  | OP | X | 11 | 2009 |  |  | N | IPP Non-CHP | 2 | T T T: X; OBS BLQ BLQ: LFG |  |  |  | N |  |  | 1H | [23 empty] | N
56440 | G2 Energy LLC | 58320 | G2 Energy Hay Rd | CA | Solano | 362 | Landfill Gas | IC |  | S | X | X |  |  | 1.6 | 1 | 1.5 | 1.5 | 0.1 | N |  |  | OP | X | 6 | 2013 |  |  | N | IPP Non-CHP | 2 | T T T: X; OBS BLQ BLQ: LFG |  |  |  | N | N |  | 1H | [20 empty] | N |  |  | N | N | N
59713 | Potrero Hills Energy Producers, LLC | 59952 | Potrero Hills Energy Producers | CA | Solano | 1 | Landfill Gas | IC |  | S | X | X |  |  | 1.6 | 0.8 | 1.6 | 1.6 | 1.1 | N |  |  | OP | X | 4 | 2016 |  |  | N | IPP Non-CHP | 2 | T T T: X; OBS BLQ BLQ: LFG |  |  |  | N | N |  | 1H |  |  |  |  | N | [15 empty] | N |  |  | N | N | N
59713 | Potrero Hills Energy Producers, LLC | 59952 | Potrero Hills Energy Producers | CA | Solano | 2 | Landfill Gas | IC |  | S | X | X |  |  | 1.6 | 0.8 | 1.6 | 1.6 | 1.1 | N |  |  | OP | X | 4 | 2016 |  |  | N | IPP Non-CHP | 2 | T T T: X; OBS BLQ BLQ: LFG |  |  |  | N | N |  | 1H |  |  |  |  | N | [15 empty] | N |  |  | N | N | N
59713 | Potrero Hills Energy Producers, LLC | 59952 | Potrero Hills Energy Producers | CA | Solano | 3 | Landfill Gas | IC |  | S | X | X |  |  | 1.6 | 0.8 | 1.6 | 1.6 | 1.1 | N |  |  | OP | X | 4 | 2016 |  |  | N | IPP Non-CHP | 2 | T T T: X; OBS BLQ BLQ: LFG |  |  |  | N | N |  | 1H |  |  |  |  | N | [15 empty] | N |  |  | N | N | N
59713 | Potrero Hills Energy Producers, LLC | 59952 | Potrero Hills Energy Producers | CA | Solano | 4 | Landfill Gas | IC |  | S | X | X |  |  | 1.6 | 0.8 | 1.6 | 1.6 | 1.1 | N |  |  | OP | X | 4 | 2016 |  |  | N | IPP Non-CHP | 2 | T T T: X; OBS BLQ BLQ: LFG |  |  |  | N | N |  | 1H |  |  |  |  | N | [15 empty] | N |  |  | N | N | N
59713 | Potrero Hills Energy Producers, LLC | 59952 | Potrero Hills Energy Producers | CA | Solano | 5 | Landfill Gas | IC |  | S | X | X |  |  | 1.6 | 0.8 | 1.6 | 1.6 | 1.1 | N |  |  | OP | X | 4 | 2016 |  |  | N | IPP Non-CHP | 2 | T T T: X; OBS BLQ BLQ: LFG |  |  |  | N | N |  | 1H |  |  |  |  | N | [15 empty] | N |  |  | N | N | N
16764 | City of San Diego | 60571 | North City - Landfill Gas Engine North | CA | San Diego | NCEP | Landfill Gas | IC |  | S | X | X |  |  | 1.6 | 0.8 | 1.4 | 1.5 | 1.2 | N |  |  | OP | X | 11 | 2013 |  |  | N | Commercial Non-CHP | 4 | T T T: X; OBS BLQ BLQ: LFG |  |  |  | N | N |  | 10M | [23 empty] | N | N | N
62150 | 2016 ESA Project Company, LLC | 63716 | KSR053 Cantara Fuel Cell | CA | Los Angeles | KSR53 | Other Natural Gas | FC |  | S | X | X |  |  | 1.6 | 0.99 | 1.6 | 1.6 | 1.6 | N |  |  | OP | X | 5 | 2018 |  |  | N | IPP Non-CHP | 2 | [11 empty] | N | N |  | 12H | [23 empty] | N | bar: T T T to OBS BLQ BLQ
11161 | Loma Linda University | 10206 | Loma Linda University Cogen | CA | San Bernardino | GEN4 | Petroleum Liquids | IC |  | S | X | X |  |  | 1.7 | 0.8 | 1.7 | 1.7 | 0.9 | N |  |  | SB | N | 6 | 1986 |  |  | N | Commercial CHP | 5 | T T T: X; OBS BLQ BLQ: DFO |  |  |  | N | N |  | 10M | [23 empty] | N
9948 | Kyocrea International, Ind | 10720 | Kyocera America Project | CA | San Diego | 0287 | Natural Gas Internal Combustion Engine | IC |  | S | X | X |  |  | 1.7 | 0.95 | 1.7 | 1.7 | 0.8 | N |  |  | OP | X | 9 | 2012 |  |  | Y | Industrial CHP | 7 | [11 empty] | N | N |  | 1H | [20 empty] | N |  |  | N | N | N | bar: T T T to OBS BLQ BLQ
55934 | City of Stockton MUD | 56134 | Regional Wastewater Control Facility | CA | San Joaquin | 0501 | Petroleum Liquids | IC |  | S | X | X |  |  | 1.8 | 1 | 1 | 1 | 0.8 | N |  |  | SB | Y | 11 | 2000 |  |  | Y | Commercial CHP | 5 | T T T: T; OBS BLQ BLQ: DFO |  |  |  | N | N |  | 10M | [23 empty] | N
62150 | 2016 ESA Project Company, LLC | 62703 | Equinix Lundy Ave. Fuel Cell | CA | Santa Clara | EQ13A | Other Natural Gas | FC |  | S | X | X |  |  | 1.8 | 0.99 | 1.8 | 1.8 | 1.8 | N |  |  | OP | X | 9 | 2017 |  |  | N | IPP Non-CHP | 2 | [11 empty] | N | N | 0 | 12H | [23 empty] | N | bar: T T T to OBS BLQ BLQ
62150 | 2016 ESA Project Company, LLC | 63705 | EQX011 Duane Fuel Cell | CA | Santa Clara | EQ11C | Other Natural Gas | FC |  | S | X | X |  |  | 1.8 | 0.99 | 1.8 | 1.8 | 1.8 | N |  |  | OP | X | 9 | 2018 |  |  | N | IPP Non-CHP | 2 | [14 empty] | 12H | [23 empty] | N | bar: T T T to OBS BLQ BLQ
56101 | AMERESCO Ox Mountain Energy LLC | 56895 | Ameresco Ox Mountain | CA | San Mateo | 1 | Landfill Gas | IC |  | S | X | X |  |  | 1.9 | 1 | 1.8 | 1.8 | 0.9 | N |  |  | OP | X | 12 | 2008 |  |  | N | IPP Non-CHP | 2 | T T T: X; OBS BLQ BLQ: LFG |  |  |  | N | N |  | 10M | [23 empty] | N | N | N
56101 | AMERESCO Ox Mountain Energy LLC | 56895 | Ameresco Ox Mountain | CA | San Mateo | 2 | Landfill Gas | IC |  | S | X | X |  |  | 1.9 | 1 | 1.8 | 1.8 | 0.9 | N |  |  | OP | X | 12 | 2008 |  |  | N | IPP Non-CHP | 2 | T T T: X; OBS BLQ BLQ: LFG |  |  |  | N | N |  | 10M | [23 empty] | N | N | N
56101 | AMERESCO Ox Mountain Energy LLC | 56895 | Ameresco Ox Mountain | CA | San Mateo | 3 | Landfill Gas | IC |  | S | X | X |  |  | 1.9 | 1 | 1.8 | 1.8 | 0.9 | N |  |  | OP | X | 12 | 2008 |  |  | N | IPP Non-CHP | 2 | T T T: X; OBS BLQ BLQ: LFG |  |  |  | N | N |  | 10M | [23 empty] | N | N | N
56101 | AMERESCO Ox Mountain Energy LLC | 56895 | Ameresco Ox Mountain | CA | San Mateo | 4 | Landfill Gas | IC |  | S | X | X |  |  | 1.9 | 1 | 1.8 | 1.8 | 0.9 | N |  |  | OP | X | 12 | 2008 |  |  | N | IPP Non-CHP | 2 | T T T: X; OBS BLQ BLQ: LFG |  |  |  | N | N |  | 10M | [23 empty] | N | N | N
56101 | AMERESCO Ox Mountain Energy LLC | 56895 | Ameresco Ox Mountain | CA | San Mateo | 5 | Landfill Gas | IC |  | S | X | X |  |  | 1.9 | 1 | 1.8 | 1.8 | 0.9 | N |  |  | OP | X | 12 | 2008 |  |  | N | IPP Non-CHP | 2 | T T T: X; OBS BLQ BLQ: LFG |  |  |  | N | N |  | 10M | [23 empty] | N | N | N
56101 | AMERESCO Ox Mountain Energy LLC | 56895 | Ameresco Ox Mountain | CA | San Mateo | 6 | Landfill Gas | IC |  | S | X | X |  |  | 1.9 | 1 | 1.8 | 1.8 | 0.9 | N |  |  | OP | X | 12 | 2008 |  |  | N | IPP Non-CHP | 2 | T T T: X; OBS BLQ BLQ: LFG |  |  |  | N | N |  | 10M | [23 empty] | N | N | N
56103 | AMERESCO Keller Canyon LLC | 56897 | Ameresco Keller Canyon | CA | Contra Costa | 1 | Landfill Gas | IC |  | S | X | X |  |  | 1.9 | 1 | 1.8 | 1.8 | 0.9 | N |  |  | OP | X | 7 | 2009 |  |  | N | IPP Non-CHP | 2 | T T T: X; OBS BLQ BLQ: LFG |  |  |  | N | N |  | 10M | [23 empty] | N | N | N
56103 | AMERESCO Keller Canyon LLC | 56897 | Ameresco Keller Canyon | CA | Contra Costa | 2 | Landfill Gas | IC |  | S | X | X |  |  | 1.9 | 1 | 1.8 | 1.8 | 0.9 | N |  |  | OP | X | 7 | 2009 |  |  | N | IPP Non-CHP | 2 | T T T: X; OBS BLQ BLQ: LFG |  |  |  | N | N |  | 10M | [23 empty] | N | N | N
56440 | G2 Energy LLC | 57133 | G2 Energy Ostrom Road LLC | CA | Yuba | 359 | Landfill Gas | IC |  | S | X | X |  |  | 1.9 | 1 | 1.8 | 1.8 | 0.1 | N |  |  | OP | X | 2 | 2009 |  |  | N | IPP Non-CHP | 2 | T T T: X; OBS BLQ BLQ: LFG |  |  |  | N | N |  | 1H | [20 empty] | N |  |  | N | N | N
3476 | DTE San Diego COGEN Inc. | 10175 | Childrens Hospital | CA | San Diego | 0799 | Petroleum Liquids | IC |  | S | X | X |  |  | 2 | 0.8 | 2 | 2 | 0.2 | N |  |  | SB | N | 4 | 2000 |  |  | N | Commercial CHP | 5 | T T T: X; OBS BLQ BLQ: DFO |  |  |  | N | N |  | 10M | [23 empty] | N
58544 | Sierra Nevada Brewing Co | 58585 | Sierra Nevada Brewing Co Hybrid | CA | Butte | COGN | Natural Gas Fired Combustion Turbine | GT |  | S | X | X |  |  | 2 | 1 | 1.7 | 1.8 | 0.1 | N |  |  | OP | X | 5 | 2016 |  |  | Y | Industrial CHP | 7 | [11 empty] | N | N |  | 10M | [23 empty] | N | N | bar: T T T to OBS BLQ BLQ
54842 | WM Renewable Energy LLC | 59299 | Waste Mangement Redwood LFGTE | CA | Marin | RED1 | Landfill Gas | IC |  | S | X | X |  |  | 2 | 0.8 | 2 | 2 | 0.8 | N |  |  | OP | X | 5 | 2017 |  |  | N | IPP Non-CHP | 2 | T T T: X; OBS BLQ BLQ: LFG |  |  |  | N | N |  | 1H | [23 empty] | N | N | N
54842 | WM Renewable Energy LLC | 59299 | Waste Mangement Redwood LFGTE | CA | Marin | RED2 | Landfill Gas | IC |  | S | X | X |  |  | 2 | 0.8 | 2 | 2 | 0.8 | N |  |  | OP | X | 5 | 2017 |  |  | N | IPP Non-CHP | 2 | T T T: X; OBS BLQ BLQ: LFG |  |  |  | N | N |  | 1H | [23 empty] | N | N | N
61078 | CoreSite Real Estate 2972 Stender, L.P. | 61464 | CoreSite Real Estate 2972 Stender, L.P. | CA | Santa Clara | G-1 | Petroleum Liquids | IC |  | S | X | X |  |  | 2 | 1 | 2 | 2 | 0.5 | N |  |  | SB | N | 6 | 2011 |  |  | N | IPP Non-CHP | 2 | T T T: X; OBS BLQ BLQ: DFO |  |  |  | N | N |  | 10M | [23 empty] | N
61078 | CoreSite Real Estate 2972 Stender, L.P. | 61464 | CoreSite Real Estate 2972 Stender, L.P. | CA | Santa Clara | G-2 | Petroleum Liquids | IC |  | S | X | X |  |  | 2 | 1 | 2 | 2 | 0.5 | N |  |  | SB | N | 6 | 2011 |  |  | N | IPP Non-CHP | 2 | T T T: X; OBS BLQ BLQ: DFO |  |  |  | N | N |  | 10M | [23 empty] | N
61078 | CoreSite Real Estate 2972 Stender, L.P. | 61464 | CoreSite Real Estate 2972 Stender, L.P. | CA | Santa Clara | G-3 | Petroleum Liquids | IC |  | S | X | X |  |  | 2 | 1 | 2 | 2 | 0.5 | N |  |  | SB | N | 6 | 2011 |  |  | N | IPP Non-CHP | 2 | T T T: X; OBS BLQ BLQ: DFO |  |  |  | N | N |  | 10M | [23 empty] | N
61078 | CoreSite Real Estate 2972 Stender, L.P. | 61464 | CoreSite Real Estate 2972 Stender, L.P. | CA | Santa Clara | G-4 | Petroleum Liquids | IC |  | S | X | X |  |  | 2 | 1 | 2 | 2 | 0.5 | N |  |  | SB | N | 6 | 2011 |  |  | N | IPP Non-CHP | 2 | T T T: X; OBS BLQ BLQ: DFO |  |  |  | N | N |  | 10M | [23 empty] | N
61078 | CoreSite Real Estate 2972 Stender, L.P. | 61464 | CoreSite Real Estate 2972 Stender, L.P. | CA | Santa Clara | G-5 | Petroleum Liquids | IC |  | S | X | X |  |  | 2 | 1 | 2 | 2 | 0.5 | N |  |  | SB | N | 6 | 2011 |  |  | N | IPP Non-CHP | 2 | T T T: X; OBS BLQ BLQ: DFO |  |  |  | N | N |  | 10M | [23 empty] | N
61078 | CoreSite Real Estate 2972 Stender, L.P. | 61464 | CoreSite Real Estate 2972 Stender, L.P. | CA | Santa Clara | G-6 | Petroleum Liquids | IC |  | S | X | X |  |  | 2 | 1 | 2 | 2 | 0.5 | N |  |  | SB | N | 6 | 2011 |  |  | N | IPP Non-CHP | 2 | T T T: X; OBS BLQ BLQ: DFO |  |  |  | N | N |  | 10M | [23 empty] | N
61088 | CoreSite Real Estate 55 S. Market Street, LLC | 61474 | CoreSite Real Estate 55 S. Market Street | CA | Santa Clara | G-1 | Petroleum Liquids | IC |  | S | X | X |  |  | 2 | 1 | 2 | 2 | 0.5 | N |  |  | SB | N | 10 | 2007 |  |  | N | Commercial Non-CHP | 4 | T T T: X; OBS BLQ BLQ: DFO |  |  |  | N | N |  | 10M | [23 empty] | N
61088 | CoreSite Real Estate 55 S. Market Street, LLC | 61474 | CoreSite Real Estate 55 S. Market Street | CA | Santa Clara | G-2 | Petroleum Liquids | IC |  | S | X | X |  |  | 2 | 1 | 2 | 2 | 0.5 | N |  |  | SB | N | 10 | 2007 |  |  | N | Commercial Non-CHP | 4 | T T T: X; OBS BLQ BLQ: DFO |  |  |  | N | N |  | 10M | [23 empty] | N
61088 | CoreSite Real Estate 55 S. Market Street, LLC | 61474 | CoreSite Real Estate 55 S. Market Street | CA | Santa Clara | G-3 | Petroleum Liquids | IC |  | S | X | X |  |  | 2 | 1 | 2 | 2 | 0.5 | N |  |  | SB | N | 10 | 2007 |  |  | N | Commercial Non-CHP | 4 | T T T: X; OBS BLQ BLQ: DFO |  |  |  | N | N |  | 10M | [23 empty] | N
61088 | CoreSite Real Estate 55 S. Market Street, LLC | 61474 | CoreSite Real Estate 55 S. Market Street | CA | Santa Clara | G-4 | Petroleum Liquids | IC |  | S | X | X |  |  | 2 | 1 | 2 | 2 | 0.5 | N |  |  | SB | N | 10 | 2007 |  |  | N | Commercial Non-CHP | 4 | T T T: X; OBS BLQ BLQ: DFO |  |  |  | N | N |  | 10M | [23 empty] | N
61086 | CoreSite Real Estate 2901 Coronado, L.P. | 61476 | CoreSite Real Estate 2901 Coronado, L.P. | CA | Santa Clara | G-1 | Petroleum Liquids | IC |  | S | X | X |  |  | 2 | 1 | 2 | 2 | 0.5 | N |  |  | SB | N | 5 | 2010 |  |  | N | Commercial Non-CHP | 4 | T T T: X; OBS BLQ BLQ: DFO |  |  |  | N | N |  | 10M | [23 empty] | N
61086 | CoreSite Real Estate 2901 Coronado, L.P. | 61476 | CoreSite Real Estate 2901 Coronado, L.P. | CA | Santa Clara | G-2 | Petroleum Liquids | IC |  | S | X | X |  |  | 2 | 1 | 2 | 2 | 0.5 | N |  |  | SB | N | 5 | 2010 |  |  | N | Commercial Non-CHP | 4 | T T T: X; OBS BLQ BLQ: DFO |  |  |  | N | N |  | 10M | [23 empty] | N | N
61086 | CoreSite Real Estate 2901 Coronado, L.P. | 61476 | CoreSite Real Estate 2901 Coronado, L.P. | CA | Santa Clara | G-3 | Petroleum Liquids | IC |  | S | X | X |  |  | 2 | 1 | 2 | 2 | 0.5 | N |  |  | SB | N | 5 | 2010 |  |  | N | Commercial Non-CHP | 4 | T T T: X; OBS BLQ BLQ: DFO |  |  |  | N | N |  | 10M | [23 empty] | N | N
61086 | CoreSite Real Estate 2901 Coronado, L.P. | 61476 | CoreSite Real Estate 2901 Coronado, L.P. | CA | Santa Clara | G-4 | Petroleum Liquids | IC |  | S | X | X |  |  | 2 | 1 | 2 | 2 | 0.5 | N |  |  | SB | N | 5 | 2010 |  |  | N | Commercial Non-CHP | 4 | T T T: X; OBS BLQ BLQ: DFO |  |  |  | N | N |  | 10M | [23 empty] | N | N
61086 | CoreSite Real Estate 2901 Coronado, L.P. | 61476 | CoreSite Real Estate 2901 Coronado, L.P. | CA | Santa Clara | G-5 | Petroleum Liquids | IC |  | S | X | X |  |  | 2 | 1 | 2 | 2 | 0.5 | N |  |  | SB | N | 5 | 2010 |  |  | N | Commercial Non-CHP | 4 | T T T: X; OBS BLQ BLQ: DFO |  |  |  | N | N |  | 10M | [23 empty] | N | N
57128 | Bloom Energy | 62459 | Micro Santa Clara | CA | Santa Clara | SMC01 | Other Natural Gas | FC |  | W | X | X |  |  | 2 |  | 2 | 2 | 0.1 | N |  |  | OP | X | 7 | 2018 |  |  | N | IPP Non-CHP | 2 | [14 empty] | OVER | bar: T T T to OBS BLQ BLQ
62150 | 2016 ESA Project Company, LLC | 62671 | Equinix Caspian Dr. Fuel Cell | CA | Santa Clara | EQX1A | Other Natural Gas | FC |  | S | X | X |  |  | 2 | 0.99 | 2 | 2 | 2 | N |  |  | OP | X | 12 | 2017 |  |  | N | IPP Non-CHP | 2 | [11 empty] | N | N | 0 | 12H | [23 empty] | N | bar: T T T to OBS BLQ BLQ
62150 | 2016 ESA Project Company, LLC | 62703 | Equinix Lundy Ave. Fuel Cell | CA | Santa Clara | EQ13B | Other Natural Gas | FC |  | S | X | X |  |  | 2 | 0.99 | 2 | 2 | 2 | N |  |  | OP | X | 9 | 2017 |  |  | N | IPP Non-CHP | 2 | [11 empty] | N | N | 0 | 12H | [23 empty] | N | bar: T T T to OBS BLQ BLQ
62150 | 2016 ESA Project Company, LLC | 62705 | Equinix Maple Ave. Fuel Cell | CA | Los Angeles | EQX08 | Other Natural Gas | FC |  | S | X | X |  |  | 2 | 0.99 | 2 | 2 | 2 | N |  |  | OP | X | 9 | 2017 |  |  | N | IPP Non-CHP | 2 | [11 empty] | N | N | 0 | 12H | [23 empty] | N | bar: T T T to OBS BLQ BLQ
57128 | Bloom Energy | 63605 | ATT North Watney | CA | Solano | ATT35 | Other Natural Gas | FC |  | W | X | X |  |  | 2 |  | 2 | 2 | 0.1 | N |  |  | OP | X | 12 | 2019 |  |  | N | Commercial Non-CHP | 4 | [11 empty] | N | N |  | 12H | bar: T T T to OBS BLQ BLQ
62150 | 2016 ESA Project Company, LLC | 63705 | EQX011 Duane Fuel Cell | CA | Santa Clara | EQ11A | Other Natural Gas | FC |  | S | X | X |  |  | 2 | 0.99 | 2 | 2 | 2 | N |  |  | OP | X | 11 | 2018 |  |  | N | IPP Non-CHP | 2 | [14 empty] | 12H | [23 empty] | N | bar: T T T to OBS BLQ BLQ
62150 | 2016 ESA Project Company, LLC | 63708 | EQX015 Great Oaks Fuel Cell | CA | Santa Clara | EQ15A | Other Natural Gas | FC |  | S | X | X |  |  | 2 | 0.99 | 2 | 2 | 2 | N |  |  | OP | X | 1 | 2018 |  |  | N | IPP Non-CHP | 2 | [11 empty] | N | N |  | 12H | [23 empty] | N | bar: T T T to OBS BLQ BLQ
62150 | 2016 ESA Project Company, LLC | 63708 | EQX015 Great Oaks Fuel Cell | CA | Santa Clara | EQ15B | Other Natural Gas | FC |  | S | X | X |  |  | 2 | 0.99 | 2 | 2 | 2 | N |  |  | OP | X | 1 | 2018 |  |  | N | IPP Non-CHP | 2 | [11 empty] | N | N |  | 12H | [23 empty] | N | bar: T T T to OBS BLQ BLQ
62150 | 2016 ESA Project Company, LLC | 63712 | KSR028 Merced Fuel Cell | CA | Alameda | KSR28 | Other Natural Gas | FC |  | S | X | X |  |  | 2 | 0.99 | 2 | 2 | 2 | N |  |  | OP | X | 4 | 2018 |  |  | N | IPP Non-CHP | 2 | [11 empty] | N | N |  | 12H | [23 empty] | N | bar: T T T to OBS BLQ BLQ
9948 | Kyocrea International, Ind | 10720 | Kyocera America Project | CA | San Diego | 0333 | Natural Gas Internal Combustion Engine | IC |  | S | X | X |  |  | 2.1 | 0.95 | 2.1 | 2.1 | 1 | N |  |  | OP | X | 9 | 2012 |  |  | Y | Industrial CHP | 7 | [11 empty] | N | N | 0 | 1H | [20 empty] | N |  |  | N | N | N | bar: T T T to OBS BLQ BLQ
56917 | Broadridge Customer Communications | 57580 | Broadridge Cogen | CA | El Dorado | CG1 | Natural Gas Internal Combustion Engine | IC |  | W | X | X |  |  | 2.1 | 0.8 | 2.1 | 2.1 | 0.5 | N |  |  | OP | X | 5 | 2008 |  |  | Y | IPP CHP | 3 | [11 empty] | N | N |  | 1H | [23 empty] | N | N | N | bar: T T T to OBS BLQ BLQ
56917 | Broadridge Customer Communications | 57580 | Broadridge Cogen | CA | El Dorado | CG2 | Natural Gas Internal Combustion Engine | IC |  | W | X | X |  |  | 2.1 | 0.8 | 2.1 | 2.1 | 0.5 | N |  |  | OP | X | 5 | 2008 |  |  | Y | IPP CHP | 3 | [11 empty] | N | N |  | 1H | [23 empty] | N | N | N | bar: T T T to OBS BLQ BLQ
16612 | City & County of San Francisco | 57971 | SF Southeast Cogen Plant | CA | San Francisco | COGEN | Other Waste Biomass | IC |  | S | X | X | DLAP_PGAE-APND | DLAP_PGAE | 2.1 | 0.8 | 1.9 | 1.9 | 0.5 | N |  |  | OP | X | 6 | 2002 |  |  | N | Commercial Non-CHP | 4 | T T T: X; OBS BLQ BLQ: OBG |  |  |  | N | N |  | 1H | [23 empty] | N
62150 | 2016 ESA Project Company, LLC | 62702 | Equinix Great Oaks Blvd. Fuel Cell | CA | Santa Clara | EQ14B | Other Natural Gas | FC |  | S | X | X |  |  | 2.1 | 0.99 | 2.1 | 2.1 | 2.1 | N |  |  | OP | X | 12 | 2017 |  |  | N | IPP Non-CHP | 2 | [11 empty] | N | N | 0 | 12H | [23 empty] | N | bar: T T T to OBS BLQ BLQ
5571 | East Bay Municipal Util Dist | 56036 | WWTP Power Generation Station | CA | Alameda | GEN1 | Other Waste Biomass | IC |  | S | X | X | OAK C_1_EBMUD |  | 2.2 | 0.8 | 2 | 2 | 1.5 | N |  |  | OP | X | 8 | 1985 |  |  | Y | Commercial CHP | 5 | T T T: T; OBS BLQ BLQ: OBG; OBS NG PUR: DFO |  |  |  | N | N |  | 12H | [23 empty] | Y | Y | N
5571 | East Bay Municipal Util Dist | 56036 | WWTP Power Generation Station | CA | Alameda | GEN2 | Other Waste Biomass | IC |  | S | X | X | OAK C_1_EBMUD |  | 2.2 | 0.8 | 2 | 2 | 1.5 | N |  |  | OP | X | 8 | 1985 |  |  | Y | Commercial CHP | 5 | T T T: T; OBS BLQ BLQ: OBG; OBS NG PUR: DFO |  |  |  | N | N |  | 12H | [23 empty] | Y | Y | N
5571 | East Bay Municipal Util Dist | 56036 | WWTP Power Generation Station | CA | Alameda | GEN3 | Other Waste Biomass | IC |  | S | X | X | OAK C_1_EBMUD |  | 2.2 | 0.8 | 2 | 2 | 1.5 | N |  |  | OP | X | 8 | 1985 |  |  | Y | Commercial CHP | 5 | T T T: T; OBS BLQ BLQ: OBG; OBS NG PUR: DFO |  |  |  | N | N |  | 12H | [23 empty] | Y | Y | N
58431 | Ameresco Vasco Road, LLC | 58435 | Ameresco Vasco Road | CA | Alameda | ENG1 | Landfill Gas | IC |  | S | X | X |  |  | 2.2 | 1 | 2.1 | 2.1 | 0.5 | N |  |  | OP | X | 2 | 2014 |  |  | N | IPP Non-CHP | 2 | T T T: X; OBS BLQ BLQ: LFG |  |  |  | N | N |  | 10M | [23 empty] | N | N | N
58431 | Ameresco Vasco Road, LLC | 58435 | Ameresco Vasco Road | CA | Alameda | ENG2 | Landfill Gas | IC |  | S | X | X |  |  | 2.2 | 1 | 2.1 | 2.1 | 0.5 | N |  |  | OP | X | 2 | 2014 |  |  | N | IPP Non-CHP | 2 | T T T: X; OBS BLQ BLQ: LFG |  |  |  | N | N |  | 10M | [23 empty] | N | N | N
58432 | Ameresco San Joaquin, LLC | 58436 | Ameresco San Joaquin | CA | San Joaquin | ENG1 | Landfill Gas | IC |  | S | X | X |  |  | 2.2 | 1 | 2.1 | 2.1 | 0.5 | N |  |  | OP | X | 4 | 2014 |  |  | N | IPP Non-CHP | 2 | T T T: X; OBS BLQ BLQ: LFG |  |  |  | N | N |  | 10M | [23 empty] | N | N | N
58432 | Ameresco San Joaquin, LLC | 58436 | Ameresco San Joaquin | CA | San Joaquin | ENG2 | Landfill Gas | IC |  | S | X | X |  |  | 2.2 | 1 | 2.1 | 2.1 | 0.5 | N |  |  | OP | X | 4 | 2014 |  |  | N | IPP Non-CHP | 2 | T T T: X; OBS BLQ BLQ: LFG |  |  |  | N | N |  | 10M | [23 empty] | N | N | N
58433 | Ameresco Forward, LLC | 58437 | Ameresco Forward | CA | San Joaquin | ENG1 | Landfill Gas | IC |  | S | X | X |  |  | 2.2 | 1 | 2.1 | 2.1 | 0.5 | N |  |  | OP | X | 2 | 2014 |  |  | N | IPP Non-CHP | 2 | T T T: X; OBS BLQ BLQ: LFG |  |  |  | N | N |  | 10M | [23 empty] | N | N | N
58433 | Ameresco Forward, LLC | 58437 | Ameresco Forward | CA | San Joaquin | ENG2 | Landfill Gas | IC |  | S | X | X |  |  | 2.2 | 1 | 2.1 | 2.1 | 0.5 | N |  |  | OP | X | 2 | 2014 |  |  | N | IPP Non-CHP | 2 | T T T: X; OBS BLQ BLQ: LFG |  |  |  | N | N |  | 10M | [23 empty] | N | N | N
58893 | Xeres Ventures LLC | 59074 | SC 1 Data Center, Phase 2 | CA | Santa Clara | EG1A | Petroleum Liquids | IC |  | S | X | X |  |  | 2.2 | 0.97 | 2.2 | 2.2 | 0 | N |  |  | SB | N | 9 | 2011 |  |  | N | Commercial Non-CHP | 4 | T T T: X; OBS BLQ BLQ: DFO |  |  |  | N | N |  | 10M | [23 empty] | N | N | N
58893 | Xeres Ventures LLC | 59074 | SC 1 Data Center, Phase 2 | CA | Santa Clara | EG1B | Petroleum Liquids | IC |  | S | X | X |  |  | 2.2 | 0.97 | 2.2 | 2.2 | 0 | N |  |  | SB | N | 9 | 2011 |  |  | N | Commercial Non-CHP | 4 | T T T: X; OBS BLQ BLQ: DFO |  |  |  | N | N |  | 10M | [23 empty] | N | N | N
58893 | Xeres Ventures LLC | 59074 | SC 1 Data Center, Phase 2 | CA | Santa Clara | EG2A | Petroleum Liquids | IC |  | S | X | X |  |  | 2.2 | 0.97 | 2.2 | 2.2 | 0 | N |  |  | SB | N | 9 | 2011 |  |  | N | Commercial Non-CHP | 4 | T T T: X; OBS BLQ BLQ: DFO |  |  |  | N | N |  | 10M | [23 empty] | N | N | N
58893 | Xeres Ventures LLC | 59074 | SC 1 Data Center, Phase 2 | CA | Santa Clara | EG2B | Petroleum Liquids | IC |  | S | X | X |  |  | 2.2 | 0.97 | 2.2 | 2.2 | 0 | N |  |  | SB | N | 9 | 2011 |  |  | N | Commercial Non-CHP | 4 | T T T: X; OBS BLQ BLQ: DFO |  |  |  | N | N |  | 10M | [23 empty] | N | N | N
58893 | Xeres Ventures LLC | 59074 | SC 1 Data Center, Phase 2 | CA | Santa Clara | EG3A | Petroleum Liquids | IC |  | S | X | X |  |  | 2.2 | 0.97 | 2.2 | 2.2 | 0 | N |  |  | SB | N | 9 | 2011 |  |  | N | Commercial Non-CHP | 4 | T T T: X; OBS BLQ BLQ: DFO |  |  |  | N | N |  | 10M | [23 empty] | N | N | N
58893 | Xeres Ventures LLC | 59074 | SC 1 Data Center, Phase 2 | CA | Santa Clara | EG3B | Petroleum Liquids | IC |  | S | X | X |  |  | 2.2 | 0.97 | 2.2 | 2.2 | 0 | N |  |  | SB | N | 9 | 2011 |  |  | N | Commercial Non-CHP | 4 | T T T: X; OBS BLQ BLQ: DFO |  |  |  | N | N |  | 10M | [23 empty] | N | N | N
58893 | Xeres Ventures LLC | 59074 | SC 1 Data Center, Phase 2 | CA | Santa Clara | EG4A | Petroleum Liquids | IC |  | S | X | X |  |  | 2.2 | 0.97 | 2.2 | 2.2 | 0 | N |  |  | SB | N | 9 | 2011 |  |  | N | Commercial Non-CHP | 4 | T T T: X; OBS BLQ BLQ: DFO |  |  |  | N | N |  | 10M | [23 empty] | N | N | N
58893 | Xeres Ventures LLC | 59074 | SC 1 Data Center, Phase 2 | CA | Santa Clara | EG4B | Petroleum Liquids | IC |  | S | X | X |  |  | 2.2 | 0.97 | 2.2 | 2.2 | 0 | N |  |  | SB | N | 9 | 2011 |  |  | N | Commercial Non-CHP | 4 | T T T: X; OBS BLQ BLQ: DFO |  |  |  | N | N |  | 10M | [23 empty] | N | N | N
58893 | Xeres Ventures LLC | 59074 | SC 1 Data Center, Phase 2 | CA | Santa Clara | EG5A | Petroleum Liquids | IC |  | S | X | X |  |  | 2.2 | 0.97 | 2.2 | 2.2 | 0 | N |  |  | SB | N | 9 | 2011 |  |  | N | Commercial Non-CHP | 4 | T T T: X; OBS BLQ BLQ: DFO |  |  |  | N | N |  | 10M | [23 empty] | N | N | N
58893 | Xeres Ventures LLC | 59074 | SC 1 Data Center, Phase 2 | CA | Santa Clara | EG5B | Petroleum Liquids | IC |  | S | X | X |  |  | 2.2 | 0.97 | 2.2 | 2.2 | 0 | N |  |  | SB | N | 9 | 2011 |  |  | N | Commercial Non-CHP | 4 | T T T: X; OBS BLQ BLQ: DFO |  |  |  | N | N |  | 10M | [23 empty] | N | N | N
58893 | Xeres Ventures LLC | 59074 | SC 1 Data Center, Phase 2 | CA | Santa Clara | EG6A | Petroleum Liquids | IC |  | S | X | X |  |  | 2.2 | 0.97 | 2.2 | 2.2 | 0 | N |  |  | SB | N | 9 | 2011 |  |  | N | Commercial Non-CHP | 4 | T T T: X; OBS BLQ BLQ: DFO |  |  |  | N | N |  | 10M | [23 empty] | N | N | N
58893 | Xeres Ventures LLC | 59074 | SC 1 Data Center, Phase 2 | CA | Santa Clara | EG6B | Petroleum Liquids | IC |  | S | X | X |  |  | 2.2 | 0.97 | 2.2 | 2.2 | 0 | N |  |  | SB | N | 9 | 2011 |  |  | N | Commercial Non-CHP | 4 | T T T: X; OBS BLQ BLQ: DFO |  |  |  | N | N |  | 10M | [23 empty] | N | N | N
58893 | Xeres Ventures LLC | 59074 | SC 1 Data Center, Phase 2 | CA | Santa Clara | EG7A | Petroleum Liquids | IC |  | S | X | X |  |  | 2.2 | 0.97 | 2.2 | 2.2 | 0 | N |  |  | SB | N | 9 | 2011 |  |  | N | Commercial Non-CHP | 4 | T T T: X; OBS BLQ BLQ: DFO |  |  |  | N | N |  | 10M | [23 empty] | N | N | N
58893 | Xeres Ventures LLC | 59074 | SC 1 Data Center, Phase 2 | CA | Santa Clara | EG7B | Petroleum Liquids | IC |  | S | X | X |  |  | 2.2 | 0.97 | 2.2 | 2.2 | 0 | N |  |  | SB | N | 9 | 2011 |  |  | N | Commercial Non-CHP | 4 | T T T: X; OBS BLQ BLQ: DFO |  |  |  | N | N |  | 10M | [23 empty] | N | N | N
58893 | Xeres Ventures LLC | 59074 | SC 1 Data Center, Phase 2 | CA | Santa Clara | EG8B | Petroleum Liquids | IC |  | S | X | X |  |  | 2.2 | 0.97 | 2.2 | 2.2 | 0 | N |  |  | SB | N | 9 | 2011 |  |  | N | Commercial Non-CHP | 4 | T T T: X; OBS BLQ BLQ: DFO |  |  |  | N | N |  | 10M | [23 empty] | N | N | N
58893 | Xeres Ventures LLC | 59074 | SC 1 Data Center, Phase 2 | CA | Santa Clara | GEN8A | Petroleum Liquids | IC |  | S | X | X |  |  | 2.2 | 0.97 | 2.2 | 2.2 | 0 | N |  |  | SB | N | 4 | 2020 |  |  | N | Commercial Non-CHP | 4 | T T T: X; OBS BLQ BLQ: DFO | [6 empty] | 10M | [23 empty] | N
62150 | 2016 ESA Project Company, LLC | 62698 | Kaiser East La Palma Ave. Fuel Cell | CA | Orange | KR059 | Other Natural Gas | FC |  | S | X | X |  |  | 2.2 | 0.99 | 2.2 | 2.2 | 1.5 | N |  |  | OP | X | 9 | 2017 |  |  | N | IPP Non-CHP | 2 | [11 empty] | N | N | 0 | 12H | [23 empty] | N | bar: T T T to OBS BLQ BLQ
16764 | City of San Diego | 50492 | Gas Utilization Facility | CA | San Diego | 1 | Other Waste Biomass | IC |  | S | X | X |  |  | 2.3 | 0.8 | 2.3 | 2.3 | 1 | N |  |  | OP | X | 6 | 1985 |  |  | Y | Commercial CHP | 5 | T T T: T; OBS BLQ BLQ: OBG; OBS NG PUR: NG |  |  |  | N | N |  | 10M | [23 empty] | N | N | N
16764 | City of San Diego | 50492 | Gas Utilization Facility | CA | San Diego | 2 | Other Waste Biomass | IC |  | S | X | X |  |  | 2.3 | 0.8 | 2.3 | 2.3 | 1 | N |  |  | OP | X | 6 | 1985 |  |  | Y | Commercial CHP | 5 | T T T: T; OBS BLQ BLQ: OBG; OBS NG PUR: NG |  |  |  | N | N |  | 10M | [23 empty] | N | N | N
57079 | Ameresco Butte County LLC | 57771 | Ameresco Butte County | CA | Butte | 1 | Landfill Gas | IC |  | S | X | X |  |  | 2.3 | 1 | 2 | 2 | 0.5 | N |  |  | OP | X | 2 | 2013 |  |  | N | IPP Non-CHP | 2 | T T T: X; OBS BLQ BLQ: LFG |  |  |  |  | N |  | 10M | [23 empty] | N | N | N
58893 | Xeres Ventures LLC | 59074 | SC 1 Data Center, Phase 2 | CA | Santa Clara | 17A | Petroleum Liquids | IC |  | S | X | X |  |  | 2.3 | 0.97 | 2.3 | 2.3 | 0 | N |  |  | SB | N | 11 | 2017 |  |  | N | Commercial Non-CHP | 4 | T T T: X; OBS BLQ BLQ: DFO |  |  |  | N | N |  | 10M | [23 empty] | N
58893 | Xeres Ventures LLC | 59074 | SC 1 Data Center, Phase 2 | CA | Santa Clara | 17B | Petroleum Liquids | IC |  | S | X | X |  |  | 2.3 | 0.97 | 2.3 | 2.3 | 0 | N |  |  | SB | N | 11 | 2017 |  |  | N | Commercial Non-CHP | 4 | T T T: X; OBS BLQ BLQ: DFO |  |  |  | N | N |  | 10M | [23 empty] | N
58893 | Xeres Ventures LLC | 59074 | SC 1 Data Center, Phase 2 | CA | Santa Clara | 18A | Petroleum Liquids | IC |  | S | X | X |  |  | 2.3 | 0.97 | 2.3 | 2.3 | 0 | N |  |  | SB | N | 11 | 2017 |  |  | N | Commercial Non-CHP | 4 | T T T: X; OBS BLQ BLQ: DFO |  |  |  | N | N |  | 10M | [23 empty] | N
58893 | Xeres Ventures LLC | 59074 | SC 1 Data Center, Phase 2 | CA | Santa Clara | 18B | Petroleum Liquids | IC |  | S | X | X |  |  | 2.3 | 0.97 | 2.3 | 2.3 | 0 | N |  |  | SB | N | 11 | 2017 |  |  | N | Commercial Non-CHP | 4 | T T T: X; OBS BLQ BLQ: DFO |  |  |  | N | N |  | 10M | [23 empty] | N
58893 | Xeres Ventures LLC | 59074 | SC 1 Data Center, Phase 2 | CA | Santa Clara | 19A | Petroleum Liquids | IC |  | S | X | X |  |  | 2.3 | 0.97 | 2.3 | 2.3 | 0 | N |  |  | SB | N | 11 | 2017 |  |  | N | Commercial Non-CHP | 4 | T T T: X; OBS BLQ BLQ: DFO |  |  |  | N | N |  | 10M | [23 empty] | N
58893 | Xeres Ventures LLC | 59074 | SC 1 Data Center, Phase 2 | CA | Santa Clara | 19B | Petroleum Liquids | IC |  | S | X | X |  |  | 2.3 | 0.97 | 2.3 | 2.3 | 0 | N |  |  | SB | N | 11 | 2017 |  |  | N | Commercial Non-CHP | 4 | T T T: X; OBS BLQ BLQ: DFO |  |  |  | N | N |  | 10M | [23 empty] | N
58893 | Xeres Ventures LLC | 59074 | SC 1 Data Center, Phase 2 | CA | Santa Clara | 20A | Petroleum Liquids | IC |  | S | X | X |  |  | 2.3 | 0.97 | 2.3 | 2.3 | 0 | N |  |  | SB | N | 11 | 2017 |  |  | N | Commercial Non-CHP | 4 | T T T: X; OBS BLQ BLQ: DFO |  |  |  | N | N |  | 10M | [23 empty] | N
58893 | Xeres Ventures LLC | 59074 | SC 1 Data Center, Phase 2 | CA | Santa Clara | 20B | Petroleum Liquids | IC |  | S | X | X |  |  | 2.3 | 0.97 | 2.3 | 2.3 | 0 | N |  |  | SB | N | 11 | 2017 |  |  | N | Commercial Non-CHP | 4 | T T T: X; OBS BLQ BLQ: DFO |  |  |  | N | N |  | 10M | [23 empty] | N
58893 | Xeres Ventures LLC | 59074 | SC 1 Data Center, Phase 2 | CA | Santa Clara | 21A | Petroleum Liquids | IC |  | S | X | X |  |  | 2.3 | 0.97 | 2.3 | 2.3 | 0 | N |  |  | SB | N | 11 | 2017 |  |  | N | Commercial Non-CHP | 4 | T T T: X; OBS BLQ BLQ: DFO |  |  |  | N | N |  | 10M | [23 empty] | N
58893 | Xeres Ventures LLC | 59074 | SC 1 Data Center, Phase 2 | CA | Santa Clara | 21B | Petroleum Liquids | IC |  | S | X | X |  |  | 2.3 | 0.97 | 2.3 | 2.3 | 0 | N |  |  | SB | N | 11 | 2017 |  |  | N | Commercial Non-CHP | 4 | T T T: X; OBS BLQ BLQ: DFO |  |  |  | N | N |  | 10M | [23 empty] | N
58893 | Xeres Ventures LLC | 59074 | SC 1 Data Center, Phase 2 | CA | Santa Clara | 22A | Petroleum Liquids | IC |  | S | X | X |  |  | 2.3 | 0.97 | 2.3 | 2.3 | 0 | N |  |  | SB | N | 11 | 2017 |  |  | N | Commercial Non-CHP | 4 | T T T: X; OBS BLQ BLQ: DFO |  |  |  | N | N |  | 10M | [23 empty] | N
58893 | Xeres Ventures LLC | 59074 | SC 1 Data Center, Phase 2 | CA | Santa Clara | 22B | Petroleum Liquids | IC |  | S | X | X |  |  | 2.3 | 0.97 | 2.3 | 2.3 | 0 | N |  |  | SB | N | 11 | 2017 |  |  | N | Commercial Non-CHP | 4 | T T T: X; OBS BLQ BLQ: DFO |  |  |  |  | N |  | 10M | [23 empty] | N
58893 | Xeres Ventures LLC | 59074 | SC 1 Data Center, Phase 2 | CA | Santa Clara | EG10B | Petroleum Liquids | IC |  | S | X | X |  |  | 2.3 | 0.97 | 2.3 | 2.3 | 0 | N |  |  | SB | N | 6 | 2014 |  |  | N | Commercial Non-CHP | 4 | T T T: X; OBS BLQ BLQ: DFO |  |  |  | N | N |  | 10M | [23 empty] | N | N | N
58893 | Xeres Ventures LLC | 59074 | SC 1 Data Center, Phase 2 | CA | Santa Clara | EG11A | Petroleum Liquids | IC |  | S | X | X |  |  | 2.3 | 0.97 | 2.3 | 2.3 | 0 | N |  |  | SB | N | 6 | 2014 |  |  | N | Commercial Non-CHP | 4 | T T T: X; OBS BLQ BLQ: DFO |  |  |  | N | N |  | 10M | [23 empty] | N | N | N
58893 | Xeres Ventures LLC | 59074 | SC 1 Data Center, Phase 2 | CA | Santa Clara | EG11B | Petroleum Liquids | IC |  | S | X | X |  |  | 2.3 | 0.97 | 2.3 | 2.3 | 0 | N |  |  | SB | N | 6 | 2014 |  |  | N | Commercial Non-CHP | 4 | T T T: X; OBS BLQ BLQ: DFO | [6 empty] | 10M | [23 empty] | N | N | N
58893 | Xeres Ventures LLC | 59074 | SC 1 Data Center, Phase 2 | CA | Santa Clara | EG12A | Petroleum Liquids | IC |  | S | X | X |  |  | 2.3 | 0.97 | 2.3 | 2.3 | 0 | N |  |  | SB | N | 6 | 2014 |  |  | N | Commercial Non-CHP | 4 | T T T: X; OBS BLQ BLQ: DFO |  |  |  | N | N |  | 10M | [23 empty] | N | N | N
58893 | Xeres Ventures LLC | 59074 | SC 1 Data Center, Phase 2 | CA | Santa Clara | EG12B | Petroleum Liquids | IC |  | S | X | X |  |  | 2.3 | 0.97 | 2.3 | 2.3 | 0 | N |  |  | SB | N | 6 | 2014 |  |  | N | Commercial Non-CHP | 4 | T T T: X; OBS BLQ BLQ: DFO |  |  |  | N | N |  | 10M | [23 empty] | N | N | N
58893 | Xeres Ventures LLC | 59074 | SC 1 Data Center, Phase 2 | CA | Santa Clara | EG13A | Petroleum Liquids | IC |  | S | X | X |  |  | 2.3 | 0.97 | 2.3 | 2.3 | 0 | N |  |  | SB | N | 6 | 2014 |  |  | N | Commercial Non-CHP | 4 | T T T: X; OBS BLQ BLQ: DFO |  |  |  | N | N |  | 10M | [23 empty] | N | N | N
58893 | Xeres Ventures LLC | 59074 | SC 1 Data Center, Phase 2 | CA | Santa Clara | EG14A | Petroleum Liquids | IC |  | S | X | X |  |  | 2.3 | 0.97 | 2.3 | 2.3 | 0 | N |  |  | SB | N | 6 | 2014 |  |  | N | Commercial Non-CHP | 4 | T T T: X; OBS BLQ BLQ: DFO |  |  |  | N | N |  | 10M | [23 empty] | N | N
58893 | Xeres Ventures LLC | 59074 | SC 1 Data Center, Phase 2 | CA | Santa Clara | EG15A | Petroleum Liquids | IC |  | S | X | X |  |  | 2.3 | 0.97 | 2.3 | 2.3 | 0 | N |  |  | SB | N | 3 | 2015 |  |  | N | Commercial Non-CHP | 4 | T T T: X; OBS BLQ BLQ: DFO |  |  |  |  | N |  | 10M | [23 empty] | N | N | N
58893 | Xeres Ventures LLC | 59074 | SC 1 Data Center, Phase 2 | CA | Santa Clara | EG15B | Petroleum Liquids | IC |  | S | X | X |  |  | 2.3 | 0.97 | 2.3 | 2.3 | 0 | N |  |  | SB | N | 3 | 2015 |  |  | N | Commercial Non-CHP | 4 | T T T: X; OBS BLQ BLQ: DFO |  |  |  | N | N |  | 10M | [23 empty] | N | N | N
58893 | Xeres Ventures LLC | 59074 | SC 1 Data Center, Phase 2 | CA | Santa Clara | EG16A | Petroleum Liquids | IC |  | S | X | X |  |  | 2.3 | 0.97 | 2.3 | 2.3 | 0 | N |  |  | SB | N | 3 | 2015 |  |  | N | Commercial Non-CHP | 4 | T T T: X; OBS BLQ BLQ: DFO |  |  |  | N | N |  | 10M | [23 empty] | N | N | N
58893 | Xeres Ventures LLC | 59074 | SC 1 Data Center, Phase 2 | CA | Santa Clara | EG16B | Petroleum Liquids | IC |  | S | X | X |  |  | 2.3 | 0.97 | 2.3 | 2.3 | 0 | N |  |  | SB | N | 3 | 2015 |  |  | N | Commercial Non-CHP | 4 | T T T: X; OBS BLQ BLQ: DFO |  |  |  |  | N |  | 10M | [23 empty] | N | N | N
58893 | Xeres Ventures LLC | 59074 | SC 1 Data Center, Phase 2 | CA | Santa Clara | EG9A | Petroleum Liquids | IC |  | S | X | X |  |  | 2.3 | 0.97 | 2.3 | 2.3 | 0 | N |  |  | SB | N | 3 | 2015 |  |  | N | Commercial Non-CHP | 4 | T T T: X; OBS BLQ BLQ: DFO |  |  |  |  | N |  | 10M | [23 empty] | N | N | N
58893 | Xeres Ventures LLC | 59074 | SC 1 Data Center, Phase 2 | CA | Santa Clara | EG9B | Petroleum Liquids | IC |  | S | X | X |  |  | 2.3 | 0.97 | 2.3 | 2.3 | 0 | N |  |  | SB | N | 6 | 2014 |  |  | N | Commercial Non-CHP | 4 | T T T: X; OBS BLQ BLQ: DFO |  |  |  | N | N |  | 10M | [23 empty] | N | N | N
62150 | 2016 ESA Project Company, LLC | 62701 | Kaiser Napa Valley Corporate Dr Fuel Cell | CA | Napa | KS18B | Other Natural Gas | FC |  | S | X | X |  |  | 2.3 | 0.99 | 2.3 | 2.3 | 2.3 | N |  |  | OP | X | 6 | 2017 |  |  | N | IPP Non-CHP | 2 | [11 empty] | N | N | 0 | 12H | [23 empty] | N | bar: T T T to OBS BLQ BLQ
62150 | 2016 ESA Project Company, LLC | 62697 | Mission College Blvd. Fuel Cell | CA | Santa Clara | NTL3A | Other Natural Gas | FC |  | S | X | X |  |  | 2.4 | 0.99 | 2.4 | 2.4 | 2.4 | N |  |  | OP | X | 12 | 2017 |  |  | N | IPP Non-CHP | 2 | [11 empty] | N | N |  | 12H | [23 empty] | N | bar: T T T to OBS BLQ BLQ
62150 | 2016 ESA Project Company, LLC | 62702 | Equinix Great Oaks Blvd. Fuel Cell | CA | Santa Clara | EQ14A | Other Natural Gas | FC |  | S | X | X |  |  | 2.4 | 0.99 | 2.4 | 2.4 | 2.4 | N |  |  | OP | X | 12 | 2017 |  |  | N | IPP Non-CHP | 2 | [11 empty] | N | N | 0 | 12H | [23 empty] | N | bar: T T T to OBS BLQ BLQ
57222 | Liberty Utilities (CalPeco Electric) LLC | 6518 | Kings Beach | CA | Placer | KB1 | Petroleum Liquids | IC |  | S | X | X |  |  | 2.5 | 0.94 | 2 | 2 | 0.6 | N |  |  | OP | X | 10 | 2008 |  |  | N | Electric Utility | 1 | T T T: X; OBS BLQ BLQ: DFO |  |  |  | N | N |  | 10M | [23 empty] | N | N | N
57222 | Liberty Utilities (CalPeco Electric) LLC | 6518 | Kings Beach | CA | Placer | KB2 | Petroleum Liquids | IC |  | S | X | X |  |  | 2.5 | 0.94 | 2 | 2 | 0.6 | N |  |  | OP | X | 10 | 2008 |  |  | N | Electric Utility | 1 | T T T: X; OBS BLQ BLQ: DFO |  |  |  | N | N |  | 10M | [23 empty] | N | N | N
57222 | Liberty Utilities (CalPeco Electric) LLC | 6518 | Kings Beach | CA | Placer | KB3 | Petroleum Liquids | IC |  | S | X | X |  |  | 2.5 | 0.94 | 2 | 2 | 0.6 | N |  |  | OP | X | 10 | 2008 |  |  | N | Electric Utility | 1 | T T T: X; OBS BLQ BLQ: DFO |  |  |  | N | N |  | 10M | [23 empty] | N | N | N
57222 | Liberty Utilities (CalPeco Electric) LLC | 6518 | Kings Beach | CA | Placer | KB4 | Petroleum Liquids | IC |  | S | X | X |  |  | 2.5 | 0.94 | 2 | 2 | 0.6 | N |  |  | OP | X | 10 | 2008 |  |  | N | Electric Utility | 1 | T T T: X; OBS BLQ BLQ: DFO |  |  |  | N | N |  | 10M | [23 empty] | N | N
57222 | Liberty Utilities (CalPeco Electric) LLC | 6518 | Kings Beach | CA | Placer | KB5 | Petroleum Liquids | IC |  | S | X | X |  |  | 2.5 | 0.94 | 2 | 2 | 0.6 | N |  |  | OP | X | 10 | 2008 |  |  | N | Electric Utility | 1 | T T T: X; OBS BLQ BLQ: DFO |  |  |  | N | N |  | 10M | [23 empty] | N | N
57222 | Liberty Utilities (CalPeco Electric) LLC | 6518 | Kings Beach | CA | Placer | KB6 | Petroleum Liquids | IC |  | S | X | X |  |  | 2.5 | 0.94 | 2 | 2 | 0.6 | N |  |  | OP | X | 10 | 2008 |  |  | N | Electric Utility | 1 | T T T: X; OBS BLQ BLQ: DFO |  |  |  | N | N |  | 10M | [23 empty] | N | N
2848 | California Institute-Technology | 10262 | California Institute of Technology | CA | Los Angeles | GEN7 | Natural Gas Fired Combined Cycle | CA | CC1 | S | N | X |  |  | 2.5 | 0.9 | 2.1 | 2.1 | 2 | N |  |  | OP | X | 10 | 2003 |  |  | Y | Commercial CHP | 5 | [11 empty] | N | N |  | 1H | [23 empty] | N | N | N | bar: T T T to OBS BLQ BLQ
14155 | Orange County Sanitation Dist | 50696 | Plant No 1 Orange County | CA | Orange | GEN1 | Other Waste Biomass | IC |  | S | X | X |  |  | 2.5 | 0.8 | 2.4 | 2.4 | 1.8 | N |  |  | OP | X | 6 | 1993 |  |  | Y | Commercial CHP | 5 | T T T: T; OBS BLQ BLQ: OBG; OBS NG PUR: NG; DFO NG NG: NG | OBG |  |  | N | N |  | 1H | [23 empty] | N | N | N
14155 | Orange County Sanitation Dist | 50696 | Plant No 1 Orange County | CA | Orange | GEN2 | Other Waste Biomass | IC |  | S | X | X |  |  | 2.5 | 0.8 | 2.4 | 2.4 | 1.8 | N |  |  | OP | X | 6 | 1993 |  |  | Y | Commercial CHP | 5 | T T T: T; OBS BLQ BLQ: OBG; OBS NG PUR: NG; DFO NG NG: NG | OBG |  |  | N | N |  | 1H | [23 empty] | N | N | N
14155 | Orange County Sanitation Dist | 50696 | Plant No 1 Orange County | CA | Orange | GEN3 | Other Waste Biomass | IC |  | S | X | X |  |  | 2.5 | 0.8 | 2.4 | 2.4 | 1.8 | N |  |  | OP | X | 6 | 1993 |  |  | Y | Commercial CHP | 5 | T T T: T; OBS BLQ BLQ: OBG; OBS NG PUR: NG; DFO NG NG: NG | OBG |  |  | N | N |  | 1H | [23 empty] | N | N | N
62150 | 2016 ESA Project Company, LLC | 62701 | Kaiser Napa Valley Corporate Dr Fuel Cell | CA | Napa | KS18A | Other Natural Gas | FC |  | S | X | X |  |  | 2.5 | 0.99 | 2.5 | 2.5 | 2.5 | N |  |  | OP | X | 6 | 2017 |  |  | N | IPP Non-CHP | 2 | [11 empty] | N | N | 0 | 12H | [23 empty] | N | bar: T T T to OBS BLQ BLQ
62150 | 2016 ESA Project Company, LLC | 63714 | GEN005 Antibody Fuel Cell | CA | San Diego | GEN05 | Other Natural Gas | FC |  | S | X | X |  |  | 2.5 | 0.9 | 2.5 | 2.5 | 2.5 | N |  |  | OP | X | 4 | 2019 |  |  | N | IPP Non-CHP | 2 | [12 empty] | N |  | 12H | [23 empty] | N | bar: T T T to OBS BLQ BLQ
2806 | California Dept of Corrections | 54936 | Richard J Donovan Correctional Facility | CA | San Diego | 03 | Natural Gas Fired Combustion Turbine | GT |  | S | X | X |  |  | 2.6 | 0.82 | 2.2 | 2.6 | 1 | N |  |  | OP | X | 1 | 1987 |  |  | Y | Commercial CHP | 5 | [11 empty] | N |  |  | 10M | [23 empty] | N | N | bar: T T T to OBS BLQ BLQ
62150 | 2016 ESA Project Company, LLC | 62697 | Mission College Blvd. Fuel Cell | CA | Santa Clara | NTL3B | Other Natural Gas | FC |  | S | X | X |  |  | 2.6 | 0.99 | 2.6 | 2.6 | 2.6 | N |  |  | OP | X | 12 | 2017 |  |  | N | IPP Non-CHP | 2 | [11 empty] | N | N | 0 | 12H | [23 empty] | N | bar: T T T to OBS BLQ BLQ
58622 | Costco Wholesale | 63638 | Tracy 210 | CA | San Joaquin | CTC13 | Other Natural Gas | FC |  | S | X | X |  |  | 2.6 |  | 2.6 | 2.6 | 0.1 | N |  |  | OP | X | 3 | 2019 |  |  | N | Industrial Non-CHP | 6 | [11 empty] | N | N |  | 12H | bar: T T T to OBS BLQ BLQ
17609 | Southern California Edison Co | 6704 | Pebbly Beach Generating Station Hybrid | CA | Los Angeles | 15 | Petroleum Liquids | IC |  | S | X | X |  |  | 2.8 | 0.8 | 2.8 | 2.8 | 2.2 | N |  |  | OP | X | 12 | 1995 |  |  | N | Electric Utility | 1 | T T T: X; OBS BLQ BLQ: DFO |  |  |  | N | N |  | 10M | [23 empty] | N | N | N
11216 | Los Angeles County | 10884 | Olive View Medical Center | CA | Los Angeles | CTC1 | Natural Gas Fired Combustion Turbine | GT |  | S | X | X |  |  | 2.8 | 0.9 | 2.7 | 2.7 | 0.5 | N |  |  | OP | X | 2 | 1987 |  |  | Y | Commercial CHP | 5 | T T T: T; OBS BLQ BLQ: NG; OBS NG PUR: DFO |  |  |  | N | N |  | 1H | [23 empty] | Y | N | Y
11216 | Los Angeles County | 10884 | Olive View Medical Center | CA | Los Angeles | CTC2 | Natural Gas Fired Combustion Turbine | GT |  | S | X | X |  |  | 2.8 | 0.9 | 2.7 | 2.7 | 0.5 | N |  |  | OP | X | 2 | 1987 |  |  | Y | Commercial CHP | 5 | T T T: T; OBS BLQ BLQ: NG; OBS NG PUR: DFO |  |  |  | N | N |  | 1H | [23 empty] | Y | N | Y
1058 | B Braun Medical Inc | 50200 | B Braun Medical | CA | Orange | GEN1 | Natural Gas Fired Combustion Turbine | GT |  | S | X | X |  |  | 2.8 | 0.8 | 2.7 | 2.6 | 1 | N |  |  | OP | X | 11 | 1982 |  |  | Y | Industrial CHP | 7 | [11 empty] | N | N |  | 12H | [23 empty] | N | N | N | bar: T T T to OBS BLQ BLQ
16657 | San Jose/Santa Clara Water P C | 56080 | SJ/SC WPCP | CA | Santa Clara | EG1 | Natural Gas Internal Combustion Engine | IC |  | S | X | X |  |  | 2.8 | 0.92 | 2.8 | 2.8 | 2 | N |  |  | OP | X | 11 | 1995 | 7 | 2021 | Y | Commercial CHP | 5 | T T T: T; OBS BLQ BLQ: NG; OBS NG PUR: OBG; OBS WDS WDS: DFO |  |  |  | N | N |  | 1H | [23 empty] | Y | Y | Y
16657 | San Jose/Santa Clara Water P C | 56080 | SJ/SC WPCP | CA | Santa Clara | EG2 | Natural Gas Internal Combustion Engine | IC |  | S | X | X |  |  | 2.8 | 0.92 | 2.8 | 2.8 | 2 | N |  |  | OP | X | 7 | 1985 | 6 | 2021 | Y | Commercial CHP | 5 | T T T: T; OBS BLQ BLQ: NG; OBS NG PUR: OBG |  |  |  | N | N |  | 1H | [23 empty] | Y | Y | N
16657 | San Jose/Santa Clara Water P C | 56080 | SJ/SC WPCP | CA | Santa Clara | EG3 | Natural Gas Internal Combustion Engine | IC |  | S | X | X |  |  | 2.8 | 0.92 | 2.8 | 2.8 | 2 | N |  |  | OP | X | 7 | 1985 | 8 | 2021 | Y | Commercial CHP | 5 | T T T: T; OBS BLQ BLQ: NG; OBS NG PUR: OBG |  |  |  | N | N |  | 1H |  |  |  |  | N | [18 empty] | Y | Y | N
61467 | Central CA Fuel Cell 2, LLC | 61846 | Tulare BioMAT Fuel Cell | CA | Tulare | MM27 | Other Waste Biomass | FC |  | S | X | X | T0304_7_N003 | T0304_7_N003 | 2.8 | 1 | 2.8 | 2.8 | 2.2 | N |  |  | OP | X | 12 | 2019 |  |  | Y | IPP CHP | 3 | T T T: T; OBS BLQ BLQ: OBG; OBS NG PUR: NG |  |  |  | N | N |  | OVER | [23 empty] | N
62150 | 2016 ESA Project Company, LLC | 62671 | Equinix Caspian Dr. Fuel Cell | CA | Santa Clara | EQX1B | Other Natural Gas | FC |  | S | X | X |  |  | 2.8 | 0.99 | 2.8 | 2.8 | 2.8 | N |  |  | OP | X | 12 | 2017 |  |  | N | IPP Non-CHP | 2 | [11 empty] | N | N | 0 | 12H | [23 empty] | N | bar: T T T to OBS BLQ BLQ
61939 | Clearway Energy, Inc | 63439 | Central CA Fuel Cell 1 | CA | Tulare | CCFC1 | Other Natural Gas | FC |  | S | X | X |  |  | 2.8 | 1 | 2.8 | 2.8 | 0.2 | N |  |  | OP | X | 5 | 2018 |  |  | Y | IPP CHP | 3 | [11 empty] | N | N |  | OVER | bar: T T T to OBS BLQ BLQ
55784 | California Power Holdings LLC | 56184 | Red Bluff | CA | Tehama | IC1 | Natural Gas Internal Combustion Engine | IC |  | S | X | X |  |  | 2.9 | 0.8 | 2.8 | 2.8 | 1.2 | N |  |  | OP | X | 8 | 2001 |  |  | N | IPP Non-CHP | 2 | [11 empty] | N | N |  | 10M | [23 empty] | N | N | N | bar: T T T to OBS BLQ BLQ
55784 | California Power Holdings LLC | 56184 | Red Bluff | CA | Tehama | IC10 | Natural Gas Internal Combustion Engine | IC |  | S | X | X |  |  | 2.9 | 0.8 | 2.8 | 2.8 | 1.2 | N |  |  | OP | X | 8 | 2001 |  |  | N | IPP Non-CHP | 2 | [11 empty] | N |  |  | 10M | [23 empty] | N | N | N | bar: T T T to OBS BLQ BLQ
55784 | California Power Holdings LLC | 56184 | Red Bluff | CA | Tehama | IC11 | Natural Gas Internal Combustion Engine | IC |  | S | X | X |  |  | 2.9 | 0.8 | 2.8 | 2.8 | 1.2 | N |  |  | OP | X | 8 | 2001 |  |  | N | IPP Non-CHP | 2 | [11 empty] | N |  |  | 10M | [23 empty] | N | N | N | bar: T T T to OBS BLQ BLQ
55784 | California Power Holdings LLC | 56184 | Red Bluff | CA | Tehama | IC12 | Natural Gas Internal Combustion Engine | IC |  | S | X | X |  |  | 2.9 | 0.8 | 2.8 | 2.8 | 1.2 | N |  |  | OP | X | 8 | 2001 |  |  | N | IPP Non-CHP | 2 | [11 empty] | N |  |  | 10M | [23 empty] | N | N | N | bar: T T T to OBS BLQ BLQ
55784 | California Power Holdings LLC | 56184 | Red Bluff | CA | Tehama | IC13 | Natural Gas Internal Combustion Engine | IC |  | S | X | X |  |  | 2.9 | 0.8 | 2.8 | 2.8 | 1.2 | N |  |  | OP | X | 8 | 2001 |  |  | N | IPP Non-CHP | 2 | [11 empty] | N |  |  | 10M | [23 empty] | N | N | N | bar: T T T to OBS BLQ BLQ
55784 | California Power Holdings LLC | 56184 | Red Bluff | CA | Tehama | IC14 | Natural Gas Internal Combustion Engine | IC |  | S | X | X |  |  | 2.9 | 0.8 | 2.8 | 2.8 | 1.2 | N |  |  | OP | X | 8 | 2001 |  |  | N | IPP Non-CHP | 2 | [11 empty] | N |  |  | 10M | [23 empty] | N | N | N | bar: T T T to OBS BLQ BLQ
55784 | California Power Holdings LLC | 56184 | Red Bluff | CA | Tehama | IC15 | Natural Gas Internal Combustion Engine | IC |  | S | X | X |  |  | 2.9 | 0.8 | 2.8 | 2.8 | 1.2 | N |  |  | OP | X | 8 | 2001 |  |  | N | IPP Non-CHP | 2 | [11 empty] | N |  |  | 10M | [23 empty] | N | N | N | bar: T T T to OBS BLQ BLQ
55784 | California Power Holdings LLC | 56184 | Red Bluff | CA | Tehama | IC16 | Natural Gas Internal Combustion Engine | IC |  | S | X | X |  |  | 2.9 | 0.8 | 2.8 | 2.8 | 1.2 | N |  |  | OP | X | 8 | 2001 |  |  | N | IPP Non-CHP | 2 | [11 empty] | N |  |  | 10M | [23 empty] | N | N | N | bar: T T T to OBS BLQ BLQ
55784 | California Power Holdings LLC | 56184 | Red Bluff | CA | Tehama | IC2 | Natural Gas Internal Combustion Engine | IC |  | S | X | X |  |  | 2.9 | 0.8 | 2.8 | 2.8 | 1.2 | N |  |  | OP | X | 8 | 2001 |  |  | N | IPP Non-CHP | 2 | [11 empty] | N |  |  | 10M | [23 empty] | N | N | N | bar: T T T to OBS BLQ BLQ
55784 | California Power Holdings LLC | 56184 | Red Bluff | CA | Tehama | IC3 | Natural Gas Internal Combustion Engine | IC |  | S | X | X |  |  | 2.9 | 0.8 | 2.8 | 2.8 | 1.2 | N |  |  | OP | X | 8 | 2001 |  |  | N | IPP Non-CHP | 2 | [11 empty] | N |  |  | 10M | [23 empty] | N | N | N | bar: T T T to OBS BLQ BLQ
55784 | California Power Holdings LLC | 56184 | Red Bluff | CA | Tehama | IC4 | Natural Gas Internal Combustion Engine | IC |  | S | X | X |  |  | 2.9 | 0.8 | 2.8 | 2.8 | 1.2 | N |  |  | OP | X | 8 | 2001 |  |  | N | IPP Non-CHP | 2 | [11 empty] | N |  |  | 10M | [23 empty] | N | N | N | bar: T T T to OBS BLQ BLQ
55784 | California Power Holdings LLC | 56184 | Red Bluff | CA | Tehama | IC5 | Natural Gas Internal Combustion Engine | IC |  | S | X | X |  |  | 2.9 | 0.8 | 2.8 | 2.8 | 1.2 | N |  |  | OP | X | 8 | 2001 |  |  | N | IPP Non-CHP | 2 | [11 empty] | N |  |  | 10M | [23 empty] | N | N | N | bar: T T T to OBS BLQ BLQ
55784 | California Power Holdings LLC | 56184 | Red Bluff | CA | Tehama | IC6 | Natural Gas Internal Combustion Engine | IC |  | S | X | X |  |  | 2.9 | 0.8 | 2.8 | 2.8 | 1.2 | N |  |  | OP | X | 8 | 2001 |  |  | N | IPP Non-CHP | 2 | [11 empty] | N |  |  | 10M | [23 empty] | N | N | N | bar: T T T to OBS BLQ BLQ
55784 | California Power Holdings LLC | 56184 | Red Bluff | CA | Tehama | IC7 | Natural Gas Internal Combustion Engine | IC |  | S | X | X |  |  | 2.9 | 0.8 | 2.8 | 2.8 | 1.2 | N |  |  | OP | X | 8 | 2001 |  |  | N | IPP Non-CHP | 2 | [11 empty] | N |  |  | 10M | [23 empty] | N | N | N | bar: T T T to OBS BLQ BLQ
55784 | California Power Holdings LLC | 56184 | Red Bluff | CA | Tehama | IC8 | Natural Gas Internal Combustion Engine | IC |  | S | X | X |  |  | 2.9 | 0.8 | 2.8 | 2.8 | 1.2 | N |  |  | OP | X | 8 | 2001 |  |  | N | IPP Non-CHP | 2 | [11 empty] | N |  |  | 10M | [23 empty] | N | N | N | bar: T T T to OBS BLQ BLQ
55784 | California Power Holdings LLC | 56184 | Red Bluff | CA | Tehama | IC9 | Natural Gas Internal Combustion Engine | IC |  | S | X | X |  |  | 2.9 | 0.8 | 2.8 | 2.8 | 1.2 | N |  |  | OP | X | 8 | 2001 |  |  | N | IPP Non-CHP | 2 | [11 empty] | N |  |  | 10M | [23 empty] | N | N | N | bar: T T T to OBS BLQ BLQ
58548 | State of CA DGS BPM | 58593 | DGS Central Utility Plant | CA | Sacramento | STG | Natural Gas Steam Turbine | ST |  | S | X | X |  |  | 2.9 | 0.8 | 2.9 | 2.9 | 0.5 | N |  |  | SB | N | 12 | 2010 |  |  | Y | Commercial CHP | 5 | T T T: B; OBS BLQ BLQ: NG; OBS NG PUR: DFO; DFO NG NG: NG |  |  |  | N | N |  | 12H | [23 empty] | Y | Y | Y
57223 | Sycamore Energy LLC | 10387 | Sycamore Energy LLC | CA | San Diego | 3 | Landfill Gas | GT |  | S | X | X |  |  | 3 | 0.98 | 2.8 | 3 | 2.4 | N |  |  | OP | X | 4 | 2004 |  |  | N | IPP Non-CHP | 2 | T T T: X; OBS BLQ BLQ: LFG; OBS NG PUR: PG |  |  |  | N | N |  | 1H | [23 empty] | N
54842 | WM Renewable Energy LLC | 50571 | Altamont Gas Recovery | CA | Alameda | GEN1 | Landfill Gas | GT |  | S | X | X | PG&E | PG&E | 3 | 0.98 | 2.9 | 3.3 | 1 | N |  |  | OP | X | 3 | 1989 |  |  | N | IPP Non-CHP | 2 | T T T: X; OBS BLQ BLQ: LFG |  |  |  | N | N |  | 1H | [23 empty] | N | N | N
54842 | WM Renewable Energy LLC | 50571 | Altamont Gas Recovery | CA | Alameda | GEN2 | Landfill Gas | GT |  | S | X | X | PG&E | PG&E | 3 | 0.98 | 2.9 | 3.3 | 1 | N |  |  | OP | X | 3 | 1989 |  |  | N | IPP Non-CHP | 2 | T T T: X; OBS BLQ BLQ: LFG |  |  |  | N | N |  | 1H | [23 empty] | N | N | N
14155 | Orange County Sanitation Dist | 52099 | Plant No 2 Orange County | CA | Orange | GEN1 | Other Waste Biomass | IC |  | S | X | X |  |  | 3 | 0.8 | 2.7 | 2.7 | 2.2 | N |  |  | OP | X | 6 | 1993 |  |  | Y | Commercial CHP | 5 | T T T: T; OBS BLQ BLQ: OBG; OBS NG PUR: NG; DFO NG NG: NG | OBG |  |  | N | N |  | 1H | [23 empty] | N
14155 | Orange County Sanitation Dist | 52099 | Plant No 2 Orange County | CA | Orange | GEN2 | Other Waste Biomass | IC |  | S | X | X |  |  | 3 | 0.8 | 2.7 | 2.7 | 2.2 | N |  |  | OP | X | 6 | 1993 |  |  | Y | Commercial CHP | 5 | T T T: T; OBS BLQ BLQ: OBG; OBS NG PUR: NG; DFO NG NG: NG | OBG |  |  | N | N |  | 1H | [23 empty] | N
14155 | Orange County Sanitation Dist | 52099 | Plant No 2 Orange County | CA | Orange | GEN3 | Other Waste Biomass | IC |  | S | X | X |  |  | 3 | 0.8 | 2.7 | 2.7 | 2.2 | N |  |  | OP | X | 6 | 1993 |  |  | Y | Commercial CHP | 5 | T T T: T; OBS BLQ BLQ: OBG; OBS NG PUR: NG; DFO NG NG: NG | OBG |  |  | N | N |  | 1H | [23 empty] | N
14155 | Orange County Sanitation Dist | 52099 | Plant No 2 Orange County | CA | Orange | GEN4 | Other Waste Biomass | IC |  | S | X | X |  |  | 3 | 0.8 | 2.7 | 2.7 | 2.2 | N |  |  | OP | X | 6 | 1993 |  |  | Y | Commercial CHP | 5 | T T T: T; OBS BLQ BLQ: OBG; OBS NG PUR: NG; DFO NG NG: NG | OBG |  |  | N | N |  | 1H | [23 empty] | N
14155 | Orange County Sanitation Dist | 52099 | Plant No 2 Orange County | CA | Orange | GEN5 | Other Waste Biomass | IC |  | S | X | X |  |  | 3 | 0.8 | 2.7 | 2.7 | 2.2 | N |  |  | OP | X | 6 | 1993 |  |  | Y | Commercial CHP | 5 | T T T: T; OBS BLQ BLQ: OBG; OBS NG PUR: NG; DFO NG NG: NG | OBG |  |  | N | N |  | 1H | [23 empty] | N
60637 | Sentinel Peak Resources California, LLC | 54449 | Dome Project | CA | Kern | T1 | Natural Gas Fired Combustion Turbine | GT |  | S | X | X | SO#1 | SO#1 | 3 | 0.8 | 2.5 | 2.7 | 2.4 | N |  |  | OP | X | 8 | 1988 |  |  | Y | Industrial CHP | 7 | [11 empty] | N | N |  | 1H | [23 empty] | N | N | N | bar: T T T to OBS BLQ BLQ
60637 | Sentinel Peak Resources California, LLC | 54449 | Dome Project | CA | Kern | T2 | Natural Gas Fired Combustion Turbine | GT |  | S | X | X | SO#1 | SO#1 | 3 | 0.8 | 2.5 | 2.7 | 2.4 | N |  |  | OP | X | 8 | 1988 |  |  | Y | Industrial CHP | 7 | [11 empty] | N | N |  | 1H | [23 empty] | N | N | N | bar: T T T to OBS BLQ BLQ
57232 | MM Lopez Energy LLC | 55161 | MM Lopez Energy | CA | Los Angeles | UNT1 | Landfill Gas | IC |  | S | X | X |  |  | 3 | 0.98 | 2.7 | 2.7 | 2.4 | N |  |  | OP | X | 12 | 1998 |  |  | N | IPP Non-CHP | 2 | T T T: X; OBS BLQ BLQ: LFG |  |  |  | N | N |  | 1H | [23 empty] | N
24536 | Aera Energy LLC-San Ardo | 55184 | Aera San Ardo Cogen Facility | CA | Monterey | UN-A | Natural Gas Fired Combustion Turbine | GT |  | S | X | X |  |  | 3 | 0.8 | 2.8 | 3 | 2.5 | N |  |  | OS | X | 7 | 1989 |  |  | Y | Industrial CHP | 7 | [11 empty] | N | N |  | 1H | [23 empty] | N | N | N | bar: T T T to OBS BLQ BLQ
57250 | MM Prima Deshecha Energy LLC | 55601 | Prima Plant | CA | Orange | UNT1 | Landfill Gas | IC |  | S | X | X |  |  | 3 | 0.98 | 2.7 | 2.7 | 2.4 | N |  |  | OP | X | 3 | 1999 |  |  | N | IPP Non-CHP | 2 | T T T: X; OBS BLQ BLQ: LFG |  |  |  | N | N |  | 1H | [20 empty] | Y | 10 | 2022 | N
57250 | MM Prima Deshecha Energy LLC | 55601 | Prima Plant | CA | Orange | UNT2 | Landfill Gas | IC |  | S | X | X |  |  | 3 | 0.98 | 2.7 | 2.7 | 2.4 | N |  |  | OP | X | 3 | 1999 |  |  | N | IPP Non-CHP | 2 | T T T: X; OBS BLQ BLQ: LFG |  |  |  | N | N |  | 1H | [20 empty] | Y | 10 | 2022 | N
16546 | Sacramento County of Dpt Waste | 55766 | Kiefer Landfill | CA | Sacramento | 361A | Landfill Gas | IC |  | S | X | X |  |  | 3 | 0.8 | 2.8 | 2.8 | 2.5 | N |  |  | OP | X | 12 | 1999 |  |  | N | Commercial Non-CHP | 4 | T T T: X; OBS BLQ BLQ: LFG |  |  |  | N | N |  | 1H | [23 empty] | N | N | N
16546 | Sacramento County of Dpt Waste | 55766 | Kiefer Landfill | CA | Sacramento | 361B | Landfill Gas | IC |  | S | X | X |  |  | 3 | 0.8 | 2.8 | 2.8 | 2.5 | N |  |  | OP | X | 12 | 1999 |  |  | N | Commercial Non-CHP | 4 | T T T: X; OBS BLQ BLQ: LFG |  |  |  | N | N |  | 1H | [23 empty] | N | N | N
16546 | Sacramento County of Dpt Waste | 55766 | Kiefer Landfill | CA | Sacramento | 361C | Landfill Gas | IC |  | S | X | X |  |  | 3 | 0.8 | 2.8 | 2.8 | 2.5 | N |  |  | OP | X | 12 | 1999 |  |  | N | Commercial Non-CHP | 4 | T T T: X; OBS BLQ BLQ: LFG |  |  |  | N | N |  | 1H | [23 empty] | N | N | N
56918 | University of California San Diego | 57584 | University of California San Diego Hybrid | CA | San Diego | STG | Natural Gas Fired Combined Cycle | CA | CC1 | S | N | X |  |  | 3 | 0.91 | 3 | 3 | 0.5 | N |  |  | OP | X | 7 | 2001 |  |  | Y | Commercial CHP | 5 | [11 empty] | N | N |  | 12H | [23 empty] | N | N | bar: T T T to OBS BLQ BLQ; DFO NG NG
57047 | BioFuels Point Loma LLC | 57735 | UCSD Fuel Cell Plant | CA | San Diego | UCSD | Other Natural Gas | FC |  | S | X | X |  |  | 3 |  | 2.8 | 2.8 | 0.5 | N |  |  | OP | X | 11 | 2011 |  |  | N | IPP Non-CHP | 2 | T T T: X; OBS BLQ BLQ: NG; OBS NG PUR: OBG | [6 empty] | OVER
57353 | Plumas Sierra Rural Electric Coop | 57977 | High Sierra Cogeneration Plant | CA | Lassen | ENG1 | Natural Gas Internal Combustion Engine | IC |  | S | X | X |  |  | 3 | 0.8 | 2.5 | 2.8 | 1.5 | N |  |  | OP | X | 2 | 2010 |  |  | Y | Electric Utility | 1 | [11 empty] | N | N |  | 10M | [23 empty] | N | N | N | bar: T T T to OBS BLQ BLQ
57353 | Plumas Sierra Rural Electric Coop | 57977 | High Sierra Cogeneration Plant | CA | Lassen | ENG2 | Natural Gas Internal Combustion Engine | IC |  | S | X | X |  |  | 3 | 0.8 | 2.5 | 2.8 | 1.5 | N |  |  | OP | X | 2 | 2010 |  |  | Y | Electric Utility | 1 | [11 empty] | N | N |  | 10M | [23 empty] | N | N | N | bar: T T T to OBS BLQ BLQ
61087 | CoreSite Real Estate 3032 Coronado, L.P. | 61482 | CoreSite Real Estate 3032 Coronado, L.P. | CA | Santa Clara | G-1 | Petroleum Liquids | IC |  | S | X | X |  |  | 3 | 1 | 3 | 3 | 0.5 | N |  |  | SB | N | 8 | 2015 |  |  | N | Commercial Non-CHP | 4 | T T T: X; OBS BLQ BLQ: DFO |  |  |  | N | N |  | 10M | [23 empty] | N
61087 | CoreSite Real Estate 3032 Coronado, L.P. | 61482 | CoreSite Real Estate 3032 Coronado, L.P. | CA | Santa Clara | G-10 | Petroleum Liquids | IC |  | S | X | X |  |  | 3 | 1 | 3 | 3 | 0.5 | N |  |  | SB | N | 8 | 2015 |  |  | N | Commercial Non-CHP | 4 | T T T: X; OBS BLQ BLQ: DFO |  |  |  | N | N |  | 10M | [23 empty] | N
61087 | CoreSite Real Estate 3032 Coronado, L.P. | 61482 | CoreSite Real Estate 3032 Coronado, L.P. | CA | Santa Clara | G-2 | Petroleum Liquids | IC |  | S | X | X |  |  | 3 | 1 | 3 | 3 | 0.5 | N |  |  | SB | N | 8 | 2015 |  |  | N | Commercial Non-CHP | 4 | T T T: X; OBS BLQ BLQ: DFO |  |  |  | N | N |  | 10M | [23 empty] | N
61087 | CoreSite Real Estate 3032 Coronado, L.P. | 61482 | CoreSite Real Estate 3032 Coronado, L.P. | CA | Santa Clara | G-3 | Petroleum Liquids | IC |  | S | X | X |  |  | 3 | 1 | 3 | 3 | 0.5 | N |  |  | SB | N | 8 | 2015 |  |  | N | Commercial Non-CHP | 4 | T T T: X; OBS BLQ BLQ: DFO |  |  |  | N | N |  | 10M | [23 empty] | N
61087 | CoreSite Real Estate 3032 Coronado, L.P. | 61482 | CoreSite Real Estate 3032 Coronado, L.P. | CA | Santa Clara | G-4 | Petroleum Liquids | IC |  | S | X | X |  |  | 3 | 1 | 3 | 3 | 0.5 | N |  |  | SB | N | 8 | 2015 |  |  | N | Commercial Non-CHP | 4 | T T T: X; OBS BLQ BLQ: DFO |  |  |  | N | N |  | 10M | [23 empty] | N
61087 | CoreSite Real Estate 3032 Coronado, L.P. | 61482 | CoreSite Real Estate 3032 Coronado, L.P. | CA | Santa Clara | G-5 | Petroleum Liquids | IC |  | S | X | X |  |  | 3 | 1 | 3 | 3 | 0.5 | N |  |  | SB | N | 8 | 2015 |  |  | N | Commercial Non-CHP | 4 | T T T: X; OBS BLQ BLQ: DFO |  |  |  | N | N |  | 10M | [23 empty] | N
61087 | CoreSite Real Estate 3032 Coronado, L.P. | 61482 | CoreSite Real Estate 3032 Coronado, L.P. | CA | Santa Clara | G-6 | Petroleum Liquids | IC |  | S | X | X |  |  | 3 | 1 | 3 | 3 | 0.5 | N |  |  | SB | N | 8 | 2015 |  |  | N | Commercial Non-CHP | 4 | T T T: X; OBS BLQ BLQ: DFO |  |  |  | N | N |  | 10M | [23 empty] | N
61087 | CoreSite Real Estate 3032 Coronado, L.P. | 61482 | CoreSite Real Estate 3032 Coronado, L.P. | CA | Santa Clara | G-7 | Petroleum Liquids | IC |  | S | X | X |  |  | 3 | 1 | 3 | 3 | 0.5 | N |  |  | SB | N | 8 | 2015 |  |  | N | Commercial Non-CHP | 4 | T T T: X; OBS BLQ BLQ: DFO |  |  |  | N | N |  | 10M | [23 empty] | N
61087 | CoreSite Real Estate 3032 Coronado, L.P. | 61482 | CoreSite Real Estate 3032 Coronado, L.P. | CA | Santa Clara | G-8 | Petroleum Liquids | IC |  | S | X | X |  |  | 3 | 1 | 3 | 3 | 0.5 | N |  |  | SB | N | 8 | 2015 |  |  | N | Commercial Non-CHP | 4 | T T T: X; OBS BLQ BLQ: DFO |  |  |  | N | N |  | 10M | [23 empty] | N
61087 | CoreSite Real Estate 3032 Coronado, L.P. | 61482 | CoreSite Real Estate 3032 Coronado, L.P. | CA | Santa Clara | G-9 | Petroleum Liquids | IC |  | S | X | X |  |  | 3 | 1 | 3 | 3 | 0.5 | N |  |  | SB | N | 8 | 2015 |  |  | N | Commercial Non-CHP | 4 | T T T: X; OBS BLQ BLQ: DFO |  |  |  | N | N |  | 10M | [23 empty] | N
54713 | Chevron USA Inc | 52085 | Taft 26C Cogen | CA | Kern | TG1 | Natural Gas Fired Combustion Turbine | GT |  | S | X | X | CADET_6_N002 | TH_ZP26_GEN-APND | 3.1 | 0.9 | 2.7 | 2.9 | 1.5 | N |  |  | OP | X | 7 | 1982 |  |  | Y | Industrial CHP | 7 | [11 empty] | N | N |  | 1H | [23 empty] | N | N | N | bar: T T T to OBS BLQ BLQ
54713 | Chevron USA Inc | 52085 | Taft 26C Cogen | CA | Kern | TG2 | Natural Gas Fired Combustion Turbine | GT |  | S | X | X | CADET_6_N002 | TH_ZP26_GEN-APND | 3.1 | 0.9 | 2.7 | 2.9 | 1.5 | N |  |  | OP | X | 7 | 1982 |  |  | Y | Industrial CHP | 7 | [11 empty] | N | N |  | 1H | [23 empty] | N | N | N | bar: T T T to OBS BLQ BLQ
54713 | Chevron USA Inc | 52085 | Taft 26C Cogen | CA | Kern | TG3 | Natural Gas Fired Combustion Turbine | GT |  | S | X | X | CADET_6_N002 | TH_ZP26_GEN-APND | 3.1 | 0.9 | 2.7 | 2.9 | 1.5 | N |  |  | OP | X | 7 | 1982 |  |  | Y | Industrial CHP | 7 | [11 empty] | N | N |  | 1H | [23 empty] | N | N | N | bar: T T T to OBS BLQ BLQ
54713 | Chevron USA Inc | 52085 | Taft 26C Cogen | CA | Kern | TG4 | Natural Gas Fired Combustion Turbine | GT |  | S | X | X | CADET_6_N002 | TH_ZP26_GEN-APND | 3.1 | 0.9 | 2.7 | 2.9 | 1.5 | N |  |  | OP | X | 7 | 1982 |  |  | Y | Industrial CHP | 7 | [11 empty] | N | N |  | 1H | [23 empty] | N | N | N | bar: T T T to OBS BLQ BLQ
54713 | Chevron USA Inc | 52104 | Cymric 36W Cogen | CA | Kern | GEN1 | Natural Gas Fired Combustion Turbine | GT |  | S | X | X | CYMRIC_1_N004 | TH_ZP26_GEN-APND | 3.1 | 0.9 | 2.7 | 2.9 | 1.5 | N |  |  | OP | X | 10 | 1982 |  |  | Y | Industrial CHP | 7 | [11 empty] | N | N |  | 1H | [23 empty] | N | N | N | bar: T T T to OBS BLQ BLQ
54713 | Chevron USA Inc | 52104 | Cymric 36W Cogen | CA | Kern | GEN2 | Natural Gas Fired Combustion Turbine | GT |  | S | X | X | CYMRIC_1_N004 | TH_ZP26_GEN-APND | 3.1 | 0.9 | 2.7 | 2.9 | 1.5 | N |  |  | OP | X | 10 | 1982 |  |  | Y | Industrial CHP | 7 | [11 empty] | N | N |  | 1H | [23 empty] | N | N | N | bar: T T T to OBS BLQ BLQ
54713 | Chevron USA Inc | 52104 | Cymric 36W Cogen | CA | Kern | GEN3 | Natural Gas Fired Combustion Turbine | GT |  | S | X | X | CYMRIC_1_N004 | TH_ZP26_GEN-APND | 3.1 | 0.9 | 2.7 | 2.9 | 1.5 | N |  |  | OP | X | 10 | 1982 |  |  | Y | Industrial CHP | 7 | [11 empty] | N | N |  | 1H | [23 empty] | N | N | N | bar: T T T to OBS BLQ BLQ
54713 | Chevron USA Inc | 52104 | Cymric 36W Cogen | CA | Kern | GEN4 | Natural Gas Fired Combustion Turbine | GT |  | S | X | X | CYMRIC_1_N004 | TH_ZP26_GEN-APND | 3.1 | 0.9 | 2.7 | 2.9 | 1.5 | N |  |  | OP | X | 10 | 1982 |  |  | Y | Industrial CHP | 7 | [11 empty] | N | N |  | 1H | [23 empty] | N | N | N | bar: T T T to OBS BLQ BLQ
55784 | California Power Holdings LLC | 56185 | Chowchilla II | CA | Madera | IC1 | Natural Gas Internal Combustion Engine | IC |  | S | X | X |  |  | 3.1 | 0.8 | 3.1 | 3.1 | 2.1 | N |  |  | OP | X | 6 | 2001 |  |  | N | IPP Non-CHP | 2 | [11 empty] | N |  |  | 10M | [23 empty] | N | bar: T T T to OBS BLQ BLQ
55784 | California Power Holdings LLC | 56185 | Chowchilla II | CA | Madera | IC10 | Natural Gas Internal Combustion Engine | IC |  | S | X | X |  |  | 3.1 | 0.8 | 3.1 | 3.1 | 2.1 | N |  |  | OP | X | 6 | 2001 |  |  | N | IPP Non-CHP | 2 | [11 empty] | N |  |  | 10M | [23 empty] | N | bar: T T T to OBS BLQ BLQ
55784 | California Power Holdings LLC | 56185 | Chowchilla II | CA | Madera | IC11 | Natural Gas Internal Combustion Engine | IC |  | S | X | X |  |  | 3.1 | 0.8 | 3.1 | 3.1 | 2.1 | N |  |  | OP | X | 6 | 2001 |  |  | N | IPP Non-CHP | 2 | [11 empty] | N |  |  | 10M | [23 empty] | N | bar: T T T to OBS BLQ BLQ
55784 | California Power Holdings LLC | 56185 | Chowchilla II | CA | Madera | IC12 | Natural Gas Internal Combustion Engine | IC |  | S | X | X |  |  | 3.1 | 0.8 | 3.1 | 3.1 | 2.1 | N |  |  | OP | X | 6 | 2001 |  |  | N | IPP Non-CHP | 2 | [11 empty] | N |  |  | 10M | [23 empty] | N | bar: T T T to OBS BLQ BLQ
55784 | California Power Holdings LLC | 56185 | Chowchilla II | CA | Madera | IC13 | Natural Gas Internal Combustion Engine | IC |  | S | X | X |  |  | 3.1 | 0.8 | 3.1 | 3.1 | 2.1 | N |  |  | OP | X | 6 | 2001 |  |  | N | IPP Non-CHP | 2 | [11 empty] | N |  |  | 10M | [23 empty] | N | bar: T T T to OBS BLQ BLQ
55784 | California Power Holdings LLC | 56185 | Chowchilla II | CA | Madera | IC14 | Natural Gas Internal Combustion Engine | IC |  | S | X | X |  |  | 3.1 | 0.8 | 3.1 | 3.1 | 2.1 | N |  |  | OP | X | 6 | 2001 |  |  | N | IPP Non-CHP | 2 | [11 empty] | N |  |  | 10M | [23 empty] | N | bar: T T T to OBS BLQ BLQ
55784 | California Power Holdings LLC | 56185 | Chowchilla II | CA | Madera | IC15 | Natural Gas Internal Combustion Engine | IC |  | S | X | X |  |  | 3.1 | 0.8 | 3.1 | 3.1 | 2.1 | N |  |  | OP | X | 6 | 2001 |  |  | N | IPP Non-CHP | 2 | [11 empty] | N |  |  | 10M | [23 empty] | N | bar: T T T to OBS BLQ BLQ
55784 | California Power Holdings LLC | 56185 | Chowchilla II | CA | Madera | IC16 | Natural Gas Internal Combustion Engine | IC |  | S | X | X |  |  | 3.1 | 0.8 | 3.1 | 3.1 | 2.1 | N |  |  | OP | X | 6 | 2001 |  |  | N | IPP Non-CHP | 2 | [11 empty] | N |  |  | 10M | [23 empty] | N | bar: T T T to OBS BLQ BLQ
55784 | California Power Holdings LLC | 56185 | Chowchilla II | CA | Madera | IC2 | Natural Gas Internal Combustion Engine | IC |  | S | X | X |  |  | 3.1 | 0.8 | 3.1 | 3.1 | 2.1 | N |  |  | OP | X | 6 | 2001 |  |  | N | IPP Non-CHP | 2 | [11 empty] | N |  |  | 10M | [23 empty] | N | bar: T T T to OBS BLQ BLQ
55784 | California Power Holdings LLC | 56185 | Chowchilla II | CA | Madera | IC3 | Natural Gas Internal Combustion Engine | IC |  | S | X | X |  |  | 3.1 | 0.8 | 3.1 | 3.1 | 2.1 | N |  |  | OP | X | 6 | 2001 |  |  | N | IPP Non-CHP | 2 | [11 empty] | N |  |  | 10M | [23 empty] | N | bar: T T T to OBS BLQ BLQ
55784 | California Power Holdings LLC | 56185 | Chowchilla II | CA | Madera | IC4 | Natural Gas Internal Combustion Engine | IC |  | S | X | X |  |  | 3.1 | 0.8 | 3.1 | 3.1 | 2.1 | N |  |  | OP | X | 6 | 2001 |  |  | N | IPP Non-CHP | 2 | [11 empty] | N |  |  | 10M | [23 empty] | N | bar: T T T to OBS BLQ BLQ
55784 | California Power Holdings LLC | 56185 | Chowchilla II | CA | Madera | IC5 | Natural Gas Internal Combustion Engine | IC |  | S | X | X |  |  | 3.1 | 0.8 | 3.1 | 3.1 | 2.1 | N |  |  | OP | X | 6 | 2001 |  |  | N | IPP Non-CHP | 2 | [11 empty] | N |  |  | 10M | [23 empty] | N | bar: T T T to OBS BLQ BLQ
55784 | California Power Holdings LLC | 56185 | Chowchilla II | CA | Madera | IC6 | Natural Gas Internal Combustion Engine | IC |  | S | X | X |  |  | 3.1 | 0.8 | 3.1 | 3.1 | 2.1 | N |  |  | OP | X | 6 | 2001 |  |  | N | IPP Non-CHP | 2 | [11 empty] | N |  |  | 10M | [23 empty] | N | bar: T T T to OBS BLQ BLQ
55784 | California Power Holdings LLC | 56185 | Chowchilla II | CA | Madera | IC7 | Natural Gas Internal Combustion Engine | IC |  | S | X | X |  |  | 3.1 | 0.8 | 3.1 | 3.1 | 2.1 | N |  |  | OP | X | 6 | 2001 |  |  | N | IPP Non-CHP | 2 | [11 empty] | N |  |  | 10M | [23 empty] | N | bar: T T T to OBS BLQ BLQ
55784 | California Power Holdings LLC | 56185 | Chowchilla II | CA | Madera | IC8 | Natural Gas Internal Combustion Engine | IC |  | S | X | X |  |  | 3.1 | 0.8 | 3.1 | 3.1 | 2.1 | N |  |  | OP | X | 6 | 2001 |  |  | N | IPP Non-CHP | 2 | [11 empty] | N |  |  | 10M | [23 empty] | N | bar: T T T to OBS BLQ BLQ
55784 | California Power Holdings LLC | 56185 | Chowchilla II | CA | Madera | IC9 | Natural Gas Internal Combustion Engine | IC |  | S | X | X |  |  | 3.1 | 0.8 | 3.1 | 3.1 | 2.1 | N |  |  | OP | X | 6 | 2001 |  |  | N | IPP Non-CHP | 2 | [11 empty] | N |  |  | 10M | [23 empty] | N | bar: T T T to OBS BLQ BLQ
24536 | Aera Energy LLC-San Ardo | 55184 | Aera San Ardo Cogen Facility | CA | Monterey | UN-B | Natural Gas Fired Combustion Turbine | GT |  | S | X | X |  |  | 3.2 | 0.8 | 2.8 | 3 | 2.5 | N |  |  | OA | X | 7 | 1989 |  |  | Y | Industrial CHP | 7 | [11 empty] | N | N |  | 1H | [23 empty] | N | N | N | bar: T T T to OBS BLQ BLQ
1058 | B Braun Medical Inc | 50200 | B Braun Medical | CA | Orange | GEN2 | Natural Gas Fired Combustion Turbine | GT |  | S | X | X |  |  | 3.3 | 0.8 | 3 | 2.9 | 1 | N |  |  | OP | X | 1 | 1995 |  |  | Y | Industrial CHP | 7 | [11 empty] | N | N |  | 12H | [23 empty] | N | N | N | bar: T T T to OBS BLQ BLQ
63182 | SunSelect Produce (California) Inc | 61754 | SunSelect1 | CA | Kern | 1 | Natural Gas Internal Combustion Engine | IC |  | S | X | X | SCE | SCE | 3.3 | 0.9 | 3.3 | 3.3 | 1.6 | N |  |  | OP | X | 6 | 2018 |  |  | Y | Industrial CHP | 7 | [11 empty] | N | N | 0 | 10M | [23 empty] | N | N | N | bar: T T T to OBS BLQ BLQ
63182 | SunSelect Produce (California) Inc | 61754 | SunSelect1 | CA | Kern | 2 | Natural Gas Internal Combustion Engine | IC |  | S | X | X | SCE | SCE | 3.3 | 0.9 | 3.3 | 3.3 | 1.6 | N |  |  | OP | X | 6 | 2018 |  |  | Y | Industrial CHP | 7 | [11 empty] | N | N |  | 10M | [23 empty] | N | N | N | bar: T T T to OBS BLQ BLQ
23005 | Aera Energy LLC-Coalinga | 50750 | Coalinga Cogeneration Facility | CA | Fresno | GEN1 | Natural Gas Fired Combustion Turbine | GT |  | W | X | X |  |  | 3.4 | 0.8 | 3.2 | 3.3 | 1.8 | N |  |  | OP | X | 6 | 1988 |  |  | Y | Industrial CHP | 7 | [11 empty] | N | N |  | 10M |  | N | [18 empty] | N |  |  | N | N | N | bar: T T T to OBS BLQ BLQ
23005 | Aera Energy LLC-Coalinga | 50750 | Coalinga Cogeneration Facility | CA | Fresno | GEN2 | Natural Gas Fired Combustion Turbine | GT |  | W | X | X |  |  | 3.4 | 0.8 | 3.2 | 3.3 | 1.8 | N |  |  | OP | X | 6 | 1988 |  |  | Y | Industrial CHP | 7 | [11 empty] | N | N |  | 10M | N | N | N | N |  | N | N | [13 empty] | N |  |  | N | N | N | bar: T T T to OBS BLQ BLQ
54713 | Chevron USA Inc | 50751 | Southeast Kern River Cogen | CA | Kern | GTG2 | Natural Gas Fired Combustion Turbine | GT |  | S | X | X |  |  | 3.4 | 0.9 | 3 | 3.2 | 1.5 | N |  |  | OS | X | 2 | 1989 |  |  | Y | Industrial CHP | 7 | [11 empty] | N | N |  | 1H | [23 empty] | N | N | N | bar: T T T to OBS BLQ BLQ; DFO NG NG
54713 | Chevron USA Inc | 50751 | Southeast Kern River Cogen | CA | Kern | GTG3 | Natural Gas Fired Combustion Turbine | GT |  | S | X | X |  |  | 3.4 | 0.9 | 3 | 3.2 | 1.5 | N |  |  | OS | X | 2 | 1989 |  |  | Y | Industrial CHP | 7 | [11 empty] | N | N |  | 1H | [23 empty] | N | N | N | bar: T T T to OBS BLQ BLQ; DFO NG NG
54713 | Chevron USA Inc | 52081 | Cymric 31X Cogen | CA | Kern | TG1 | Natural Gas Fired Combustion Turbine | GT |  | S | X | X | CYMRIC_1_N004 | TH_ZP26_GEN-APND | 3.4 | 0.9 | 2.7 | 2.9 | 1.5 | N |  |  | OP | X | 10 | 1988 |  |  | Y | Industrial CHP | 7 | [11 empty] | N | N |  | 1H | [23 empty] | N | N | N | bar: T T T to OBS BLQ BLQ
54713 | Chevron USA Inc | 52081 | Cymric 31X Cogen | CA | Kern | TG2 | Natural Gas Fired Combustion Turbine | GT |  | S | X | X | CYMRIC_1_N004 | TH_ZP26_GEN-APND | 3.4 | 0.9 | 2.7 | 2.9 | 1.5 | N |  |  | OP | X | 10 | 1988 |  |  | Y | Industrial CHP | 7 | [11 empty] | N | N |  | 1H | [23 empty] | N | N | N | bar: T T T to OBS BLQ BLQ
54713 | Chevron USA Inc | 52082 | Cymric 6Z Cogen | CA | Kern | TG1 | Natural Gas Fired Combustion Turbine | GT |  | S | X | X | CYMRIC_1_N004 | TH_ZP26_GEN-APND | 3.4 | 0.9 | 2.7 | 2.9 | 1.5 | N |  |  | OP | X | 7 | 1986 |  |  | Y | Industrial CHP | 7 | [11 empty] | N | N |  | 1H | [23 empty] | N | N | N | bar: T T T to OBS BLQ BLQ
54713 | Chevron USA Inc | 52082 | Cymric 6Z Cogen | CA | Kern | TG2 | Natural Gas Fired Combustion Turbine | GT |  | S | X | X | CYMRIC_1_N004 | TH_ZP26_GEN-APND | 3.4 | 0.9 | 2.7 | 2.9 | 1.5 | N |  |  | OP | X | 7 | 1986 |  |  | Y | Industrial CHP | 7 | [11 empty] | N | N |  | 1H | [23 empty] | N | N | N | bar: T T T to OBS BLQ BLQ
54713 | Chevron USA Inc | 52083 | Coalinga 6C Cogen | CA | Fresno | TG1 | Natural Gas Fired Combustion Turbine | GT |  | S | X | X |  |  | 3.4 | 0.9 | 2.7 | 2.9 | 1.5 | N |  |  | OS | X | 9 | 1989 |  |  | Y | Industrial CHP | 7 | [11 empty] | N | N |  | 1H | [23 empty] | N | N | N | bar: T T T to OBS BLQ BLQ
54713 | Chevron USA Inc | 52083 | Coalinga 6C Cogen | CA | Fresno | TG2 | Natural Gas Fired Combustion Turbine | GT |  | S | X | X |  |  | 3.4 | 0.9 | 2.7 | 2.9 | 1.5 | N |  |  | OS | X | 9 | 1989 |  |  | Y | Industrial CHP | 7 | [11 empty] | N | N |  | 1H | [23 empty] | N | N | N | bar: T T T to OBS BLQ BLQ
54713 | Chevron USA Inc | 52086 | Coalinga 25D Cogen | CA | Fresno | TG1 | Natural Gas Fired Combustion Turbine | GT |  | S | X | X | DERRICK_6_N003 | TH_ZP26_GEN-APND | 3.4 | 0.9 | 2.7 | 2.9 | 1.5 | N |  |  | OP | X | 10 | 1986 |  |  | Y | Industrial CHP | 7 | [11 empty] | N | N |  | 1H | [23 empty] | N | N | N | bar: T T T to OBS BLQ BLQ
54713 | Chevron USA Inc | 52086 | Coalinga 25D Cogen | CA | Fresno | TG2 | Natural Gas Fired Combustion Turbine | GT |  | S | X | X | DERRICK_6_N003 | TH_ZP26_GEN-APND | 3.4 | 0.9 | 2.7 | 2.9 | 1.5 | N |  |  | OP | X | 10 | 1986 |  |  | Y | Industrial CHP | 7 | [11 empty] | N | N |  | 1H | [23 empty] | N | N | N | bar: T T T to OBS BLQ BLQ
54713 | Chevron USA Inc | 52086 | Coalinga 25D Cogen | CA | Fresno | TG3 | Natural Gas Fired Combustion Turbine | GT |  | S | X | X | DERRICK_6_N003 | TH_ZP26_GEN-APND | 3.4 | 0.9 | 2.7 | 2.9 | 1.5 | N |  |  | OP | X | 12 | 1987 |  |  | Y | Industrial CHP | 7 | [11 empty] | N | N |  | 1H | [23 empty] | N | N | N | bar: T T T to OBS BLQ BLQ
54713 | Chevron USA Inc | 52086 | Coalinga 25D Cogen | CA | Fresno | TG4 | Natural Gas Fired Combustion Turbine | GT |  | S | X | X | DERRICK_6_N003 | TH_ZP26_GEN-APND | 3.4 | 0.9 | 2.7 | 2.9 | 1.5 | N |  |  | OP | X | 12 | 1987 |  |  | Y | Industrial CHP | 7 | [11 empty] | N | N |  | 1H | [23 empty] | N | N | N | bar: T T T to OBS BLQ BLQ
59228 | Bowerman Power LFG, LLC | 59461 | Bowerman Power LFG, LLC | CA | Orange | GEN01 | Landfill Gas | IC |  | S | X | X |  |  | 3.4 | 0.8 | 3.4 | 3.4 | 0.5 | N |  |  | OP | X | 4 | 2016 |  |  | N | IPP Non-CHP | 2 | T T T: X; OBS BLQ BLQ: LFG |  |  |  | N | N |  | 1H | [23 empty] | N | N | N
59228 | Bowerman Power LFG, LLC | 59461 | Bowerman Power LFG, LLC | CA | Orange | GEN02 | Landfill Gas | IC |  | S | X | X |  |  | 3.4 | 0.8 | 3.4 | 3.4 | 0.5 | N |  |  | OP | X | 4 | 2016 |  |  | N | IPP Non-CHP | 2 | T T T: X; OBS BLQ BLQ: LFG |  |  |  | N | N |  | 1H | [23 empty] | N | N | N
59228 | Bowerman Power LFG, LLC | 59461 | Bowerman Power LFG, LLC | CA | Orange | GEN03 | Landfill Gas | IC |  | S | X | X |  |  | 3.4 | 0.8 | 3.4 | 3.4 | 0.5 | N |  |  | OP | X | 4 | 2016 |  |  | N | IPP Non-CHP | 2 | T T T: X; OBS BLQ BLQ: LFG |  |  |  | N | N |  | 1H | [23 empty] | N | N | N
59228 | Bowerman Power LFG, LLC | 59461 | Bowerman Power LFG, LLC | CA | Orange | GEN04 | Landfill Gas | IC |  | S | X | X |  |  | 3.4 | 0.8 | 3.4 | 3.4 | 0.5 | N |  |  | OP | X | 4 | 2016 |  |  | N | IPP Non-CHP | 2 | T T T: X; OBS BLQ BLQ: LFG |  |  |  | N | N |  | 1H | [23 empty] | N | N | N
59228 | Bowerman Power LFG, LLC | 59461 | Bowerman Power LFG, LLC | CA | Orange | GEN05 | Landfill Gas | IC |  | S | X | X |  |  | 3.4 | 0.8 | 3.4 | 3.4 | 0.5 | N |  |  | OP | X | 4 | 2016 |  |  | N | IPP Non-CHP | 2 | T T T: X; OBS BLQ BLQ: LFG |  |  |  | N | N |  | 1H | [23 empty] | N | N | N
59228 | Bowerman Power LFG, LLC | 59461 | Bowerman Power LFG, LLC | CA | Orange | GEN06 | Landfill Gas | IC |  | S | X | X |  |  | 3.4 | 0.8 | 3.4 | 3.4 | 0.5 | N |  |  | OP | X | 4 | 2016 |  |  | N | IPP Non-CHP | 2 | T T T: X; OBS BLQ BLQ: LFG |  |  |  | N | N |  | 1H | [23 empty] | N | N | N
59228 | Bowerman Power LFG, LLC | 59461 | Bowerman Power LFG, LLC | CA | Orange | GEN07 | Landfill Gas | IC |  | S | X | X |  |  | 3.4 | 0.8 | 3.4 | 3.4 | 0.5 | N |  |  | OP | X | 4 | 2016 |  |  | N | IPP Non-CHP | 2 | T T T: X; OBS BLQ BLQ: LFG |  |  |  | N | N |  | 1H | [23 empty] | N | N | N
10077 | Kaweah Delta Hospital | 10042 | Kaweah Delta District Hospital | CA | Tulare | KDHT1 | Natural Gas Fired Combustion Turbine | GT |  | S | X | X |  |  | 3.5 | 0.8 | 3.5 | 3.5 | 1.6 | N |  |  | OP | X | 10 | 2008 |  |  | N | Commercial Non-CHP | 4 | [11 empty] | N | N |  | 10M | [23 empty] | N | N | bar: T T T to OBS BLQ BLQ
164 | AERA Energy LLC | 52077 | Lost Hills Cogeneration Plant | CA | Kern | GEN4 | Natural Gas Fired Combustion Turbine | GT |  | S | X | X |  |  | 3.5 | 0.9 | 2.7 | 3 | 2.5 | N |  |  | OP | X | 10 | 1985 |  |  | Y | Industrial CHP | 7 | [11 empty] | N | N |  | 1H | [23 empty] | N | N | N | bar: T T T to OBS BLQ BLQ
164 | AERA Energy LLC | 52077 | Lost Hills Cogeneration Plant | CA | Kern | GEN5 | Natural Gas Fired Combustion Turbine | GT |  | S | X | X |  |  | 3.5 | 0.9 | 2.7 | 3 | 2.5 | N |  |  | OP | X | 10 | 1985 |  |  | Y | Industrial CHP | 7 | [11 empty] | N | N |  | 1H | [23 empty] | N | N | N | bar: T T T to OBS BLQ BLQ
164 | AERA Energy LLC | 52077 | Lost Hills Cogeneration Plant | CA | Kern | GEN6 | Natural Gas Fired Combustion Turbine | GT |  | S | X | X |  |  | 3.5 | 0.9 | 2.7 | 3 | 2.5 | N |  |  | OP | X | 10 | 1985 |  |  | Y | Industrial CHP | 7 | [11 empty] | N | N |  | 1H | [23 empty] | N | N | N | bar: T T T to OBS BLQ BLQ
54713 | Chevron USA Inc | 52078 | North Midway Cogen | CA | Kern | GEN7 | Natural Gas Fired Combustion Turbine | GT |  | S | X | X |  |  | 3.5 | 0.9 | 3 | 3.2 | 1.5 | N |  |  | OS | X | 10 | 1986 |  |  | Y | Industrial CHP | 7 | [11 empty] | N | N |  | 1H | [23 empty] | N | N | N | bar: T T T to OBS BLQ BLQ; DFO NG NG
54713 | Chevron USA Inc | 52078 | North Midway Cogen | CA | Kern | GEN8 | Natural Gas Fired Combustion Turbine | GT |  | S | X | X |  |  | 3.5 | 0.9 | 3 | 3.2 | 1.5 | N |  |  | OS | X | 10 | 1986 |  |  | Y | Industrial CHP | 7 | [11 empty] | N | N |  | 1H | [23 empty] | N | N | N | bar: T T T to OBS BLQ BLQ; DFO NG NG
54713 | Chevron USA Inc | 52078 | North Midway Cogen | CA | Kern | GEN9 | Natural Gas Fired Combustion Turbine | GT |  | S | X | X |  |  | 3.5 | 0.9 | 3 | 3.2 | 1.5 | N |  |  | OS | X | 10 | 1986 |  |  | Y | Industrial CHP | 7 | [11 empty] | N | N |  | 1H | [23 empty] | N | N | N | bar: T T T to OBS BLQ BLQ; DFO NG NG
16578 | Saint Agnes Medical Center | 54800 | Saint Agnes Medical Center | CA | Fresno | 9911 | Natural Gas Fired Combustion Turbine | GT |  | S | X | X |  |  | 3.5 | 0.8 | 2.7 | 2.2 | 1.8 | N |  |  | OP | X | 5 | 2001 |  |  | Y | Commercial CHP | 5 | [11 empty] | N | N |  | 1H | [5 empty] | N | [17 empty] | N | N | N | bar: T T T to OBS BLQ BLQ
16578 | Saint Agnes Medical Center | 54800 | Saint Agnes Medical Center | CA | Fresno | 9929 | Natural Gas Fired Combustion Turbine | GT |  | S | X | X |  |  | 3.5 | 0.8 | 2.7 | 2.2 | 1.8 | N |  |  | OP | X | 12 | 2001 |  |  | Y | Commercial CHP | 5 | [11 empty] | N | N |  | 1H | [5 empty] | N | [17 empty] | N | N | N | bar: T T T to OBS BLQ BLQ
16657 | San Jose/Santa Clara Water P C | 56080 | SJ/SC WPCP | CA | Santa Clara | EG4 | Other Waste Biomass | IC |  | S | X | X |  |  | 3.5 | 0.8 | 3.2 | 3.2 | 1.8 | N |  |  | OP | X | 10 | 2020 |  |  | Y | Commercial CHP | 5 | T T T: T; OBS BLQ BLQ: OBG; OBS NG PUR: NG |  |  |  | N | N |  | 1H | [23 empty] | Y | Y | N
16657 | San Jose/Santa Clara Water P C | 56080 | SJ/SC WPCP | CA | Santa Clara | EG5 | Other Waste Biomass | IC |  | S | X | X |  |  | 3.5 | 0.8 | 3.2 | 3.2 | 1.8 | N |  |  | OP | X | 10 | 2020 |  |  | Y | Commercial CHP | 5 | T T T: T; OBS BLQ BLQ: OBG; OBS NG PUR: NG |  |  |  | N | N |  | 1H | [23 empty] | Y | Y | N
16657 | San Jose/Santa Clara Water P C | 56080 | SJ/SC WPCP | CA | Santa Clara | EG6 | Other Waste Biomass | IC |  | S | X | X |  |  | 3.5 | 0.8 | 3.2 | 3.2 | 1.8 | N |  |  | OP | X | 10 | 2020 |  |  | Y | Commercial CHP | 5 | T T T: T; OBS BLQ BLQ: OBG; OBS NG PUR: NG |  |  |  | N | N |  | 1H | [23 empty] | Y | Y | N
16657 | San Jose/Santa Clara Water P C | 56080 | SJ/SC WPCP | CA | Santa Clara | EG7 | Other Waste Biomass | IC |  | S | X | X |  |  | 3.5 | 0.8 | 3.2 | 3.2 | 1.8 | N |  |  | OP | X | 10 | 2020 |  |  | Y | Commercial CHP | 5 | T T T: T; OBS BLQ BLQ: OBG; OBS NG PUR: NG |  |  |  | N | N |  | 1H | [23 empty] | Y | Y | N
56914 | Central Contra Costa Sanitary District | 57573 | CCCSD Wastewater Treatment Plnt | CA | Contra Costa | S188 | Natural Gas Fired Combustion Turbine | GT |  | S | X | X |  |  | 3.5 | 0.95 | 3 | 3.5 | 1.5 | N |  |  | OP | X | 12 | 1995 |  |  | Y | Commercial CHP | 5 | [11 empty] | N | N |  | 1H | [23 empty] | N | N | bar: T T T to OBS BLQ BLQ; DFO NG NG
57128 | Bloom Energy | 63603 | Illumina Way SD | CA | San Diego | ILM01 | Other Natural Gas | FC |  | W | X | X |  |  | 3.5 |  | 3.5 | 3.5 | 0.1 | N |  |  | OP | X | 9 | 2019 |  |  | N | Industrial Non-CHP | 6 | [11 empty] | N | N |  | 12H | bar: T T T to OBS BLQ BLQ
61143 | Bridge Energy LLC | 56090 | Blacksand Generating Facility | CA | Orange | D189 | Other Gases | GT |  | S | X | X |  |  | 3.7 | 0.8 | 3 | 3 | 2.1 | N |  |  | OP | X | 11 | 2000 |  |  | N | Industrial Non-CHP | 6 | [11 empty] | N | N |  | 1H | [20 empty] | N |  |  | N | N | N | bar: T T T to OBS BLQ BLQ; DFO NG NG
58171 | University of California-San Francisco | 58198 | Parnassus Central Utility Plant | CA | San Francisco | STG1 | Natural Gas Fired Combined Cycle | CA | CC1 | S | Y | X |  |  | 3.8 | 0.8 | 1.8 | 1.8 | 0.3 | N |  |  | OP | X | 1 | 1996 |  |  | Y | Commercial CHP | 5 | T T T: T; OBS BLQ BLQ: NG; OBS NG PUR: DFO |  |  |  | N | N | 0 | 12H | [20 empty] | N |  |  | Y | N | Y
16655 | City of Santa Clara - (CA) | 7232 | Santa Clara Cogen | CA | Santa Clara | 1 | Natural Gas Fired Combustion Turbine | GT |  | S | X | X | CSCCOG_6_N001 | CSCCOG_6_N001 | 3.9 | 0.85 | 3.5 | 3.5 | 2.8 | N |  |  | OP | X | 6 | 1982 |  |  | Y | Electric Utility | 1 | [11 empty] | N | N |  | 12H | [23 empty] | N | bar: T T T to OBS BLQ BLQ
16655 | City of Santa Clara - (CA) | 7232 | Santa Clara Cogen | CA | Santa Clara | 2 | Natural Gas Fired Combustion Turbine | GT |  | S | X | X | CSCCOG_6_N001 | CSCCOG_6_N001 | 3.9 | 0.85 | 3.5 | 3.5 | 2.8 | N |  |  | OP | X | 6 | 1982 |  |  | Y | Electric Utility | 1 | [11 empty] | N | N |  | 12H | [23 empty] | N | bar: T T T to OBS BLQ BLQ
61143 | Bridge Energy LLC | 56090 | Blacksand Generating Facility | CA | Orange | D182 | Other Gases | GT |  | S | X | X |  |  | 4 | 0.8 | 2.5 | 2.5 | 2.1 | N |  |  | OP | X | 6 | 2000 |  |  | N | Industrial Non-CHP | 6 | [11 empty] | N | N |  | 1H | [20 empty] | N |  |  | N | N | N | bar: T T T to OBS BLQ BLQ; DFO NG NG
57369 | Apple, Inc | 59557 | Apple Campus 2 Fuel Cell | CA | Santa Clara | AC2FC | Landfill Gas | FC |  | S | X | X |  |  | 4 |  | 4 | 4 | 2 | N |  |  | OP | X | 6 | 2017 |  |  | N | Industrial Non-CHP | 6 | T T T: X; OBS BLQ BLQ: LFG; OBS NG PUR: OBG | [6 empty] | 12H
16625 | San Diego State University | 50061 | San Diego State University | CA | San Diego | GEN4 | Natural Gas Fired Combined Cycle | CA | CC1 | S | Y | X |  |  | 4.1 | 1 | 4.1 | 4.1 | 1 | N |  |  | OP | X | 12 | 2002 |  |  | Y | Commercial CHP | 5 | [11 empty] | N | N |  | 1H | [23 empty] | N | bar: T T T to OBS BLQ BLQ
22142 | Santa Cruz Cogeneration Assoc | 50064 | Univ of Calif Santa Cruz Cogeneration | CA | Santa Cruz | 003 | Natural Gas Fired Combustion Turbine | GT |  | S | X | X |  |  | 4.4 | 0.9 | 4.4 | 4.4 | 0.5 | N |  |  | OP | X | 7 | 2015 |  |  | Y | Commercial CHP | 5 | [11 empty] | N | N |  | 1H | [23 empty] | N | N | N | bar: T T T to OBS BLQ BLQ
58429 | Houweling's Tomatoes | 58432 | Houweling Nurseries | CA | Ventura | COG1 | Natural Gas Internal Combustion Engine | IC |  | S | X | X | SCE | SCE | 4.4 | 0.8 | 4.4 | 4.4 | 3.5 | N |  |  | OP | X | 8 | 2012 |  |  | Y | IPP CHP | 3 | [11 empty] | N | N |  | 10M | [23 empty] | N | N | N | bar: T T T to OBS BLQ BLQ
58429 | Houweling's Tomatoes | 58432 | Houweling Nurseries | CA | Ventura | COG2 | Natural Gas Internal Combustion Engine | IC |  | S | X | X | SCE | SCE | 4.4 | 0.8 | 4.4 | 4.4 | 3.5 | N |  |  | OP | X | 8 | 2012 |  |  | Y | IPP CHP | 3 | [11 empty] | N | N |  | 10M | [23 empty] | N | N | N | bar: T T T to OBS BLQ BLQ
58429 | Houweling's Tomatoes | 58432 | Houweling Nurseries | CA | Ventura | COG3 | Natural Gas Internal Combustion Engine | IC |  | S | X | X | SCE | SCE | 4.4 | 0.8 | 4.4 | 4.4 | 3.5 | N |  |  | OP | X | 9 | 2013 |  |  | Y | IPP CHP | 3 | [11 empty] | N | N |  | 10M | [23 empty] | N | N | N | bar: T T T to OBS BLQ BLQ
7726 | Sharp Grossmont Hospital | 10115 | Grossmont Hospital | CA | San Diego | GEN3 | Natural Gas Fired Combustion Turbine | GT |  | S | X | X |  |  | 4.5 | 0.83 | 4.2 | 4.4 | 2.2 | N |  |  | OP | X | 5 | 2016 |  |  | Y | Commercial CHP | 5 | [11 empty] | N | N | 0 | 1H |  |  |  |  | N | [18 empty] | N | N | bar: T T T to OBS BLQ BLQ
57477 | Kern Oil & Refining Co | 58100 | Kern Oil & Refining Co | CA | Kern | 5900 | Natural Gas Fired Combustion Turbine | GT |  | S | X | X |  |  | 4.5 | 0.8 | 4.9 | 4.9 | 0 | N |  |  | OP | X | 10 | 2002 |  |  | N | Industrial Non-CHP | 6 | [11 empty] | N | N | 0 | 1H | [23 empty] | N | N | N | bar: T T T to OBS BLQ BLQ
56104 | AMERESCO Chiquita Canyon LLC | 56898 | Ameresco Chiquita Canyon | CA | Los Angeles | 1 | Landfill Gas | GT |  | S | X | X |  |  | 4.6 | 1 | 4 | 4 | 1 | N |  |  | OP | X | 11 | 2010 |  |  | N | IPP Non-CHP | 2 | T T T: X; OBS BLQ BLQ: LFG |  |  |  | N | N |  | 10M | [23 empty] | N | N | N
56104 | AMERESCO Chiquita Canyon LLC | 56898 | Ameresco Chiquita Canyon | CA | Los Angeles | 2 | Landfill Gas | GT |  | S | X | X |  |  | 4.6 | 1 | 4 | 4 | 1 | N |  |  | OP | X | 11 | 2010 |  |  | N | IPP Non-CHP | 2 | T T T: X; OBS BLQ BLQ: LFG |  |  |  | N | N |  | 10M | [23 empty] | N | N | N
11217 | Los Angeles County Sanitation | 57163 | Calabasas Gas to Energy Facility | CA | Los Angeles | GEN1 | Landfill Gas | GT |  | S | X | X |  |  | 4.6 | 0.8 | 3.3 | 3.6 | 3 | N |  |  | OP | X | 7 | 2010 |  |  | N | Commercial Non-CHP | 4 | T T T: X; OBS BLQ BLQ: LFG; OBS NG PUR: NG |  |  |  | N | N |  | 1H | [23 empty] | Y | Y | N
11217 | Los Angeles County Sanitation | 57163 | Calabasas Gas to Energy Facility | CA | Los Angeles | GEN3 | Landfill Gas | GT |  | S | X | X |  |  | 4.6 | 0.8 | 3.3 | 3.6 | 3 | N |  |  | OP | X | 7 | 2010 |  |  | N | Commercial Non-CHP | 4 | T T T: X; OBS BLQ BLQ: LFG; OBS NG PUR: NG |  |  |  | N | N |  | 1H | [23 empty] | Y | Y | N
5571 | East Bay Municipal Util Dist | 57696 | Power Generation Station (PGS) 2 | CA | Alameda | 1 | Other Waste Biomass | GT |  | S | X | X | OAK L_1_GTG1 |  | 4.6 | 0.8 | 3.8 | 3.8 | 1.5 | N |  |  | OP | X | 12 | 2011 |  |  | Y | Commercial CHP | 5 | T T T: T; OBS BLQ BLQ: OBG |  |  |  | N |  |  | 12H | [23 empty] | N | N
58104 | California State University at Fullerton | 58169 | CSUF Trigeneration | CA | Orange | 1 | Natural Gas Fired Combustion Turbine | GT |  | S | X | X |  |  | 4.6 | 0.97 | 4.3 | 4.3 | 2.2 | N |  |  | OP | X | 10 | 2010 |  |  | Y | Commercial CHP | 5 | [11 empty] | N | N |  | 12H | [23 empty] | N | N | bar: T T T to OBS BLQ BLQ
10810 | LAX Airport | 58258 | Central Utilities Plant LAX 2 | CA | Los Angeles | GEN1 | Natural Gas Fired Combustion Turbine | GT |  | S | X | X |  |  | 4.6 | 0.95 | 4.2 | 4.2 | 2.5 | N |  |  | OP | X | 10 | 2015 |  |  | Y | Commercial CHP | 5 | [11 empty] | N | N |  | 1H | N | [22 empty] | N | N | N | bar: T T T to OBS BLQ BLQ
10810 | LAX Airport | 58258 | Central Utilities Plant LAX 2 | CA | Los Angeles | GEN2 | Natural Gas Fired Combustion Turbine | GT |  | S | X | X |  |  | 4.6 | 0.95 | 4.2 | 4.2 | 2.5 | N |  |  | OP | X | 10 | 2015 |  |  | Y | Commercial CHP | 5 | [11 empty] | N | N |  | 1H | [23 empty] | N | N | N | bar: T T T to OBS BLQ BLQ
58426 | Sunshine Gas Producers LLC | 58429 | Sunshine Gas Producers | CA | Los Angeles | 1 | Landfill Gas | GT |  | S | X | X |  |  | 4.6 | 0.8 | 4 | 4 | 1.1 | N |  |  | OP | X | 8 | 2014 |  |  | N | IPP Non-CHP | 2 | T T T: X; OBS BLQ BLQ: LFG |  |  |  | N | N |  | 1H |  |  |  |  | N | [15 empty] | N |  |  | N | N | N
58426 | Sunshine Gas Producers LLC | 58429 | Sunshine Gas Producers | CA | Los Angeles | 2 | Landfill Gas | GT |  | S | X | X |  |  | 4.6 | 0.8 | 4 | 4 | 1.1 | N |  |  | OP | X | 8 | 2014 |  |  | N | IPP Non-CHP | 2 | T T T: X; OBS BLQ BLQ: LFG |  |  |  | N | N |  | 1H |  |  |  |  | N | [15 empty] | N |  |  | N | N | N
58426 | Sunshine Gas Producers LLC | 58429 | Sunshine Gas Producers | CA | Los Angeles | 3 | Landfill Gas | GT |  | S | X | X |  |  | 4.6 | 0.8 | 4 | 4 | 1.1 | N |  |  | OP | X | 8 | 2014 |  |  | N | IPP Non-CHP | 2 | T T T: X; OBS BLQ BLQ: LFG |  |  |  | N | N |  | 1H |  |  |  |  | N | [15 empty] | N |  |  | N | N | N
58426 | Sunshine Gas Producers LLC | 58429 | Sunshine Gas Producers | CA | Los Angeles | 4 | Landfill Gas | GT |  | S | X | X |  |  | 4.6 | 0.8 | 4 | 4 | 1.1 | N |  |  | OP | X | 8 | 2014 |  |  | N | IPP Non-CHP | 2 | T T T: X; OBS BLQ BLQ: LFG |  |  |  | N | N |  | 1H |  |  |  |  | N | [15 empty] | N |  |  | N | N | N
58426 | Sunshine Gas Producers LLC | 58429 | Sunshine Gas Producers | CA | Los Angeles | 5 | Landfill Gas | GT |  | S | X | X |  |  | 4.6 | 0.8 | 4 | 4 | 1.1 | N |  |  | OP | X | 8 | 2014 |  |  | N | IPP Non-CHP | 2 | T T T: X; OBS BLQ BLQ: LFG |  |  |  | N | N |  | 1H |  |  |  |  | N | [15 empty] | N |  |  | N | N | N
58789 | DOD USMC Marine Air Ground Combat | 58914 | MCAGCC Cogen Plant | CA | San Bernardino | CG100 | Natural Gas Fired Combustion Turbine | GT |  | S | X | X |  |  | 4.6 | 0.82 | 4.6 | 2.5 | 2.1 | N |  |  | OP | X | 4 | 2014 |  |  | N | IPP CHP | 3 | T T T: X; OBS BLQ BLQ: NG; OBS NG PUR: PG |  |  |  | N | N |  | 1H | [23 empty] | Y | N | N
58789 | DOD USMC Marine Air Ground Combat | 58914 | MCAGCC Cogen Plant | CA | San Bernardino | CG200 | Natural Gas Fired Combustion Turbine | GT |  | S | X | X |  |  | 4.6 | 0.82 | 4.6 | 2.5 | 2.1 | N |  |  | OP | X | 4 | 2014 |  |  | N | IPP CHP | 3 | T T T: X; OBS BLQ BLQ: NG; OBS NG PUR: PG |  |  |  | N | N |  | 1H | [23 empty] | Y | N | N
59222 | Qualcomm Incorporated | 59456 | P Plant | CA | San Diego | P-TG4 | Natural Gas Fired Combustion Turbine | GT |  | S | X | X |  |  | 4.6 | 0.8 | 4 | 4 | 3.8 | N |  |  | OP | X | 3 | 2007 |  |  | Y | Commercial CHP | 5 | [11 empty] | N | N |  | 1H | [20 empty] | N |  |  | N | N | N | bar: T T T to OBS BLQ BLQ
59222 | Qualcomm Incorporated | 59456 | P Plant | CA | San Diego | P-TG5 | Natural Gas Fired Combustion Turbine | GT |  | S | X | X |  |  | 4.6 | 0.8 | 4 | 4 | 3.8 | N |  |  | OP | X | 11 | 2015 |  |  | Y | Commercial CHP | 5 | [11 empty] | N | N |  | 1H | [20 empty] | N |  |  | N | N | N | bar: T T T to OBS BLQ BLQ
59222 | Qualcomm Incorporated | 59457 | Q Plant | CA | San Diego | Q-TG1 | Natural Gas Fired Combustion Turbine | GT |  | S | X | X |  |  | 4.6 | 0.8 | 4 | 4 | 3.8 | N |  |  | OP | X | 7 | 2013 |  |  | Y | Commercial CHP | 5 | [11 empty] | N | N |  | 1H | [20 empty] | N |  |  | N | N | N | bar: T T T to OBS BLQ BLQ
59222 | Qualcomm Incorporated | 59458 | W Plant | CA | San Diego | W-TG1 | Natural Gas Fired Combustion Turbine | GT |  | S | X | X |  |  | 4.6 | 0.8 | 4 | 4 | 3.8 | N |  |  | OP | X | 7 | 2005 |  |  | Y | Commercial CHP | 5 | [11 empty] | N | N |  | 1H | [20 empty] | N |  |  | N | N | N | bar: T T T to OBS BLQ BLQ
3476 | DTE San Diego COGEN Inc. | 10175 | Childrens Hospital | CA | San Diego | 1711 | Natural Gas Fired Combustion Turbine | GT |  | S | X | X |  |  | 4.8 | 0.9 | 4.8 | 4.8 | 2.8 | N |  |  | OP | X | 12 | 2004 |  |  | Y | Commercial CHP | 5 | [11 empty] | N | N |  | 10M | [23 empty] | N | N | bar: T T T to OBS BLQ BLQ
58171 | University of California-San Francisco | 58198 | Parnassus Central Utility Plant | CA | San Francisco | GTG1 | Natural Gas Fired Combined Cycle | CT | CC1 | S | X | N |  |  | 4.8 | 0.8 | 5.2 | 5.2 | 2.5 | N |  |  | OP | X | 1 | 1996 |  |  | Y | Commercial CHP | 5 | T T T: T; OBS BLQ BLQ: NG; OBS NG PUR: DFO |  |  |  | N | N |  | 12H | [20 empty] | N |  |  | Y | Y | Y
58171 | University of California-San Francisco | 58198 | Parnassus Central Utility Plant | CA | San Francisco | GTG2 | Natural Gas Fired Combined Cycle | CT | CC1 | S | X | N |  |  | 4.8 | 0.8 | 5.5 | 5.5 | 2.6 | N |  |  | OP | X | 1 | 1996 |  |  | Y | Commercial CHP | 5 | T T T: T; OBS BLQ BLQ: NG; OBS NG PUR: DFO |  |  |  | N | N |  | 12H | [20 empty] | N |  |  | Y | Y | Y
1569 | Berry Petroleum Co | 62176 | Berry NMW Cogens | CA | Kern | 21Z | Natural Gas Fired Combustion Turbine | GT |  | S | X | X |  |  | 4.8 | 0.8 | 5.7 | 5 | 2.5 | N |  |  | OP | X | 11 | 2017 |  |  | N | Industrial Non-CHP | 6 | [11 empty] | N | N |  | 10M | [23 empty] | N | N | N | bar: T T T to OBS BLQ BLQ
1569 | Berry Petroleum Co | 62176 | Berry NMW Cogens | CA | Kern | PF | Natural Gas Fired Combustion Turbine | GT |  | S | X | X |  |  | 4.8 | 0.8 | 5.7 | 5 | 2.5 | N |  |  | OP | X | 11 | 2017 |  |  | N | Industrial Non-CHP | 6 | [11 empty] | N | N |  | 10M | [23 empty] | N | N | N | bar: T T T to OBS BLQ BLQ
60637 | Sentinel Peak Resources California, LLC | 54447 | Welport Lease Project | CA | Kern | TI | Natural Gas Fired Combustion Turbine | GT |  | S | X | X | N004 | N004 | 5 | 0.8 | 4 | 4.7 | 4 | N |  |  | OP | X | 3 | 1990 |  |  | Y | Industrial CHP | 7 | [11 empty] | N | N |  | 1H | [23 empty] | N | N | N | bar: T T T to OBS BLQ BLQ
16625 | San Diego State University | 50061 | San Diego State University | CA | San Diego | GEN2 | Natural Gas Fired Combined Cycle | CT | CC1 | S | X | Y |  |  | 5.1 | 1 | 4.6 | 4.8 | 3.4 | N |  |  | OP | X | 9 | 2002 |  |  | Y | Commercial CHP | 5 | [11 empty] | N | N |  | 1H | [23 empty] | N | N | N | bar: T T T to OBS BLQ BLQ
16625 | San Diego State University | 50061 | San Diego State University | CA | San Diego | GEN3 | Natural Gas Fired Combined Cycle | CT | CC1 | S | X | Y |  |  | 5.1 | 1 | 4.6 | 4.8 | 3.4 | N |  |  | OP | X | 9 | 2002 |  |  | Y | Commercial CHP | 5 | [11 empty] | N | N |  | 1H | [23 empty] | N | N | N | bar: T T T to OBS BLQ BLQ
11161 | Loma Linda University | 10206 | Loma Linda University Cogen | CA | San Bernardino | GEN1 | Natural Gas Fired Combustion Turbine | GT | ST01 | S | X | X |  |  | 5.2 | 0.8 | 4.8 | 4.8 | 2.4 | N |  |  | OP | X | 11 | 1989 |  |  | Y | Commercial CHP | 5 | T T T: T; OBS BLQ BLQ: NG; OBS NG PUR: DFO |  |  |  | N | N |  | 1H | [23 empty] | Y | N | Y
11161 | Loma Linda University | 10206 | Loma Linda University Cogen | CA | San Bernardino | GEN2 | Natural Gas Fired Combustion Turbine | GT | ST01 | S | X | X |  |  | 5.2 | 0.8 | 4.8 | 4.8 | 2.4 | N |  |  | OP | X | 11 | 1989 |  |  | Y | Commercial CHP | 5 | T T T: T; OBS BLQ BLQ: NG; OBS NG PUR: DFO |  |  |  | N | N |  | 1H | [23 empty] | Y | N | Y
3452 | Chevron USA Inc-El Segundo | 10213 | El Segundo Cogen | CA | Los Angeles | GEN8 | Natural Gas Fired Combined Cycle | CA | CC1 | S | Y | X | ELSEG4G_7_B1 | ELSEG4G_7_B1 | 5.2 | 0.85 | 5.2 | 5.2 | 0.5 | N |  |  | OP | X | 6 | 2013 |  |  | N | Industrial CHP | 7 | T T T: X; OBS BLQ BLQ: NG; OBS NG PUR: OG |  |  |  | N |  |  | 1H | [23 empty] | N
63952 | Irwindale Brew Yard, LLC | 58056 | Irwindale Brew Yard, LLC | CA | Los Angeles | T100 | Natural Gas Fired Combustion Turbine | GT |  | S | X | X |  |  | 5.2 | 1 | 4.1 | 4.7 | 3 | N |  |  | OP | X | 2 | 2002 |  |  | N | Industrial Non-CHP | 6 | [11 empty] | N | N |  | 1H | [23 empty] | N | bar: T T T to OBS BLQ BLQ
63952 | Irwindale Brew Yard, LLC | 58056 | Irwindale Brew Yard, LLC | CA | Los Angeles | T200 | Natural Gas Fired Combustion Turbine | GT |  | S | X | X |  |  | 5.2 | 1 | 4.1 | 4.7 | 3 | N |  |  | OP | X | 2 | 2002 |  |  | N | Industrial Non-CHP | 6 | [11 empty] | N | N |  | 1H | [23 empty] | N | bar: T T T to OBS BLQ BLQ
2844 | Department of the Navy | 50963 | Naval Hospital Medical Center | CA | San Diego | 4TG | Natural Gas Fired Combustion Turbine | GT |  | S | X | X |  |  | 5.3 | 0.97 | 4.4 | 4.4 | 2.7 | N |  |  | OP | X | 12 | 2003 |  |  | Y | Commercial CHP | 5 | [11 empty] | N | N |  | 1H | [23 empty] | N | N | N | bar: T T T to OBS BLQ BLQ
61261 | Berkeley Cogeneration Facility | 50849 | PE Berkeley | CA | Alameda | GEN2 | Natural Gas Fired Combined Cycle | CA | CC1 | W | Y | X |  |  | 5.5 | 0.85 | 2 | 4 | 1 | N |  |  | OP | X | 6 | 1987 |  |  | Y | Commercial CHP | 5 | [11 empty] | N | N |  | 12H | [23 empty] | N | N | N | bar: T T T to OBS BLQ BLQ
50045 | Phillips 66 Company | 56284 | Santa Maria EPG | CA | San Luis Obispo | EPG | Other Gases | ST |  | S | X | X |  |  | 5.5 | 0.85 | 5.3 | 5.3 | 2 | N |  |  | OP | X | 12 | 1995 | 12 | 2022 | N | Industrial Non-CHP | 6 | T T T: X; OBS BLQ BLQ: OG; OBS NG PUR: NG; DFO NG NG: OG | NG |  |  | N | N | 0 | 12H | [20 empty] | N |  |  | Y | Y | N
56427 | University of California Irvine | 57122 | UCI Facilities Management Central Plant | CA | Orange | STG1 | Natural Gas Fired Combined Cycle | CA | CC1 | S | Y | X | N/A | N/A | 5.5 | 0.8 | 5.5 | 5.5 | 0.5 | N |  |  | OP | X | 7 | 2007 |  |  | N | Commercial CHP | 5 | [11 empty] | N |  |  | 1H | [23 empty] | N | N | N | bar: T T T to OBS BLQ BLQ
57027 | Signal Hill Petroleum, Inc | 57702 | Signal Hill West Unit | CA | Los Angeles | 1 | Other Gases | GT |  | S | X | X |  |  | 5.7 | 1 | 5.7 | 5.7 | 3.5 | N |  |  | OP | X | 7 | 2004 |  |  | N | Industrial Non-CHP | 6 | [11 empty] | N | N |  | 1H | [23 empty] | N | N | N | bar: T T T to OBS BLQ BLQ
19798 | City of Vernon | 56039 | H. Gonzales | CA | Los Angeles | G1 | Natural Gas Fired Combustion Turbine | GT |  | S | X | X | VERNON_6_N005 |  | 5.9 | 0.8 | 5.4 | 5.9 | 5.4 | N |  |  | OP | X | 1 | 1987 |  |  | N | Electric Utility | 1 | [11 empty] | N | N |  | 10M | [20 empty] | N |  |  | N | N | N | bar: T T T to OBS BLQ BLQ
19798 | City of Vernon | 56039 | H. Gonzales | CA | Los Angeles | G2 | Natural Gas Fired Combustion Turbine | GT |  | S | X | X | VERNON_6_N006 |  | 5.9 | 0.8 | 5.4 | 5.9 | 5.4 | N |  |  | OP | X | 1 | 1987 |  |  | N | Electric Utility | 1 | [11 empty] | N | N |  | 10M | [20 empty] | N |  |  | N | N | N | bar: T T T to OBS BLQ BLQ
19798 | City of Vernon | 7436 | Vernon | CA | Los Angeles | JH1 | Petroleum Liquids | IC |  | S | X | X |  |  | 6 | 0.8 | 3.6 | 4 | 3.6 | N |  |  | OS | X | 9 | 1933 |  |  | N | Electric Utility | 1 | T T T: X; OBS BLQ BLQ: DFO |  |  |  | N |  |  | OVER | [23 empty] | N | N
19798 | City of Vernon | 7436 | Vernon | CA | Los Angeles | JH2 | Petroleum Liquids | IC |  | S | X | X |  |  | 6 | 0.8 | 3.6 | 4 | 3.6 | N |  |  | OS | X | 9 | 1933 |  |  | N | Electric Utility | 1 | T T T: X; OBS BLQ BLQ: DFO |  |  |  | N |  |  | OVER | [23 empty] | N | N
19798 | City of Vernon | 7436 | Vernon | CA | Los Angeles | JH3 | Petroleum Liquids | IC |  | S | X | X |  |  | 6 | 0.8 | 3.6 | 4.6 | 3.6 | N |  |  | OS | X | 9 | 1933 |  |  | N | Electric Utility | 1 | T T T: X; OBS BLQ BLQ: DFO |  |  |  | N | N |  | OVER | [23 empty] | N | N
19798 | City of Vernon | 7436 | Vernon | CA | Los Angeles | JH4 | Petroleum Liquids | IC |  | S | X | X |  |  | 6 | 0.8 | 3.6 | 4 | 3.6 | N |  |  | OS | X | 9 | 1933 |  |  | N | Electric Utility | 1 | T T T: X; OBS BLQ BLQ: DFO |  |  |  | N | N |  | OVER | [23 empty] | N
19798 | City of Vernon | 7436 | Vernon | CA | Los Angeles | JH5 | Petroleum Liquids | IC |  | S | X | X |  |  | 6 | 0.8 | 3.6 | 4 | 3.6 | N |  |  | OS | X | 9 | 1933 |  |  | N | Electric Utility | 1 | T T T: X; OBS BLQ BLQ: DFO |  |  |  | N | N |  | OVER | [23 empty] | N
15743 | Frito-Lay Inc | 10110 | Frito-Lay Cogen Plant | CA | Kern | GEN1 | Natural Gas Fired Combustion Turbine | GT |  | S | X | X |  |  | 6 | 0.8 | 5.5 | 5.9 | 0.5 | N |  |  | OP | X | 3 | 1986 |  |  | Y | Industrial CHP | 7 | [11 empty] | N | N |  | 12H | [23 empty] | N | N | N | bar: T T T to OBS BLQ BLQ
16732 | San Jose State University Fclts Dev &Ops | 10548 | San Jose Cogeneration | CA | Santa Clara | GEN1 | Natural Gas Fired Combustion Turbine | GT |  | S | X | X |  |  | 6 | 0.9 | 5.6 | 5.6 | 0 | N |  |  | OP | X | 12 | 1984 |  |  | Y | Commercial CHP | 5 | [11 empty] | N | N |  | 1H | [23 empty] | N | N | N | bar: T T T to OBS BLQ BLQ
15320 | Linde Inc | 50148 | Linde Wilmington | CA | Los Angeles | GEN2 | Natural Gas Fired Combined Cycle | CA | CC1 | S | Y | X |  |  | 6 | 0.9 | 6 | 6 | 4 | N |  |  | SB | Y | 12 | 1988 |  |  | Y | Industrial CHP | 7 | [11 empty] | N | N |  | OVER | [23 empty] | N | N | bar: T T T to OBS BLQ BLQ
9297 | IPT SRI Cogeneration Inc | 50537 | SRI International Cogen Project | CA | San Mateo | GEN1 | Natural Gas Fired Combustion Turbine | GT |  | W | X | X |  |  | 6 | 0.8 | 5.6 | 5.6 | 0.2 | N |  |  | OP | X | 4 | 1987 |  |  | Y | Commercial CHP | 5 | [11 empty] | N | N |  | 10M | [23 empty] | N | bar: T T T to OBS BLQ BLQ
54713 | Chevron USA Inc | 52076 | McKittrick Cogen | CA | Kern | UNIT1 | Natural Gas Fired Combustion Turbine | GT |  | S | X | X | TEXMCKT_1_N101 | TH_ZP26_GEN-APND | 6 | 0.9 | 4.8 | 5.5 | 1.5 | N |  |  | OP | X | 6 | 2012 |  |  | Y | Industrial CHP | 7 | [11 empty] | N | N |  | 1H | [23 empty] | N | N | N | bar: T T T to OBS BLQ BLQ; DFO NG NG
54713 | Chevron USA Inc | 52076 | McKittrick Cogen | CA | Kern | UNIT2 | Natural Gas Fired Combustion Turbine | GT |  | S | X | X | TEXMCKT_1_N101 | TH_ZP26_GEN-APND | 6 | 0.9 | 4.8 | 5.5 | 1.5 | N |  |  | OP | X | 6 | 2012 |  |  | Y | Industrial CHP | 7 | [11 empty] | N | N |  | 1H | [23 empty] | N | N | N | bar: T T T to OBS BLQ BLQ; DFO NG NG
57384 | Brea Power II | 58007 | Brea Expansion Plant | CA | Orange | G1 | Landfill Gas | CT | CC1 | S | X | N | OLINDA_6_N009 | OLINDA_6_N009 | 6.3 | 0.98 | 6.8 | 6.8 | 3.5 | N |  |  | OP | X | 11 | 2012 |  |  | N | IPP Non-CHP | 2 | T T T: X; OBS BLQ BLQ: LFG |  |  |  | N | N |  | 12H | [23 empty] | N | N | N
57384 | Brea Power II | 58007 | Brea Expansion Plant | CA | Orange | G2 | Landfill Gas | CT | CC1 | S | X | N | OLINDA_6_N009 | OLINDA_6_N009 | 6.3 | 0.98 | 6.8 | 6.8 | 3.5 | N |  |  | OP | X | 11 | 2012 |  |  | N | IPP Non-CHP | 2 | T T T: X; OBS BLQ BLQ: LFG |  |  |  | N | N |  | 12H | [23 empty] | N | N | N
57384 | Brea Power II | 58007 | Brea Expansion Plant | CA | Orange | G3 | Landfill Gas | CT | CC1 | S | X | N | OLINDA_6_N009 | OLINDA_6_N009 | 6.3 | 0.98 | 6.8 | 6.8 | 3.5 | N |  |  | OP | X | 11 | 2012 |  |  | N | IPP Non-CHP | 2 | T T T: X; OBS BLQ BLQ: LFG |  |  |  | N | N |  | 12H | [23 empty] | N | N | N
57384 | Brea Power II | 58007 | Brea Expansion Plant | CA | Orange | G4 | Landfill Gas | CT | CC1 | S | X | N | OLINDA_6_N009 | OLINDA_6_N009 | 6.3 | 0.98 | 6.8 | 6.8 | 3.5 | N |  |  | OP | X | 11 | 2012 |  |  | N | IPP Non-CHP | 2 | T T T: X; OBS BLQ BLQ: LFG |  |  |  | N |  |  | 12H | [23 empty] | N | N | N
57438 | Paramount Petroleum Corporation | 58058 | Paramount Refinery | CA | Los Angeles | 1 | Natural Gas Fired Combustion Turbine | GT |  | S | X | X |  |  | 6.7 | 0.92 | 6.5 | 6.5 | 3 | N |  |  | OS | X | 12 | 2002 |  |  | Y | Industrial CHP | 7 | [14 empty] | OVER | [23 empty] | N | N | bar: T T T to OBS BLQ BLQ
57224 | MM West Covina Energy LLC | 54015 | MM West Covina | CA | Los Angeles | GEN2 | Landfill Gas | ST |  | S | X | X |  |  | 6.8 | 0.98 | 5.4 | 5.4 | 5.2 | N |  |  | OP | X | 6 | 1993 |  |  | N | IPP Non-CHP | 2 | T T T: X; OBS BLQ BLQ: LFG; OBS NG PUR: NG; DFO NG NG: NG |  |  |  | N |  |  | 1H | [23 empty] | Y | Y | N
58789 | DOD USMC Marine Air Ground Combat | 58914 | MCAGCC Cogen Plant | CA | San Bernardino | CG1 | Natural Gas Fired Combustion Turbine | GT |  | S | X | X |  |  | 7.2 | 0.92 | 7 | 5 | 3.5 | N |  |  | OP | X | 2 | 2003 |  |  | Y | IPP CHP | 3 | T T T: T; OBS BLQ BLQ: NG; OBS NG PUR: DFO |  |  |  | N | N |  | 1H | [23 empty] | Y | N | Y
14265 | OLS Energy-Chino | 50850 | OLS Energy Chino | CA | San Bernardino | GEN2 | Natural Gas Fired Combined Cycle | CA | CC1 | S | N | X | CIMGEN_7_B1 | CIMGEN_7_B1 | 7.3 | 0.8 | 6.5 | 6 | 2 | N |  |  | OP | X | 12 | 1987 |  |  | Y | IPP CHP | 3 | [11 empty] | N | N |  | 12H | [23 empty] | N | N | N | bar: T T T to OBS BLQ BLQ
49968 | Searles Valley Minerals Operations Inc. | 10684 | Argus Cogen Plant | CA | San Bernardino | TG5 | Conventional Steam Coal | ST |  | W | X | X | CAISO | CAISO | 7.5 | 0.8 | 7 | 7 | 1 | N |  |  | SB | Y | 12 | 1947 |  |  | Y | Industrial CHP | 7 | T | RC | NG | BIT |  |  |  | NG |  |  |  | N | Y |  | 12H |  | Y |  |  | Y | [18 empty] | Y | Y | N
60153 | Mendocino Forest Products | 50049 | Humboldt Sawmill Company | CA | Humboldt | GEN3 | Wood/Wood Waste Biomass | ST |  | S | X | X |  |  | 7.5 | 0.99 | 7.5 | 7.5 | 1 | N |  |  | OP | X | 1 | 1938 |  |  | N | Industrial CHP | 7 | T T T: X; OBS BLQ BLQ: WDS; OBS NG PUR: DFO; DFO NG NG: DFO |  |  |  | N | N |  | 12H | [23 empty] | Y | Y | N
17164 | Sierra Pacific Industries Inc | 54517 | Sierra Pacific Sonora | CA | Tuolumne | GEN3 | Wood/Wood Waste Biomass | ST |  | S | X | X |  |  | 7.5 | 0.8 | 6 | 6.4 | 1 | N |  |  | OP | X | 4 | 2018 |  |  | N | Industrial Non-CHP | 6 | T T T: X; OBS BLQ BLQ: WDS; DFO NG NG: DFO |  |  |  | N | N |  | 12H | [23 empty] | N |  | N
2871 | OLS Energy-Agnews Inc. | 50748 | Agnews Power Plant | CA | Santa Clara | GEN2 | Natural Gas Fired Combined Cycle | CA | CC1 | S | N | X |  |  | 7.6 | 0.8 | 7.3 | 7.4 | 4 | N |  |  | OP | X | 11 | 1990 |  |  | N | IPP Non-CHP | 2 | [11 empty] | N | N |  | 12H | [23 empty] | N | N | N | bar: T T T to OBS BLQ BLQ
56835 | CSUCI Site Authority | 50851 | CSUCI Site Authority | CA | Ventura | GEN2 | Natural Gas Fired Combined Cycle | CA | CC1 | S | N | X |  |  | 7.6 | 0.8 | 6.8 | 6.9 | 6.5 | N |  |  | OP | X | 3 | 1988 |  |  | Y | IPP CHP | 3 | [11 empty] | N | N |  | 12H | [23 empty] | N | N | N | bar: T T T to OBS BLQ BLQ
16088 | City of Riverside - (CA) | 56356 | Clearwater Power Plant | CA | Riverside | ST1 | Natural Gas Fired Combined Cycle | CA | CC1 | S | N | X | CORONS_6_CLRWTR-APND | CORONS_6_CLRWTR-APND | 8 | 0.8 | 7 | 7 | 5 | N |  |  | OP | X | 3 | 2005 |  |  | Y | Electric Utility | 1 | [11 empty] | N | N |  | 12H | [23 empty] | N | N | N | bar: T T T to OBS BLQ BLQ
12745 | Modesto Irrigation District | 7266 | Woodland | CA | Stanislaus | 3A | Natural Gas Internal Combustion Engine | IC |  | S | X | X |  |  | 8.4 | 0.8 | 8.2 | 8.2 | 4 | N |  |  | OP | X | 7 | 2011 |  |  | N | Electric Utility | 1 | [11 empty] | N | N |  | 1H | [23 empty] | N | N | N | bar: T T T to OBS BLQ BLQ; DFO NG NG
12745 | Modesto Irrigation District | 7266 | Woodland | CA | Stanislaus | 3B | Natural Gas Internal Combustion Engine | IC |  | S | X | X |  |  | 8.4 | 0.8 | 8.2 | 8.2 | 4 | N |  |  | OP | X | 7 | 2011 |  |  | N | Electric Utility | 1 | [11 empty] | N | N |  | 1H | [23 empty] | N | N | N | bar: T T T to OBS BLQ BLQ; DFO NG NG
12745 | Modesto Irrigation District | 7266 | Woodland | CA | Stanislaus | 3C | Natural Gas Internal Combustion Engine | IC |  | S | X | X |  |  | 8.4 | 0.8 | 8.2 | 8.2 | 4 | N |  |  | OP | X | 7 | 2011 |  |  | N | Electric Utility | 1 | [11 empty] | N | N |  | 1H | [23 empty] | N | N | N | bar: T T T to OBS BLQ BLQ; DFO NG NG
12745 | Modesto Irrigation District | 7266 | Woodland | CA | Stanislaus | 3D | Natural Gas Internal Combustion Engine | IC |  | S | X | X |  |  | 8.4 | 0.8 | 8.2 | 8.2 | 4 | N |  |  | OP | X | 7 | 2011 |  |  | N | Electric Utility | 1 | [11 empty] | N | N |  | 1H | [23 empty] | N | N | N | bar: T T T to OBS BLQ BLQ; DFO NG NG
12745 | Modesto Irrigation District | 7266 | Woodland | CA | Stanislaus | 3E | Natural Gas Internal Combustion Engine | IC |  | S | X | X |  |  | 8.4 | 0.8 | 8.2 | 8.2 | 4 | N |  |  | OP | X | 7 | 2011 |  |  | N | Electric Utility | 1 | [11 empty] | N | N |  | 1H | [23 empty] | N | N | N | bar: T T T to OBS BLQ BLQ; DFO NG NG
12745 | Modesto Irrigation District | 7266 | Woodland | CA | Stanislaus | 3F | Natural Gas Internal Combustion Engine | IC |  | S | X | X |  |  | 8.4 | 0.8 | 8.2 | 8.2 | 4 | N |  |  | OP | X | 7 | 2011 |  |  | N | Electric Utility | 1 | [11 empty] | N | N |  | 1H | [23 empty] | N | N | N | bar: T T T to OBS BLQ BLQ; DFO NG NG
11217 | Los Angeles County Sanitation | 10091 | Total Energy Facilities | CA | Los Angeles | GEN4 | Other Waste Biomass | CA | CC1 | S | N | X |  |  | 8.7 | 0.9 | 7.4 | 7.4 | 2 | N |  |  | OP | X | 11 | 1986 |  |  | Y | Commercial CHP | 5 | T T T: T; OBS BLQ BLQ: OBG; OBS NG PUR: NG |  |  |  | N | N |  | 12H | [23 empty] | N | N | N
1569 | Berry Petroleum Co | 50622 | Berry Cogen Tanne Hills 18 | CA | Kern | GEN1 | Natural Gas Fired Combustion Turbine | GT |  | S | X | X | ZP26 | ZP26 | 8.8 | 0.8 | 8 | 9 | 4.5 | N |  |  | OP | X | 12 | 1986 |  |  | Y | Industrial CHP | 7 | [11 empty] | N | N |  | 12H | [23 empty] | N | N | N | bar: T T T to OBS BLQ BLQ
1569 | Berry Petroleum Co | 50622 | Berry Cogen Tanne Hills 18 | CA | Kern | GEN2 | Natural Gas Fired Combustion Turbine | GT |  | S | X | X | ZP26 | Zp26 | 8.8 | 0.8 | 8 | 9 | 4.5 | N |  |  | OP | X | 12 | 1986 |  |  | Y | Industrial CHP | 7 | [11 empty] | N | N |  | 12H | [23 empty] | N | N | N | bar: T T T to OBS BLQ BLQ
57299 | Spreckels Sugar Company | 57916 | Spreckels Sugar Company | CA | Imperial | 1 | Natural Gas Steam Turbine | ST |  | S | X | X |  |  | 8.9 | 0.8 | 8.9 | 8.9 | 2 | N |  |  | OP | X | 4 | 1948 |  |  | Y | Industrial CHP | 7 | [11 empty] | N | N |  | 12H | [23 empty] | N | N | N | bar: T T T to OBS BLQ BLQ; DFO NG NG
3452 | Chevron USA Inc-El Segundo | 10213 | El Segundo Cogen | CA | Los Angeles | GEN6 | Natural Gas Fired Combined Cycle | CA | CC1 | W | Y | X |  |  | 9.1 | 0.85 | 9.1 | 9.1 | 2 | N |  |  | OP | X | 3 | 1996 |  |  | Y | Industrial CHP | 7 | T T T: B; OBS BLQ BLQ: NG; OBS NG PUR: OG |  |  |  | N |  |  | 1H | [23 empty] | N
3221 | CPKelco U S Inc | 52147 | C P Kelco San Diego Plant | CA | San Diego | GEN1 | Natural Gas Fired Combustion Turbine | GT |  | S | X | X |  |  | 9.2 | 0.9 | 9.2 | 9.2 | 7 | N |  |  | OP | X | 10 | 1983 |  |  | Y | Industrial CHP | 7 | [11 empty] | N | N |  | 1H | [23 empty] | N | N | N | bar: T T T to OBS BLQ BLQ
56497 | Big Valley Power (BVP) LLC | 10288 | Big Valley Power LLC | CA | Lassen | IS27 | Wood/Wood Waste Biomass | ST |  | S | X | X |  |  | 9.3 | 0.9 | 8.7 | 8.7 | 8.7 |  |  |  | OS | X | 8 | 1983 |  |  | N | Industrial Non-CHP | 6 | T T T: X; OBS BLQ BLQ: WDS; DFO NG NG: AB |  |  |  | N |  |  | 12H | [23 empty] | N | N | N
6529 | Exxon Mobil Production Co | 50270 | ExxonMobil Santa Ynez Facility | CA | Santa Barbara | STG1 | Natural Gas Fired Combined Cycle | CA | CC1 | S | Y | X |  |  | 9.8 | 0.85 | 8.9 | 8.8 | 5 | N |  |  | OS | X | 10 | 1993 |  |  | Y | Industrial CHP | 7 | [11 empty] | N | N |  | OVER | [23 empty] | N | bar: T T T to OBS BLQ BLQ
11217 | Los Angeles County Sanitation | 10091 | Total Energy Facilities | CA | Los Angeles | G2 | Other Waste Biomass | CT | CC1 | S | X | Y |  |  | 9.9 | 0.9 | 8 | 9 | 5 | N |  |  | OP | X | 2 | 2003 |  |  | Y | Commercial CHP | 5 | T T T: T; OBS BLQ BLQ: OBG; OBS NG PUR: NG; OBS WDS WDS: DFO |  |  |  | N | N |  | 1H | [23 empty] | Y | N | Y
11217 | Los Angeles County Sanitation | 10091 | Total Energy Facilities | CA | Los Angeles | G3 | Other Waste Biomass | CT | CC1 | S | X | Y |  |  | 9.9 | 0.9 | 8 | 9 | 5 | N |  |  | OP | X | 12 | 2001 |  |  | Y | Commercial CHP | 5 | T T T: T; OBS BLQ BLQ: OBG; OBS NG PUR: NG; OBS WDS WDS: DFO |  |  |  | N | N |  | 1H | [23 empty] | Y | N | Y
11217 | Los Angeles County Sanitation | 10091 | Total Energy Facilities | CA | Los Angeles | GEN1 | Other Waste Biomass | CT | CC1 | S | X | Y |  |  | 9.9 | 0.9 | 8 | 9 | 5 | N |  |  | OP | X | 1 | 1986 |  |  | Y | Commercial CHP | 5 | T T T: T; OBS BLQ BLQ: OBG; OBS NG PUR: NG; OBS WDS WDS: DFO |  |  |  | N | N |  | 1H | [23 empty] | Y | N | Y
20323 | Wellhead Services, Inc | 10156 | Fresno Cogen Partners | CA | Fresno | GEN2 | Natural Gas Fired Combined Cycle | CA | CC1 | J | N | X |  |  | 10 | 0.8 | 6 | 6.5 | 1.5 | N |  |  | OP | X | 1 | 1990 |  |  | Y | IPP CHP | 3 | [11 empty] | N | N |  | 12H | [23 empty] | N | bar: T T T to OBS BLQ BLQ
3221 | CPKelco U S Inc | 52147 | C P Kelco San Diego Plant | CA | San Diego | GEN2 | Natural Gas Fired Combustion Turbine | GT |  | S | X | X |  |  | 10 | 0.8 | 9.3 | 9.3 | 7 | N |  |  | OP | X | 10 | 1983 |  |  | Y | Industrial CHP | 7 | [11 empty] | N | N |  | 1H | [23 empty] | N | N | N | bar: T T T to OBS BLQ BLQ
3221 | CPKelco U S Inc | 52147 | C P Kelco San Diego Plant | CA | San Diego | GEN3 | Natural Gas Fired Combustion Turbine | GT |  | S | X | X |  |  | 10 | 0.8 | 9.3 | 9.3 | 7 | N |  |  | OS | X | 10 | 1983 |  |  | Y | Industrial CHP | 7 | [11 empty] | N | N |  | 1H | [23 empty] | N | N | N | bar: T T T to OBS BLQ BLQ
38215 | Phillips 66 - Los Angeles | 54451 | Los Angeles Refinery Wilmington | CA | Los Angeles | G1 | Other Natural Gas | OT |  | S | X | X |  |  | 10 | 1 | 6.1 | 7 | 6.1 | N |  |  | OS | X | 5 | 1984 |  |  | N | Industrial CHP | 7 | [11 empty] | N | N |  | OVER | [23 empty] | N | bar: T T T to OBS BLQ BLQ
16088 | City of Riverside - (CA) | 56144 | Springs Generating Station | CA | Riverside | 1 | Natural Gas Fired Combustion Turbine | GT |  | S | X | X | RVSIDE_6_SPRING-APND | RVSIDE_6_SPRING-APND | 10 | 0.8 | 10 | 10 | 8 | N |  |  | OP | X | 7 | 2002 |  |  | N | Electric Utility | 1 | [11 empty] | N | N |  | 12H | [23 empty] | N | N | N | bar: T T T to OBS BLQ BLQ; DFO NG NG
16088 | City of Riverside - (CA) | 56144 | Springs Generating Station | CA | Riverside | 2 | Natural Gas Fired Combustion Turbine | GT |  | S | X | X | RVSIDE_6_SPRING-APND | RVSIDE_6_SPRING-APND | 10 | 0.8 | 10 | 10 | 8 | N |  |  | OP | X | 7 | 2002 |  |  | N | Electric Utility | 1 | [11 empty] | N | N |  | 12H | [23 empty] | N | N | N | bar: T T T to OBS BLQ BLQ; DFO NG NG
16088 | City of Riverside - (CA) | 56144 | Springs Generating Station | CA | Riverside | 3 | Natural Gas Fired Combustion Turbine | GT |  | S | X | X | RVSIDE_6_SPRING-APND | RVSIDE_6_SPRING-APND | 10 | 0.8 | 10 | 10 | 8 | N |  |  | OP | X | 7 | 2002 |  |  | N | Electric Utility | 1 | [11 empty] | N | N |  | 12H | [23 empty] | N | N | N | bar: T T T to OBS BLQ BLQ; DFO NG NG
16088 | City of Riverside - (CA) | 56144 | Springs Generating Station | CA | Riverside | 4 | Natural Gas Fired Combustion Turbine | GT |  | S | X | X | RVSIDE_6_SPRING-APND | RVSIDE_6_SPRING-APND | 10 | 0.8 | 10 | 10 | 8 | N |  |  | OP | X | 7 | 2002 |  |  | N | Electric Utility | 1 | [11 empty] | N | N |  | 12H | [23 empty] | N | N | N | bar: T T T to OBS BLQ BLQ; DFO NG NG
22269 | Goal Line LP | 54749 | Goal Line LP | CA | San Diego | STG | Natural Gas Fired Combined Cycle | CA | CC1 | S | N | X |  |  | 10.2 | 0.85 | 9.4 | 9.4 | 6 | N |  |  | OP | X | 8 | 1994 |  |  | Y | IPP CHP | 3 | [11 empty] | N | N |  | 12H | [23 empty] | N | N | N | bar: T T T to OBS BLQ BLQ
3084 | Carson Cogeneration Co | 10169 | Carson Cogeneration | CA | Los Angeles | GEN2 | Natural Gas Fired Combined Cycle | CA | CC1 | J | N | X |  |  | 10.5 | 1 | 8 | 8.1 | 3 | N |  |  | OP | X | 1 | 1990 |  |  | N | IPP Non-CHP | 2 | [11 empty] | N | N |  | 12H | [23 empty] | N | N | bar: T T T to OBS BLQ BLQ
2848 | California Institute-Technology | 10262 | California Institute of Technology | CA | Los Angeles | GEN6 | Natural Gas Fired Combined Cycle | CT | CC1 | S | X | N |  |  | 10.5 | 0.9 | 9 | 9.9 | 9 | N |  |  | OP | X | 8 | 2003 |  |  | Y | Commercial CHP | 5 | [11 empty] | N | N |  | 1H | [23 empty] | N | N | N | bar: T T T to OBS BLQ BLQ
57384 | Brea Power II | 58007 | Brea Expansion Plant | CA | Orange | G5 | Landfill Gas | CA | CC1 | S | N | X | OLINDA_6_N009 | OLINDA_6_N009 | 10.5 | 0.98 | 10 | 10 | 4 | N |  |  | OP | X | 11 | 2012 |  |  | N | IPP Non-CHP | 2 | T T T: X; OBS BLQ BLQ: LFG |  |  |  | N |  |  | 12H | [23 empty] | N | N | N
60396 | Constellation New Energy Inc. | 60960 | Hyperion Treatment Plant CHP Plant | CA | Los Angeles | CTG1 | Other Waste Biomass | GT |  | W | X | X |  |  | 11 | 0.9 | 10 | 10 | 8.8 | N |  |  | OP | X | 4 | 2017 |  |  | N | IPP Non-CHP | 2 | T T T: X; OBS BLQ BLQ: OBG; OBS NG PUR: DFO; DFO NG NG: NG | [6 empty] | 12H | [23 empty] | Y | Y | N
60396 | Constellation New Energy Inc. | 60960 | Hyperion Treatment Plant CHP Plant | CA | Los Angeles | CTG2 | Other Waste Biomass | GT |  | W | X | X |  |  | 11 | 0.9 | 10 | 10 | 8.8 | N |  |  | OP | X | 4 | 2017 |  |  | N | IPP Non-CHP | 2 | T T T: X; OBS BLQ BLQ: OBG; OBS NG PUR: NG; DFO NG NG: NG | [6 empty] | 12H | [23 empty] | Y | Y | N
60396 | Constellation New Energy Inc. | 60960 | Hyperion Treatment Plant CHP Plant | CA | Los Angeles | STG1 | Other Waste Biomass | GT |  | W | X | X |  |  | 11 | 0.9 | 2 | 2 | 1 | N |  |  | OP | X | 4 | 2017 |  |  | N | IPP Non-CHP | 2 | T T T: X; OBS BLQ BLQ: OBG; OBS NG PUR: NG; DFO NG NG: NG | [6 empty] | 12H | [23 empty] | Y | Y | N
4382 | Colton Power LP | 55934 | Century Generating Facility | CA | San Bernardino | C1 | Natural Gas Fired Combustion Turbine | GT |  | S | X | X | CENTRY_6_PL1X4 | SLIC SP15 | 11.2 | 1 | 9.5 | 11 | 6 | N |  |  | OP | X | 9 | 2001 |  |  | N | IPP Non-CHP | 2 | [11 empty] | N | N |  | 12H | [23 empty] | N | N | N | bar: T T T to OBS BLQ BLQ
4382 | Colton Power LP | 55934 | Century Generating Facility | CA | San Bernardino | C2 | Natural Gas Fired Combustion Turbine | GT |  | S | X | X | CENTRY_6_PL1X4 | SLIC SP15 | 11.2 | 1 | 9.5 | 11 | 6 | N |  |  | OP | X | 9 | 2001 |  |  | N | IPP Non-CHP | 2 | [11 empty] | N | N |  | 12H | [23 empty] | N | N | N | bar: T T T to OBS BLQ BLQ
4382 | Colton Power LP | 55934 | Century Generating Facility | CA | San Bernardino | C3 | Natural Gas Fired Combustion Turbine | GT |  | S | X | X | CENTRY_6_PL1X4 | SLIC SP15 | 11.2 | 1 | 9.5 | 11 | 6 | N |  |  | OP | X | 9 | 2001 |  |  | N | IPP Non-CHP | 2 | [11 empty] | N | N |  | 12H | [23 empty] | N | N | N | bar: T T T to OBS BLQ BLQ
4382 | Colton Power LP | 55934 | Century Generating Facility | CA | San Bernardino | C4 | Natural Gas Fired Combustion Turbine | GT |  | S | X | X | CENTRY_6_PL1X4 | SLIC SP15 | 11.2 | 1 | 9.5 | 11 | 6 | N |  |  | OP | X | 9 | 2001 |  |  | N | IPP Non-CHP | 2 | [11 empty] | N | N |  | 12H | [23 empty] | N | N | N | bar: T T T to OBS BLQ BLQ
4382 | Colton Power LP | 55935 | Drews Generating Facility | CA | San Bernardino | D1 | Natural Gas Fired Combustion Turbine | GT |  | S | X | X | DREWS_6_PL1X4 | SLIC SP15 | 11.2 | 1 | 9.5 | 11 | 6 | N |  |  | OP | X | 8 | 2001 |  |  | N | IPP Non-CHP | 2 | [11 empty] | N | N |  | 12H | [23 empty] | N | bar: T T T to OBS BLQ BLQ
4382 | Colton Power LP | 55935 | Drews Generating Facility | CA | San Bernardino | D2 | Natural Gas Fired Combustion Turbine | GT |  | S | X | X | DREWS_6_PL1X4 | SLIC SP15 | 11.2 | 1 | 9.5 | 11 | 6 | N |  |  | OP | X | 8 | 2001 |  |  | N | IPP Non-CHP | 2 | [11 empty] | N | N |  | 12H | [23 empty] | N | bar: T T T to OBS BLQ BLQ
4382 | Colton Power LP | 55935 | Drews Generating Facility | CA | San Bernardino | D3 | Natural Gas Fired Combustion Turbine | GT |  | S | X | X | DREWS_6_PL1X4 | SLIC SP15 | 11.2 | 1 | 9.5 | 11 | 6 | N |  |  | OP | X | 8 | 2001 |  |  | N | IPP Non-CHP | 2 | [11 empty] | N | N |  | 12H | [23 empty] | N | bar: T T T to OBS BLQ BLQ
4382 | Colton Power LP | 55935 | Drews Generating Facility | CA | San Bernardino | D4 | Natural Gas Fired Combustion Turbine | GT |  | S | X | X | DREWS_6_PL1X4 | SLIC SP15 | 11.2 | 1 | 9.5 | 11 | 6 | N |  |  | OP | X | 8 | 2001 |  |  | N | IPP Non-CHP | 2 | [11 empty] | N | N |  | 12H | [23 empty] | N | bar: T T T to OBS BLQ BLQ
8303 | Harbor Cogeneration Co. | 50541 | Harbor Cogen | CA | Los Angeles | ST2 | Natural Gas Fired Combined Cycle | CA | HCCC | S | N | X | HARBGN_7_UNITS | HARBGN_7_UNITS | 11.5 | 1 | 11 | 11 | 0 | N |  |  | OP | X | 6 | 2001 |  |  | N | IPP Non-CHP | 2 | [11 empty] | N | N |  | 12H | [23 empty] | N | N | N | bar: T T T to OBS BLQ BLQ
59849 | Dinuba Energy | 60100 | Dinuba Energy | CA | Tulare | G-1 | Wood/Wood Waste Biomass | ST |  | S | X | X |  | DINUBAE_7_B2 | 11.5 | 0.85 | 11.5 | 11.5 | 5 | N |  |  | SB | Y | 10 | 1985 |  |  | N | IPP Non-CHP | 2 | T T T: X; OBS BLQ BLQ: WDS; OBS NG PUR: AB; DFO NG NG: NG |  |  |  | N | N |  | OVER | [23 empty] | Y | Y | N
2696 | Tesoro Carson Refinery | 50540 | BP Carson Refinery | CA | Los Angeles | GEN1 | Other Gases | OT |  | S | X | X |  |  | 12 | 0.9 | 6.5 | 6.5 | 1 | N |  |  | SB | Y | 6 | 1984 |  |  | N | Industrial Non-CHP | 6 | [11 empty] | N | N |  | 12H | [23 empty] | N | N | N | bar: T T T to OBS BLQ BLQ
11216 | Los Angeles County | 10623 | Civic Center | CA | Los Angeles | GEN2 | Natural Gas Fired Combined Cycle | CA | CC1 | S | N | X |  |  | 12.4 | 0.92 | 1.5 | 0.5 | 0.5 | N |  |  | OP | X | 8 | 1989 |  |  | Y | Commercial CHP | 5 | [11 empty] | N |  |  | 12H | [23 empty] | N | N | N | bar: T T T to OBS BLQ BLQ
60153 | Mendocino Forest Products | 50049 | Humboldt Sawmill Company | CA | Humboldt | GEN1 | Wood/Wood Waste Biomass | ST |  | S | X | X |  |  | 12.5 | 0.99 | 13 | 13 | 1 | N |  |  | OP | X | 3 | 1988 |  |  | Y | Industrial CHP | 7 | T T T: T; OBS BLQ BLQ: WDS; OBS NG PUR: DFO; DFO NG NG: DFO |  |  |  | N | N |  | 12H | [23 empty] | Y | Y | N
60153 | Mendocino Forest Products | 50049 | Humboldt Sawmill Company | CA | Humboldt | GEN2 | Wood/Wood Waste Biomass | ST |  | S | X | X |  |  | 12.5 | 0.99 | 13 | 13 | 1 | N |  |  | OP | X | 3 | 1988 |  |  | Y | Industrial CHP | 7 | T T T: T; OBS BLQ BLQ: WDS; OBS NG PUR: DFO; DFO NG NG: DFO |  |  |  | N | N |  | 12H | [23 empty] | Y | Y | N
55953 | Ampersand Chowchilla Biomass LLC | 56706 | Ampersand Chowchilla Biomass LLC | CA | Madera | AMPC | Wood/Wood Waste Biomass | ST |  | S | X | X | NP15 | NP15 | 12.5 | 0.85 | 10.5 | 10.5 | 8 | N |  |  | OP | X | 5 | 2008 |  |  | N | IPP Non-CHP | 2 | T T T: X; OBS BLQ BLQ: WDS; DFO NG NG: NG |  |  |  | N | N |  | 12H | N |  |  |  | N | [18 empty] | N | N | N
55952 | Merced Power LLC | 56707 | El Nido Facility | CA | Merced | AMPC | Wood/Wood Waste Biomass | ST |  | S | X | X | NP15 | NP15 | 12.5 | 0.85 | 10.5 | 10.5 | 8 | N |  |  | OP | X | 8 | 2008 |  |  | N | IPP Non-CHP | 2 | T T T: X; OBS BLQ BLQ: WDS; DFO NG NG: PG |  |  |  | N | N |  | 12H | [23 empty] | N | N | N
56905 | Algonquin Power Sanger LLC | 57564 | Algonquin Power Sanger LLC | CA | Fresno | STG2 | Natural Gas Fired Combined Cycle | CA | CC1 | S | N | X |  |  | 12.5 | 0.85 | 12.5 | 12.5 | 3 | N |  |  | OP | X | 5 | 2012 |  |  | N | IPP Non-CHP | 2 | T T T: X; OBS BLQ BLQ: NG; DFO NG NG: WH |  |  |  | N | N |  | 12H | [23 empty] | N | N | N
10337 | KES Kingsburg LP | 10405 | Kingsburg Cogen | CA | Fresno | GEN2 | Natural Gas Fired Combined Cycle | CA | CC1 | S | Y | X |  |  | 13.1 | 0.9 | 11.8 | 11.8 | 4 | N |  |  | OP | X | 12 | 1990 |  |  | Y | IPP CHP | 3 | [11 empty] | N | N |  | 12H | [23 empty] | N | N | bar: T T T to OBS BLQ BLQ
54894 | Roseburg Forest Products | 56469 | Roseburg Forest Products Biomass | CA | Siskiyou | 1 | Wood/Wood Waste Biomass | ST |  | S | X | X |  |  | 13.4 | 1 | 9 | 9 | 5 | N |  |  | OP | X | 12 | 2010 |  |  | Y | Industrial CHP | 7 | T T T: T; OBS BLQ BLQ: WDS; DFO NG NG: WDS |  |  |  | N | N | 0 | OVER | [20 empty] | N |  |  | N | N | N
56427 | University of California Irvine | 57122 | UCI Facilities Management Central Plant | CA | Orange | CTG1 | Natural Gas Fired Combined Cycle | CT | CC1 | S | X | N | N/A | N/A | 13.5 | 0.8 | 13.5 | 13.5 | 7.5 | N |  |  | OP | X | 7 | 2007 |  |  | Y | Commercial CHP | 5 | [11 empty] | N | N |  | 12H | [23 empty] | N | N | N | bar: T T T to OBS BLQ BLQ
8303 | Harbor Cogeneration Co. | 50541 | Harbor Cogen | CA | Los Angeles | ST1 | Natural Gas Fired Combined Cycle | CA | HCCC | S | N | X | HARBGN_7_UNITS | HARBGN_7_UNITS | 13.6 | 1 | 9.9 | 10.4 | 0 | N |  |  | OP | X | 6 | 2001 |  |  | N | IPP Non-CHP | 2 | [11 empty] | N | N |  | 12H | [23 empty] | N | N | N | bar: T T T to OBS BLQ BLQ
56120 | Blue Lake Power LLC | 10764 | Blue Lake Power LLC | CA | Humboldt | GEN1 | Wood/Wood Waste Biomass | ST |  | S | X | X |  |  | 13.8 | 0.85 | 11.5 | 10 | 10 | N |  |  | OS | X | 7 | 1985 |  |  | N | IPP Non-CHP | 2 | T T T: X; OBS BLQ BLQ: WDS; OBS NG PUR: PG; DFO NG NG: PG |  |  |  | N | N |  | OVER | [23 empty] | Y | N | N
19524 | University of California-LA | 52073 | UCLA So Campus Cogen Project | CA | Los Angeles | GEN3 | Natural Gas Fired Combined Cycle | CA | CC1 | S | Y | X |  |  | 14 | 0.8 | 11 | 12 | 1 | N |  |  | OP | X | 10 | 1993 |  |  | Y | Commercial CHP | 5 | [11 empty] | N | N |  | 12H | [23 empty] | N | N | bar: T T T to OBS BLQ BLQ; DFO NG NG
19524 | University of California-LA | 52073 | UCLA So Campus Cogen Project | CA | Los Angeles | GEN1 | Natural Gas Fired Combined Cycle | CT | CC1 | S | X | N |  |  | 14.5 | 0.8 | 12.5 | 13.5 | 5 | N |  |  | OP | X | 10 | 1993 |  |  | Y | Commercial CHP | 5 | T T T: T; OBS BLQ BLQ: NG; OBS NG PUR: DFO; DFO NG NG: NG |  |  |  | N | N |  | 12H | [23 empty] | Y | N | Y
19524 | University of California-LA | 52073 | UCLA So Campus Cogen Project | CA | Los Angeles | GEN2 | Natural Gas Fired Combined Cycle | CT | CC1 | S | X | N |  |  | 14.5 | 0.8 | 12.5 | 13.5 | 5 | N |  |  | OP | X | 10 | 1993 |  |  | Y | Commercial CHP | 5 | T T T: T; OBS BLQ BLQ: NG; OBS NG PUR: DFO; DFO NG NG: NG |  |  |  | N | N |  | 12H | [23 empty] | Y | N | Y
56918 | University of California San Diego | 57584 | University of California San Diego Hybrid | CA | San Diego | NT2 | Natural Gas Fired Combined Cycle | CT | CC1 | S | X | N |  |  | 15 | 0.91 | 13.5 | 13.5 | 8 | N |  |  | OP | X | 7 | 2001 |  |  | Y | Commercial CHP | 5 | [11 empty] | N | N |  | 12H | [23 empty] | N | N | bar: T T T to OBS BLQ BLQ; DFO NG NG
56918 | University of California San Diego | 57584 | University of California San Diego Hybrid | CA | San Diego | ST1 | Natural Gas Fired Combined Cycle | CT | CC1 | S | X | N |  |  | 15 | 0.91 | 13.5 | 13.5 | 8 | N |  |  | OP | X | 7 | 2001 |  |  | Y | Commercial CHP | 5 | [11 empty] | N | N |  | 12H | [23 empty] | N | N | bar: T T T to OBS BLQ BLQ; DFO NG NG
14534 | City of Pasadena - (CA) | 422 | Glenarm | CA | Los Angeles | ST1 | Natural Gas Fired Combined Cycle | CA | 1 | S | N | X | Unit 5 | Unit 5 | 16 | 0.9 | 16 | 16 | 6 | N |  |  | OP | X | 12 | 2016 |  |  | N | Electric Utility | 1 | [11 empty] | N | N |  | 12H | [23 empty] | N | N | N | bar: T T T to OBS BLQ BLQ
22091 | New-Indy Ontario LLC | 10427 | New-Indy Ontario Mill | CA | San Bernardino | GEN2 | Natural Gas Fired Combustion Turbine | GT |  | S | X | X |  |  | 16.5 | 1 | 14.7 | 14.8 | 8 | N |  |  | OP | X | 11 | 2019 |  |  | N | Industrial Non-CHP | 6 | [11 empty] | N | N |  | 12H | [23 empty] | N | N | N | bar: T T T to OBS BLQ BLQ
22091 | New-Indy Ontario LLC | 10427 | New-Indy Ontario Mill | CA | San Bernardino | GEN3 | Natural Gas Fired Combustion Turbine | GT |  | S | X | X |  |  | 16.5 | 1 | 14.7 | 14.8 | 8 | N |  |  | OP | X | 11 | 2019 |  |  | N | Industrial Non-CHP | 6 | [11 empty] | N | N |  | 12H | [23 empty] | N | N | N | bar: T T T to OBS BLQ BLQ
14328 | Pacific Gas & Electric Co. | 246 | Humboldt Bay | CA | Humboldt | IC1 | Natural Gas Internal Combustion Engine | IC |  | S | X | X | HMBUNIT1_7_GN010 | HMBUNIT1_7_GN010 | 16.7 | 0.8 | 16.3 | 16.3 | 14.5 | N |  |  | OP | X | 9 | 2010 |  |  | N | Electric Utility | 1 | T T T: X; OBS BLQ BLQ: NG; OBS NG PUR: DFO; OBS WDS WDS: OBG |  |  |  | N |  |  | 1H | [23 empty] | Y | Y | Y
14328 | Pacific Gas & Electric Co. | 246 | Humboldt Bay | CA | Humboldt | IC10 | Natural Gas Internal Combustion Engine | IC |  | S | X | X | HMBUNIT2_7_GN010 | HMBUNIT2_7_GN010 | 16.7 | 0.8 | 16.3 | 16.3 | 14.5 | N |  |  | OP | X | 9 | 2010 |  |  | N | Electric Utility | 1 | T T T: X; OBS BLQ BLQ: NG; OBS NG PUR: DFO; OBS WDS WDS: OBG |  |  |  | N |  |  | 1H | [23 empty] | Y | Y | Y
14328 | Pacific Gas & Electric Co. | 246 | Humboldt Bay | CA | Humboldt | IC2 | Natural Gas Internal Combustion Engine | IC |  | S | X | X | HMBUNIT1_7_GN010 | HMBUNIT1_7_GN010 | 16.7 | 0.8 | 16.3 | 16.3 | 14.5 | N |  |  | OP | X | 9 | 2010 |  |  | N | Electric Utility | 1 | T T T: X; OBS BLQ BLQ: NG; OBS NG PUR: DFO; OBS WDS WDS: OBG |  |  |  | N |  |  | 1H | [23 empty] | Y | Y | Y
14328 | Pacific Gas & Electric Co. | 246 | Humboldt Bay | CA | Humboldt | IC3 | Natural Gas Internal Combustion Engine | IC |  | S | X | X | HMBUNIT1_7_GN010 | HMBUNIT1_7_GN010 | 16.7 | 0.8 | 16.3 | 16.3 | 14.5 | N |  |  | OP | X | 3 | 2011 |  |  | N | Electric Utility | 1 | T T T: X; OBS BLQ BLQ: NG; OBS NG PUR: DFO; OBS WDS WDS: OBG |  |  |  | N |  |  | 1H | [23 empty] | Y | Y | Y
14328 | Pacific Gas & Electric Co. | 246 | Humboldt Bay | CA | Humboldt | IC4 | Natural Gas Internal Combustion Engine | IC |  | S | X | X | HMBUNIT3_7_GN010 | HMBUNIT3_7_GN010 | 16.7 | 0.8 | 16.3 | 16.3 | 14.5 | N |  |  | OP | X | 9 | 2010 |  |  | N | Electric Utility | 1 | T T T: X; OBS BLQ BLQ: NG; OBS NG PUR: DFO; OBS WDS WDS: OBG |  |  |  | N |  |  | 1H | [23 empty] | Y | Y | Y
14328 | Pacific Gas & Electric Co. | 246 | Humboldt Bay | CA | Humboldt | IC5 | Natural Gas Internal Combustion Engine | IC |  | S | X | X | HMBUNIT3_7_GN010 | HMBUNIT3_7_GN010 | 16.7 | 0.8 | 16.3 | 16.3 | 15.4 | N |  |  | OP | X | 9 | 2010 |  |  | N | Electric Utility | 1 | T T T: X; OBS BLQ BLQ: NG; OBS NG PUR: DFO; OBS WDS WDS: OBG |  |  |  | N |  |  | 1H | [23 empty] | Y | Y | Y
14328 | Pacific Gas & Electric Co. | 246 | Humboldt Bay | CA | Humboldt | IC6 | Natural Gas Internal Combustion Engine | IC |  | S | X | X | HMBUNIT3_7_GN010 | HMBUNIT3_7_GN010 | 16.7 | 0.8 | 16.3 | 16.3 | 14.5 | N |  |  | OP | X | 9 | 2010 |  |  | N | Electric Utility | 1 | T T T: X; OBS BLQ BLQ: NG; OBS NG PUR: DFO; OBS WDS WDS: OBG |  |  |  | N |  |  | 1H | [23 empty] | Y | Y | Y
14328 | Pacific Gas & Electric Co. | 246 | Humboldt Bay | CA | Humboldt | IC7 | Natural Gas Internal Combustion Engine | IC |  | S | X | X | HMBUNIT3_7_GN010 | HMBUNIT3_7_GN010 | 16.7 | 0.8 | 16.3 | 16.3 | 14.5 | N |  |  | OP | X | 9 | 2010 |  |  | N | Electric Utility | 1 | T T T: X; OBS BLQ BLQ: NG; OBS NG PUR: DFO; OBS WDS WDS: OBG |  |  |  | N |  |  | 1H | [23 empty] | Y | Y | Y
14328 | Pacific Gas & Electric Co. | 246 | Humboldt Bay | CA | Humboldt | IC8 | Natural Gas Internal Combustion Engine | IC |  | S | X | X | HMBUNIT2_7_GN010 | HMBUNIT2_7_GN010 | 16.7 | 0.8 | 16.3 | 16.3 | 14.5 | N |  |  | OP | X | 9 | 2010 |  |  | N | Electric Utility | 1 | T T T: X; OBS BLQ BLQ: NG; OBS NG PUR: DFO; OBS WDS WDS: OBG |  |  |  | N |  |  | 1H | [23 empty] | Y | Y | Y
14328 | Pacific Gas & Electric Co. | 246 | Humboldt Bay | CA | Humboldt | IC9 | Natural Gas Internal Combustion Engine | IC |  | S | X | X | HMBUNIT2_7_GN010 | HMBUNIT2_7_GN010 | 16.7 | 0.8 | 16.7 | 16.7 | 14.5 | N |  |  | OP | X | 9 | 2010 |  |  | N | Electric Utility | 1 | T T T: X; OBS BLQ BLQ: NG; OBS NG PUR: DFO; OBS WDS WDS: OBG |  |  |  | N |  |  | 1H | [23 empty] | Y | Y | Y
16534 | Sacramento Municipal Util Dist | 7527 | Carson Ice-Gen Project | CA | Sacramento | 2 | Natural Gas Fired Combined Cycle | CA | CC1 | W | Y | X |  |  | 17.5 | 0.85 | 16.6 | 16.6 | 2 | N |  |  | OP | X | 10 | 1995 |  |  | Y | Electric Utility | 1 | [11 empty] | N | N |  | 12H | [23 empty] | N | bar: T T T to OBS BLQ BLQ
15783 | City of Redding - (CA) | 7307 | Redding Power | CA | Shasta | 1 | Natural Gas Fired Combustion Turbine | GT |  | S | X | X |  |  | 18 | 0.85 | 16 | 17 | 14 | N |  |  | OP | X | 10 | 1996 |  |  | N | Electric Utility | 1 | [11 empty] | N | N |  | 1H |  | N |  |  | N | [15 empty] | N |  |  | N | N | N | bar: T T T to OBS BLQ BLQ
59186 | Mesquite Lake Water & Power Plant 1 | 57154 | Mesquite Lake Water & Power Plant 1 | CA | Imperial | 1209 | Wood/Wood Waste Biomass | ST |  | S | X | X |  |  | 18.1 | 0.85 | 13 | 13 | 10 | N |  |  | OS | X | 6 | 2009 |  |  | N | IPP Non-CHP | 2 | T T T: X; OBS BLQ BLQ: WDS; DFO NG NG: NG |  |  |  | N |  |  | 12H | [23 empty] | N | N | N
4208 | Phillips 66 Company | 50119 | Phillips 66 Rodeo Refinery | CA | Contra Costa | GENA | Other Gases | GT |  | S | X | X |  |  | 18.3 | 0.85 | 15.3 | 15.5 | 12 | N |  |  | OP | X | 5 | 1987 |  |  | Y | Industrial CHP | 7 | T T T: T; OBS BLQ BLQ: OG; OBS NG PUR: NG |  |  |  | N | N |  | OVER | [23 empty] | Y | Y | N
4208 | Phillips 66 Company | 50119 | Phillips 66 Rodeo Refinery | CA | Contra Costa | GENB | Other Gases | GT |  | S | X | X |  |  | 18.3 | 0.85 | 15.4 | 16.6 | 12 | N |  |  | OP | X | 5 | 1987 |  |  | Y | Industrial CHP | 7 | T T T: T; OBS BLQ BLQ: OG; OBS NG PUR: NG |  |  |  | N | N |  | OVER | [23 empty] | Y | Y | N
4208 | Phillips 66 Company | 50119 | Phillips 66 Rodeo Refinery | CA | Contra Costa | GENC | Other Gases | GT |  | S | X | X |  |  | 18.3 | 0.85 | 14.9 | 16.4 | 12 | N |  |  | OP | X | 5 | 1987 |  |  | Y | Industrial CHP | 7 | T T T: T; OBS BLQ BLQ: OG; OBS NG PUR: NG |  |  |  | N | N |  | OVER | [23 empty] | Y | Y | N
20541 | Wheelabrator Environmental Systems | 50881 | Wheelabrator Shasta | CA | Shasta | GEN1 | Wood/Wood Waste Biomass | ST |  | S | X | X |  |  | 18.3 | 0.95 | 18.8 | 18.8 | 2 | N |  |  | OP | X | 10 | 1987 |  |  | N | IPP Non-CHP | 2 | T T T: X; OBS BLQ BLQ: WDS; OBS NG PUR: AB; DFO NG NG: NG |  |  |  | N | N |  | 12H | [23 empty] | Y | Y | N
20541 | Wheelabrator Environmental Systems | 50881 | Wheelabrator Shasta | CA | Shasta | GEN2 | Wood/Wood Waste Biomass | ST |  | S | X | X |  |  | 18.3 | 0.95 | 18.8 | 18.8 | 2 | N |  |  | OP | X | 11 | 1987 |  |  | N | IPP Non-CHP | 2 | T T T: X; OBS BLQ BLQ: WDS; OBS NG PUR: AB; DFO NG NG: NG |  |  |  | N | N |  | 12H | [23 empty] | Y | Y | N
20541 | Wheelabrator Environmental Systems | 50881 | Wheelabrator Shasta | CA | Shasta | GEN3 | Wood/Wood Waste Biomass | ST |  | S | X | X |  |  | 18.3 | 0.95 | 18.8 | 18.8 | 2 | N |  |  | OP | X | 11 | 1987 |  |  | N | IPP Non-CHP | 2 | T T T: X; OBS BLQ BLQ: WDS; OBS NG PUR: AB; DFO NG NG: NG |  |  |  | N | N |  | 12H | [23 empty] | Y | Y | N
20323 | Wellhead Services, Inc | 10156 | Fresno Cogen Partners | CA | Fresno | GEN3 | Natural Gas Fired Combustion Turbine | GT |  | J | X | X |  |  | 18.6 | 0.85 | 18.6 | 18.6 | 14 | N |  |  | OP | X | 8 | 2001 |  |  | N | IPP CHP | 3 | [11 empty] | N | N |  | 1H | [23 empty] | N | bar: T T T to OBS BLQ BLQ
54788 | DG Fairhaven Power LLC | 10052 | Fairhaven Power | CA | Humboldt | GEN1 | Wood/Wood Waste Biomass | ST |  | W | X | X |  |  | 18.8 | 0.95 | 16 | 16 | 1 | N |  |  | OA | X | 9 | 1986 |  |  | N | IPP Non-CHP | 2 | T T T: X; OBS BLQ BLQ: WDS; OBS NG PUR: NG; DFO NG NG: NG |  |  |  | N | N |  | OVER | [23 empty] | Y | Y | N
17164 | Sierra Pacific Industries Inc | 10144 | Sierra Pacific Lincoln Facility | CA | Placer | GEN4 | Wood/Wood Waste Biomass | ST |  | S | X | X | SPILINCF_7_N002 | SPILINCF_7_N002 | 19.2 | 0.85 | 17.5 | 16.9 | 1 | N |  |  | OP | X | 3 | 2004 |  |  | Y | Industrial CHP | 7 | T T T: T; OBS BLQ BLQ: WDS; DFO NG NG: NG |  |  |  | N |  |  | 12H | [23 empty] | N | N | N
15375 | Procter&Gamble Paper Products Co-Oxnard | 50464 | Oxnard | CA | Ventura | GEN1 | Natural Gas Fired Combustion Turbine | GT |  | S | X | X |  |  | 19.2 | 0.9 | 22.4 | 22.4 | 17 | N |  |  | OP | X | 7 | 1982 |  |  | Y | Industrial CHP | 7 | [11 empty] | N | N |  | 1H | [20 empty] | N |  |  | N | N | N | bar: T T T to OBS BLQ BLQ
7294 | City of Glendale - (CA) | 377 | Grayson | CA | Los Angeles | 1 | Natural Gas Fired Combined Cycle | CA | CC1 | S | N | X |  |  | 20 | 0.85 | 19 | 19 | 1 | N |  |  | OP | X | 7 | 1977 |  |  | N | Electric Utility | 1 | [11 empty] | N | N |  | 12H | [23 empty] | N | N | N | bar: T T T to OBS BLQ BLQ
7294 | City of Glendale - (CA) | 377 | Grayson | CA | Los Angeles | 2 | Natural Gas Fired Combined Cycle | CA | CC1 | S | N | X |  |  | 20 | 0.85 | 19 | 19 | 1 | N |  |  | OP | X | 7 | 1977 |  |  | N | Electric Utility | 1 | [11 empty] | N | N |  | 12H | [23 empty] | N | N | N | bar: T T T to OBS BLQ BLQ
49968 | Searles Valley Minerals Operations Inc. | 10685 | Westend Facility | CA | San Bernardino | PINA | Natural Gas Fired Combustion Turbine | GT |  | W | X | X |  |  | 20 | 0.8 | 15 | 15 | 1 |  |  |  | OS | X | 1 | 1969 |  |  | Y | Industrial CHP | 7 | [11 empty] | N |  |  | 12H | [23 empty] | N | N | N | bar: T T T to OBS BLQ BLQ
17164 | Sierra Pacific Industries Inc | 50110 | Sierra Pacific Burney Facility | CA | Shasta | GEN1 | Wood/Wood Waste Biomass | ST |  | S | X | X | SPI-BURN_7_N003 | SPI-BURN_7_N003 | 20 | 0.85 | 18.9 | 17.9 | 1 | N |  |  | OP | X | 10 | 1986 |  |  | Y | Industrial CHP | 7 | T T T: T; OBS BLQ BLQ: WDS; DFO NG NG: NG |  |  |  | N | N |  | 12H | [23 empty] | N
61379 | ARP-Loyalton Cogen LLC | 50111 | Sierra Pacific Loyalton Facility | CA | Sierra | GEN1 | Wood/Wood Waste Biomass | ST |  | S | X | X |  |  | 20 | 0.85 | 11.8 | 16.5 | 1.5 | N |  |  | OS | X | 9 | 1989 |  |  | N | IPP Non-CHP | 2 | T T T: X; OBS BLQ BLQ: WDS; DFO NG NG: DFO |  |  |  | N |  |  | 12H | [23 empty] | N
11651 | Martinez Refining Co | 54912 | Martinez Refining | CA | Contra Costa | STG1 | Other Gases | CA | CC1 | S | Y | X |  |  | 20 | 0.85 | 20 | 20 | 4 | N |  |  | OP | X | 12 | 1995 |  |  | Y | Industrial CHP | 7 | [11 empty] | N |  |  | 12H | [23 empty] | N | bar: T T T to OBS BLQ BLQ
55960 | Mesquite Lake Energy Park | 50363 | Mesquite Lake Energy Park Plant 2 | CA | Imperial | L313 | Wood/Wood Waste Biomass | ST |  | S | X | X |  |  | 21 | 1 | 15.5 | 15.5 | 0 |  |  |  | OS | X | 11 | 1987 |  |  | N | IPP Non-CHP | 2 | T T T: X; OBS BLQ BLQ: WDS; DFO NG NG: NG |  |  |  | N |  |  | OVER | [23 empty] | N | N | N
1569 | Berry Petroleum Co | 52096 | Berry Placerita Cogen | CA | Los Angeles | GEN1 | Natural Gas Fired Combustion Turbine | GT |  | S | X | X | SP15 | SP15 | 21.4 | 0.85 | 20 | 20.7 | 3 | N |  |  | OP | X | 3 | 1990 |  |  | Y | Industrial CHP | 7 | [11 empty] | N | N |  | 12H | [23 empty] | N | N | N | bar: T T T to OBS BLQ BLQ
1569 | Berry Petroleum Co | 52096 | Berry Placerita Cogen | CA | Los Angeles | GEN2 | Natural Gas Fired Combustion Turbine | GT |  | S | X | X | SP15 | SP15 | 21.4 | 0.85 | 20 | 20.7 | 3 | N |  |  | OP | X | 5 | 1990 |  |  | Y | Industrial CHP | 7 | [11 empty] | N | N |  | 12H | [23 empty] | N | N | N | bar: T T T to OBS BLQ BLQ
11216 | Los Angeles County | 10623 | Civic Center | CA | Los Angeles | GEN1 | Natural Gas Fired Combined Cycle | CT | CC1 | S | X | N |  |  | 22.1 | 0.92 | 22.1 | 22.1 | 16 | N |  |  | OP | X | 8 | 1989 |  |  | Y | Commercial CHP | 5 | [11 empty] | N |  |  | 12H | [23 empty] | N | N | N | bar: T T T to OBS BLQ BLQ
60657 | Torrance Refining Company, LLC | 50624 | Torrance Refining Company, LLC | CA | Los Angeles | GTG1 | Other Gases | GT |  | S | X | X |  |  | 22.5 | 0.8 | 22.5 | 22.5 | 10.5 | N |  |  | OP | X | 11 | 1988 |  |  | Y | Industrial CHP | 7 | T T T: T; OBS BLQ BLQ: OG; OBS NG PUR: NG |  |  |  | N | N |  | OVER | [20 empty] | N |  |  | Y | Y | N
58460 | Buena Vista Biomass LLC | 58472 | Buena Vista Biomass Power | CA | Amador | 1 | Wood/Wood Waste Biomass | ST |  | S | X | X |  |  | 22.5 | 0.98 | 17.8 | 17.8 | 7 | N |  |  | OS | X | 12 | 2012 |  |  | N | IPP Non-CHP | 2 | T T T: X; OBS BLQ BLQ: WDS; OBS NG PUR: NG; DFO NG NG: NG |  |  |  | N | N |  | OVER | [23 empty] | Y | Y | N
7294 | City of Glendale - (CA) | 377 | Grayson | CA | Los Angeles | 3 | Landfill Gas | ST |  | S | X | X |  |  | 23 | 0.85 | 18 | 18 | 7 | N |  |  | OS | X | 12 | 1953 |  |  | N | Electric Utility | 1 | T T T: X; OBS BLQ BLQ: LFG; OBS NG PUR: NG; DFO NG NG: NG |  |  |  | N | N |  | 12H | [5 empty] | N | [17 empty] | Y | Y | N
55985 | Tesoro Refining and Marketing Company | 50530 | Equilon Los Angeles Refining | CA | Los Angeles | GEN3 | Other Gases | ST |  | S | X | X |  |  | 23 | 0.8 | 9.4 | 2.9 | 6 | N |  |  | OP | X | 4 | 1991 |  |  | Y | Industrial CHP | 7 | T T T: B; OBS BLQ BLQ: OG; OBS NG PUR: NG; DFO NG NG: OG |  |  |  | N | N |  | 12H | [23 empty] | N | N | N
61261 | Berkeley Cogeneration Facility | 50849 | PE Berkeley | CA | Alameda | GEN1 | Natural Gas Fired Combined Cycle | CT | CC1 | W | X | N |  |  | 23 | 0.85 | 22 | 23 | 18 | N |  |  | OP | X | 6 | 1987 |  |  | Y | Commercial CHP | 5 | T T T: T; OBS BLQ BLQ: NG; OBS NG PUR: DFO |  |  |  | N | N |  | 12H | [23 empty] | Y | N | Y
9216 | Imperial Irrigation District | 6060 | Coachella | CA | Riverside | 1 | Natural Gas Fired Combustion Turbine | GT |  | S | X | X |  |  | 23.1 | 0.9 | 18.5 | 18.5 | 3 | N |  |  | OP | X | 6 | 1973 |  |  | N | Electric Utility | 1 | T T T: X; OBS BLQ BLQ: NG; OBS NG PUR: DFO |  |  |  | N | N |  | 10M | [23 empty] | Y | Y | Y
9216 | Imperial Irrigation District | 6060 | Coachella | CA | Riverside | 2 | Natural Gas Fired Combustion Turbine | GT |  | S | X | X |  |  | 23.1 | 0.9 | 16.1 | 16.1 | 3 | N |  |  | OP | X | 6 | 1973 |  |  | N | Electric Utility | 1 | T T T: X; OBS BLQ BLQ: NG; OBS NG PUR: DFO |  |  |  | N | N |  | 10M | [23 empty] | Y | Y | Y
9216 | Imperial Irrigation District | 6060 | Coachella | CA | Riverside | 3 | Natural Gas Fired Combustion Turbine | GT |  | S | X | X |  |  | 23.1 | 0.9 | 20.3 | 20.3 | 3 | N |  |  | OP | X | 4 | 1974 |  |  | N | Electric Utility | 1 | T T T: X; OBS BLQ BLQ: NG; OBS NG PUR: DFO |  |  |  | N | N |  | 10M | [23 empty] | Y | Y | Y
9216 | Imperial Irrigation District | 6060 | Coachella | CA | Riverside | 4 | Natural Gas Fired Combustion Turbine | GT |  | S | X | X |  |  | 23.1 | 0.9 | 19.2 | 19.2 | 3 | N |  |  | OP | X | 5 | 1976 |  |  | N | Electric Utility | 1 | T T T: X; OBS BLQ BLQ: NG; OBS NG PUR: DFO |  |  |  | N | N |  | 10M | [23 empty] | Y | Y | Y
10337 | KES Kingsburg LP | 10405 | Kingsburg Cogen | CA | Fresno | GEN1 | Natural Gas Fired Combined Cycle | CT | CC1 | S | X | N | KINGSBUR_7_B1 | KINGSBUR_7_B1 | 23.1 | 0.9 | 22 | 23 | 18 | N |  |  | OP | X | 12 | 1990 |  |  | Y | IPP CHP | 3 | [11 empty] | N | N |  | 12H | [23 empty] | N | N | bar: T T T to OBS BLQ BLQ
13989 | California Resources Elk Hills LLC | 55950 | Elk Hills Cogen | CA | Kern | U1 | Natural Gas Fired Combustion Turbine | GT |  | S | X | X |  |  | 23.3 | 0.85 | 23.3 | 24.1 | 14 | N |  |  | SB | N | 11 | 1994 |  |  | Y | Industrial CHP | 7 | [11 empty] | N | N |  | 12H | [20 empty] | N |  |  | N | N | N | bar: T T T to OBS BLQ BLQ
13989 | California Resources Elk Hills LLC | 55950 | Elk Hills Cogen | CA | Kern | U2 | Natural Gas Fired Combustion Turbine | GT |  | S | X | X |  |  | 23.3 | 0.85 | 23.3 | 24.1 | 14 | N |  |  | SB | N | 11 | 1994 |  |  | Y | Industrial CHP | 7 | [11 empty] | N | N |  | 12H | [20 empty] | N |  |  | N | N | N | bar: T T T to OBS BLQ BLQ
14265 | OLS Energy-Chino | 50850 | OLS Energy Chino | CA | San Bernardino | GEN1 | Natural Gas Fired Combined Cycle | CT | CC1 | S | X | N | CIMGEN_7_B1 | CIMGEN_7_B1 | 23.5 | 0.8 | 22.5 | 22.5 | 15 | N |  |  | OP | X | 12 | 1987 |  |  | Y | IPP CHP | 3 | [11 empty] | N | N |  | 12H | [23 empty] | N | N | N | bar: T T T to OBS BLQ BLQ
56835 | CSUCI Site Authority | 50851 | CSUCI Site Authority | CA | Ventura | GEN1 | Natural Gas Fired Combined Cycle | CT | CC1 | S | X | N |  |  | 23.5 | 0.9 | 21.5 | 22.1 | 21.5 | N |  |  | OP | X | 3 | 1988 |  |  | Y | IPP CHP | 3 | [11 empty] | N | N |  | 12H | [23 empty] | N | N | N | bar: T T T to OBS BLQ BLQ
4498 | Covanta Stanislaus Inc | 50632 | Covanta Stanislaus Energy | CA | Stanislaus | GEN1 | Municipal Solid Waste | ST |  | S | X | X |  |  | 24 | 0.85 | 19.9 | 19.9 | 3 | N |  |  | OP | X | 9 | 1988 |  |  | N | IPP Non-CHP | 2 | T T T: X; OBS BLQ BLQ: MSW; DFO NG NG: DFO |  |  |  | N | N |  | 12H |  |  | N |  | N | [18 empty] | N | N | N
54713 | Chevron USA Inc | 50751 | Southeast Kern River Cogen | CA | Kern | GTG1 | Natural Gas Fired Combustion Turbine | GT |  | S | X | X | POD_VEDDER_1_SEKRN-APND | TH_ZP26_GEN-APND | 24 | 0.9 | 20.8 | 21.7 | 12 | N |  |  | OP | X | 2 | 1989 |  |  | Y | Industrial CHP | 7 | [11 empty] | N | N |  | 1H | [23 empty] | N | N | N | bar: T T T to OBS BLQ BLQ; DFO NG NG
2871 | OLS Energy-Agnews Inc. | 50748 | Agnews Power Plant | CA | Santa Clara | GEN1 | Natural Gas Fired Combined Cycle | CT | CC1 | S | X | N |  |  | 24.4 | 0.9 | 24.4 | 24.4 | 16.5 | N |  |  | OP | X | 11 | 1990 |  |  | N | IPP Non-CHP | 2 | [11 empty] | N | N |  | 12H | [23 empty] | N | N | N | bar: T T T to OBS BLQ BLQ
54713 | Chevron USA Inc | 52107 | Kern River Eastridge Cogen | CA | Kern | 101A | Natural Gas Fired Combustion Turbine | GT |  | S | X | X | POD_DISCOV_1_CHEVRON-APND | TH_ZP26_GEN-APND | 24.4 | 0.9 | 20.8 | 21.7 | 12 | N |  |  | OP | X | 6 | 1988 |  |  | Y | Industrial CHP | 7 | [11 empty] | N | N |  | 1H | [23 empty] | N | N | N | bar: T T T to OBS BLQ BLQ; DFO NG NG
54713 | Chevron USA Inc | 52107 | Kern River Eastridge Cogen | CA | Kern | 101B | Natural Gas Fired Combustion Turbine | GT |  | S | X | X | POD_DISCOV_1_CHEVRON-APND | TH_ZP26_GEN-APND | 24.4 | 0.9 | 20.8 | 21.7 | 12 | N |  |  | OP | X | 6 | 1988 |  |  | Y | Industrial CHP | 7 | [11 empty] | N | N |  | 1H | [23 empty] | N | N | N | bar: T T T to OBS BLQ BLQ; DFO NG NG
19281 | Turlock Irrigation District | 4256 | Walnut | CA | Stanislaus | 1 | Natural Gas Fired Combustion Turbine | GT |  | S | X | X |  |  | 24.9 | 0.9 | 23.5 | 24.9 | 11 | N |  |  | OP | X | 4 | 1986 |  |  | N | Electric Utility | 1 | T T T: X; OBS BLQ BLQ: NG; OBS NG PUR: DFO |  |  |  | N |  |  | 10M | [23 empty] | Y | Y | Y
19281 | Turlock Irrigation District | 4256 | Walnut | CA | Stanislaus | 2 | Natural Gas Fired Combustion Turbine | GT |  | S | X | X |  |  | 24.9 | 0.9 | 23.5 | 24.9 | 11 | N |  |  | OP | X | 4 | 1986 |  |  | N | Electric Utility | 1 | T T T: X; OBS BLQ BLQ: NG; OBS NG PUR: DFO |  |  |  | N |  |  | 10M | [23 empty] | Y | Y | Y
9216 | Imperial Irrigation District | 7824 | Rockwood | CA | Imperial | 1 | Natural Gas Fired Combustion Turbine | GT |  | S | X | X |  |  | 24.9 | 0.85 | 21.1 | 21.1 | 1.5 | N |  |  | OP | X | 6 | 1979 |  |  | N | Electric Utility | 1 | T T T: X; OBS BLQ BLQ: NG; OBS NG PUR: DFO |  |  |  | N | N |  | 10M | [23 empty] | Y | Y | Y
9216 | Imperial Irrigation District | 7824 | Rockwood | CA | Imperial | 2 | Petroleum Liquids | GT |  | S | X | X |  |  | 24.9 | 0.85 | 21.9 | 21.9 | 1.5 | N |  |  | OP | X | 4 | 1980 |  |  | N | Electric Utility | 1 | T T T: X; OBS BLQ BLQ: DFO |  |  |  | N | N |  | 10M | [23 empty] | N | N | N
60662 | WCAC Operating Company | 50493 | Double C Generation Limited Partnership | CA | Kern | DC1 | Natural Gas Fired Combustion Turbine | GT |  | W | X | X |  |  | 24.9 | 0.85 | 23 | 24 | 21 | N |  |  | OP | X | 3 | 1989 |  |  | N | IPP Non-CHP | 2 | [11 empty] | N | N |  | 12H | [23 empty] | N | N | N | bar: T T T to OBS BLQ BLQ
60662 | WCAC Operating Company | 50493 | Double C Generation Limited Partnership | CA | Kern | DC2 | Natural Gas Fired Combustion Turbine | GT |  | W | X | X |  |  | 24.9 | 0.85 | 23 | 24 | 21 | N |  |  | OP | X | 3 | 1989 |  |  | N | IPP Non-CHP | 2 | [11 empty] | N | N |  | 12H | [23 empty] | N | N | N | bar: T T T to OBS BLQ BLQ
60662 | WCAC Operating Company | 50494 | Kern Front Limited | CA | Kern | KF1 | Natural Gas Fired Combustion Turbine | GT |  | W | X | X |  |  | 24.9 | 0.85 | 23 | 24 | 21 | N |  |  | OP | X | 2 | 1989 |  |  | N | IPP Non-CHP | 2 | [11 empty] | N | N |  | 12H | [23 empty] | N | N | bar: T T T to OBS BLQ BLQ
60662 | WCAC Operating Company | 50494 | Kern Front Limited | CA | Kern | KF2 | Natural Gas Fired Combustion Turbine | GT |  | W | X | X |  |  | 24.9 | 0.85 | 23 | 24 | 21 | N |  |  | OP | X | 2 | 1989 |  |  | N | IPP Non-CHP | 2 | [11 empty] | N | N |  | 12H | [23 empty] | N | N | bar: T T T to OBS BLQ BLQ
60662 | WCAC Operating Company | 50495 | High Sierra Limited | CA | Kern | HS1 | Natural Gas Fired Combustion Turbine | GT |  | W | X | X |  |  | 24.9 | 0.85 | 23 | 24 | 21 | N |  |  | OP | X | 3 | 1989 |  |  | Y | IPP CHP | 3 | [11 empty] | N | N |  | 12H | [23 empty] | N | bar: T T T to OBS BLQ BLQ
60662 | WCAC Operating Company | 50495 | High Sierra Limited | CA | Kern | HS2 | Natural Gas Fired Combustion Turbine | GT |  | W | X | X |  |  | 24.9 | 0.85 | 23 | 24 | 21 | N |  |  | OP | X | 3 | 1989 |  |  | Y | IPP CHP | 3 | [11 empty] | N | N |  | 12H | [23 empty] | N | bar: T T T to OBS BLQ BLQ
54815 | AMERESCO Delaware South | 56429 | Ameresco Delaware South | DE | Sussex | 1 | Landfill Gas | IC |  | S | X | X |  |  | 1 | 1 | 1 | 1 | 0.6 | N |  |  | OP | X | 12 | 2006 |  |  | N | IPP Non-CHP | 2 | T T T: X; OBS BLQ BLQ: LFG |  |  |  |  | N |  | 10M | [23 empty] | N | N | N
54815 | AMERESCO Delaware South | 56429 | Ameresco Delaware South | DE | Sussex | 2 | Landfill Gas | IC |  | S | X | X |  |  | 1 | 1 | 1 | 1 | 0.6 | N |  |  | OP | X | 12 | 2006 |  |  | N | IPP Non-CHP | 2 | T T T: X; OBS BLQ BLQ: LFG |  |  |  |  | N |  | 10M | [23 empty] | N | N | N
54815 | AMERESCO Delaware South | 56429 | Ameresco Delaware South | DE | Sussex | 3 | Landfill Gas | IC |  | S | X | X |  |  | 1 | 1 | 1 | 1 | 0.6 | N |  |  | OP | X | 12 | 2006 |  |  | N | IPP Non-CHP | 2 | T T T: X; OBS BLQ BLQ: LFG |  |  |  |  | N |  | 10M | [23 empty] | N | N | N
54815 | AMERESCO Delaware South | 56429 | Ameresco Delaware South | DE | Sussex | 4 | Landfill Gas | IC |  | S | X | X |  |  | 1 | 1 | 1 | 1 | 0.6 | N |  |  | OP | X | 12 | 2006 |  |  | N | IPP Non-CHP | 2 | T T T: X; OBS BLQ BLQ: LFG |  |  |  |  | N |  | 10M | [23 empty] | N
54815 | AMERESCO Delaware South | 56429 | Ameresco Delaware South | DE | Sussex | 5 | Landfill Gas | IC |  | S | X | X |  |  | 1 | 1 | 1 | 1 | 0.6 | N |  |  | OP | X | 5 | 2010 |  |  | N | IPP Non-CHP | 2 | T T T: X; OBS BLQ BLQ: LFG |  |  |  |  | N |  | 10M | [23 empty] | N
54816 | AMERESCO Delaware Central | 56430 | Ameresco Delaware Central | DE | Kent | 1C | Landfill Gas | IC |  | S | X | X |  |  | 1 | 1 | 1 | 1 | 0.6 | N |  |  | OP | X | 12 | 2006 |  |  | N | IPP Non-CHP | 2 | T T T: X; OBS BLQ BLQ: LFG |  |  |  | N | N |  | 10M | [23 empty] | N | N | N
54816 | AMERESCO Delaware Central | 56430 | Ameresco Delaware Central | DE | Kent | 2C | Landfill Gas | IC |  | S | X | X |  |  | 1 | 1 | 1 | 1 | 0.6 | N |  |  | OP | X | 12 | 2006 |  |  | N | IPP Non-CHP | 2 | T T T: X; OBS BLQ BLQ: LFG |  |  |  | N | N |  | 10M | [23 empty] | N | N | N
54816 | AMERESCO Delaware Central | 56430 | Ameresco Delaware Central | DE | Kent | 3C | Landfill Gas | IC |  | S | X | X |  |  | 1 | 1 | 1 | 1 | 0.6 | N |  |  | OP | X | 12 | 2006 |  |  | N | IPP Non-CHP | 2 | T T T: X; OBS BLQ BLQ: LFG |  |  |  | N | N |  | 10M | [23 empty] | N | N | N
54816 | AMERESCO Delaware Central | 56430 | Ameresco Delaware Central | DE | Kent | 4C | Landfill Gas | IC |  | S | X | X |  |  | 1 | 1 | 1 | 1 | 0.6 | N |  |  | OP | X | 3 | 2014 |  |  | N | IPP Non-CHP | 2 | T T T: X; OBS BLQ BLQ: LFG |  |  |  | N | N |  | 10M | [23 empty] | N | N | N
54816 | AMERESCO Delaware Central | 56430 | Ameresco Delaware Central | DE | Kent | 5C | Landfill Gas | IC |  | S | X | X |  |  | 1 | 1 | 1 | 1 | 0.6 | N |  |  | OP | X | 3 | 2014 |  |  | N | IPP Non-CHP | 2 | T T T: X; OBS BLQ BLQ: LFG |  |  |  | N | N |  | 10M | [23 empty] | N | N | N
59550 | Croda Inc. | 59783 | Croda Atlas Point CHP | DE | New Castle | 91197 | Landfill Gas | IC |  | S | X | X |  |  | 1.1 | 1 | 1.1 | 1.1 | 0.7 | N |  |  | OP | X | 8 | 2013 |  |  | Y | Industrial CHP | 7 | T T T: T; OBS BLQ BLQ: LFG |  |  |  | N | N |  | 10M | [23 empty] | N
59550 | Croda Inc. | 59783 | Croda Atlas Point CHP | DE | New Castle | 91198 | Landfill Gas | IC |  | S | X | X |  |  | 1.1 | 1 | 1.1 | 1.1 | 0.7 | N |  |  | OP | X | 8 | 2013 |  |  | Y | Industrial CHP | 7 | T T T: T; OBS BLQ BLQ: LFG |  |  |  |  | N |  | 10M | [23 empty] | N
62150 | 2016 ESA Project Company, LLC | 63700 | AGT001 Centerville Fuel Cell | DE | New Castle | AGT01 | Other Natural Gas | FC |  | S | X | X |  |  | 1.3 | 0.99 | 1.3 | 1.3 | 1.3 | N |  |  | OP | X | 3 | 2019 |  |  | N | IPP Non-CHP | 2 | [11 empty] | N | N |  | 12H | [23 empty] | N | bar: T T T to OBS BLQ BLQ
57485 | Diamond State Generation Partners, LLC | 58110 | Brookside Newark | DE | New Castle | BRK | Other Natural Gas | FC |  | S | X | X |  |  | 2.6 |  | 2.6 | 2.6 | 1 | N |  |  | OP | X | 6 | 2012 |  |  | N | IPP Non-CHP | 2 | [11 empty] | N | N |  | OVER | bar: T T T to OBS BLQ BLQ
57485 | Diamond State Generation Partners, LLC | 58433 | Red Lion Energy Center | DE | New Castle | RED6 | Other Natural Gas | FC |  | S | X | X |  |  | 3.2 |  | 3.2 | 3.2 | 1.3 | N |  |  | OP | X | 11 | 2013 |  |  | N | IPP Non-CHP | 2 | [11 empty] | N | N |  | 12H | bar: T T T to OBS BLQ BLQ
57485 | Diamond State Generation Partners, LLC | 58433 | Red Lion Energy Center | DE | New Castle | RED5 | Other Natural Gas | FC |  | S | X | X |  |  | 3.4 |  | 3.4 | 3.4 | 1.4 | N |  |  | OP | X | 10 | 2013 |  |  | N | IPP Non-CHP | 2 | [11 empty] | N | N |  | 12H | bar: T T T to OBS BLQ BLQ
57485 | Diamond State Generation Partners, LLC | 58433 | Red Lion Energy Center | DE | New Castle | RED3 | Other Natural Gas | FC |  | S | X | X |  |  | 3.5 |  | 3.5 | 3.5 | 1.4 | N |  |  | OP | X | 8 | 2013 |  |  | N | IPP Non-CHP | 2 | [11 empty] | N | N |  | 12H | bar: T T T to OBS BLQ BLQ
57485 | Diamond State Generation Partners, LLC | 58433 | Red Lion Energy Center | DE | New Castle | RED4 | Other Natural Gas | FC |  | S | X | X |  |  | 3.6 |  | 3.6 | 3.6 | 1.4 | N |  |  | OP | X | 9 | 2013 |  |  | N | IPP Non-CHP | 2 | [11 empty] | N | N |  | 12H | bar: T T T to OBS BLQ BLQ
57485 | Diamond State Generation Partners, LLC | 58433 | Red Lion Energy Center | DE | New Castle | RED2 | Other Natural Gas | FC |  | S | X | X |  |  | 5.3 |  | 5.3 | 5.3 | 2.1 | N |  |  | OP | X | 6 | 2013 |  |  | N | IPP Non-CHP | 2 | [11 empty] | N | N |  | 12H | bar: T T T to OBS BLQ BLQ
57485 | Diamond State Generation Partners, LLC | 58433 | Red Lion Energy Center | DE | New Castle | RED1 | Other Natural Gas | FC |  | S | X | X |  |  | 6 |  | 6 | 6 | 2.4 | N |  |  | OP | X | 12 | 2012 |  |  | N | IPP Non-CHP | 2 | [11 empty] | N | N |  | 12H | bar: T T T to OBS BLQ BLQ
56605 | Delaware City Refining Company LLC | 52193 | Delaware City Plant | DE | New Castle | G4 | Other Gases | ST |  | S | X | X | Motiva | Motiva | 10 | 1 | 10 | 10 | 3 | N |  |  | OP | X | 6 | 1982 |  |  | Y | Industrial CHP | 7 | T T T: T; OBS BLQ BLQ: OG; OBS NG PUR: NG; DFO NG NG: OG |  |  |  | N | N |  | 12H | [23 empty] | Y | Y | N
56609 | Calpine Mid-Atlantic Generation LLC | 593 | Edge Moor | DE | New Castle | 10 | Petroleum Liquids | GT |  | S | X | X | 50887 | 50887 | 12.5 | 0.85 | 15 | 15 | 12.5 | N |  |  | SB | Y | 6 | 1963 |  |  | N | IPP Non-CHP | 2 | T T T: X; OBS BLQ BLQ: DFO |  |  |  | N | N |  | 1H | [23 empty] | N
7860 | Energy Center Dover LLC | 10030 | Energy Center Dover | DE | Kent | COG1 | Natural Gas Fired Combined Cycle | CA | CC1 | S | Y | X | Kent 13kv -DoverST1 (GF1) | Kent 13kv -DoverST1 | 18 | 0.9 | 15 | 15 | 5 | N |  |  | OP | X | 5 | 1985 |  |  | Y | IPP CHP | 3 | [11 empty] | N | N |  | 12H | [23 empty] | N | N | N | bar: T T T to OBS BLQ BLQ; DFO NG NG
56609 | Calpine Mid-Atlantic Generation LLC | 592 | Delaware City 10 | DE | New Castle | DC10 | Petroleum Liquids | GT |  | S | X | X | 50524 | 50524 | 18.5 | 0.85 | 18 | 18 | 15 | N |  |  | SB | Y | 4 | 1968 |  |  | N | IPP Non-CHP | 2 | T T T: X; OBS BLQ BLQ: DFO |  |  |  | N | N |  | 1H | [23 empty] | N
9332 | Indian River Operations Inc | 594 | Indian River Generating Station | DE | Sussex | 10 | Petroleum Liquids | GT |  | W | X | X |  |  | 18.6 | 0.85 | 16.1 | 16.1 | 14 | N |  |  | OP | X | 6 | 1967 |  |  | N | IPP Non-CHP | 2 | T T T: X; OBS BLQ BLQ: DFO |  |  |  | N | N |  | 1H | [20 empty] | N |  |  | N | N | N
56609 | Calpine Mid-Atlantic Generation LLC | 597 | West Station (DE) | DE | New Castle | WEST | Petroleum Liquids | GT |  | S | X | X | 50871 | 50871 | 20 | 0.85 | 15 | 19 | 15 | N |  |  | SB | Y | 6 | 1964 |  |  | N | IPP Non-CHP | 2 | T T T: X; OBS BLQ BLQ: DFO |  |  |  | N | N |  | 1H | [23 empty] | N
2634 | City of Bushnell - (IL) | 935 | Bushnell | IL | McDonough | 1 | Petroleum Liquids | IC |  | S | X | X | AMIL.IP.IMEA | AMIL.IP.IMEA | 0.2 | 0.8 | 0.2 | 0.2 | 0.1 | N |  |  | SB | Y | 6 | 1940 |  |  | N | Electric Utility | 1 | T T T: X; OBS BLQ BLQ: DFO |  |  |  | N | N |  | 1H | [23 empty] | N | N | N
2634 | City of Bushnell - (IL) | 935 | Bushnell | IL | McDonough | 2 | Petroleum Liquids | IC |  | S | X | X | AMIL.IP.IMEA | AMIL.IP.IMEA | 0.2 | 0.8 | 0.2 | 0.2 | 0.1 | N |  |  | SB | Y | 6 | 1940 |  |  | N | Electric Utility | 1 | T T T: X; OBS BLQ BLQ: DFO |  |  |  | N | N |  | 1H | [23 empty] | N | N | N
20180 | City of Waterloo - (IL) | 971 | Waterloo | IL | Monroe | 2 | Petroleum Liquids | IC |  | S | X | X | AMIL.IMEA1 | AMIL.IMEA1 | 0.2 | 0.8 | 0.2 | 0.2 | 0.1 | N |  |  | SB | Y | 6 | 1954 |  |  | N | Electric Utility | 1 | T T T: X; OBS BLQ BLQ: DFO |  |  |  | N | N |  | 1H | [23 empty] | N
20180 | City of Waterloo - (IL) | 971 | Waterloo | IL | Monroe | 3 | Petroleum Liquids | IC |  | S | X | X | AMIL.IMEA1 | AMIL.IMEA1 | 0.2 | 0.8 | 0.2 | 0.2 | 0.1 | N |  |  | SB | Y | 6 | 1946 |  |  | N | Electric Utility | 1 | T T T: X; OBS BLQ BLQ: DFO |  |  |  | N | N |  | 1H | [23 empty] | N
21690 | Moose International | 50337 | Mooseheart Power House | IL | Kane | GEN3 | Natural Gas Internal Combustion Engine | IC |  | S | X | X |  |  | 0.3 | 0.8 | 0.3 | 0.3 | 0.3 | N |  |  | SB | Y | 8 | 1986 |  |  | Y | Commercial CHP | 5 | [11 empty] | N | N |  | 1H |  |  |  | N | [16 empty] | N |  |  | N | bar: T T T to OBS BLQ BLQ
6764 | Village of Freeburg - (IL) | 943 | Freeburg | IL | St Clair | 1 | Petroleum Liquids | IC |  | S | X | X | AMIL.IMEA1 | AMIL.IMEA1 | 0.4 | 0.8 | 0.4 | 0.4 | 0.2 | N |  |  | SB | Y | 8 | 1948 |  |  | N | Electric Utility | 1 | T T T: X; OBS BLQ BLQ: DFO |  |  |  | N | N |  | 1H | [23 empty] | N | N | N
6764 | Village of Freeburg - (IL) | 943 | Freeburg | IL | St Clair | 2 | Petroleum Liquids | IC |  | S | X | X | AMIL.IMEA1 | AMIL.IMEA1 | 0.4 | 0.8 | 0.4 | 0.4 | 0.2 | N |  |  | SB | Y | 8 | 1948 |  |  | N | Electric Utility | 1 | T T T: X; OBS BLQ BLQ: DFO; OBS NG PUR: NG |  |  |  | N | N |  | 1H | [23 empty] | N | N | N
58361 | Triton College | 58375 | Triton East and West Cogen | IL | Cook | 5 | Natural Gas Internal Combustion Engine | IC |  | S | X | X |  |  | 0.4 | 0.8 | 0.4 | 0.3 | 0.1 | N |  |  | OP | X | 3 | 2015 |  |  | N | Commercial CHP | 5 | [11 empty] | N | N |  | 10M | [23 empty] | N | N | N | bar: T T T to OBS BLQ BLQ
20180 | City of Waterloo - (IL) | 971 | Waterloo | IL | Monroe | 5 | Petroleum Liquids | IC |  | S | X | X | AMIL.IMEA1 | AMIL.IMEA1 | 0.5 | 0.8 | 0.4 | 0.4 | 0.3 | N |  |  | SB | Y | 6 | 1950 |  |  | N | Electric Utility | 1 | T T T: X; OBS BLQ BLQ: DFO |  |  |  | N | N |  | 1H | [23 empty] | N
20180 | City of Waterloo - (IL) | 971 | Waterloo | IL | Monroe | 6 | Petroleum Liquids | IC |  | S | X | X | AMIL.IMEA1 | AMIL.IMEA1 | 0.5 | 0.8 | 0.5 | 0.5 | 0.3 | N |  |  | SB | Y | 6 | 1950 |  |  | N | Electric Utility | 1 | T T T: X; OBS BLQ BLQ: DFO |  |  |  | N | N |  | 1H | [23 empty] | N
21690 | Moose International | 50337 | Mooseheart Power House | IL | Kane | GEN1 | Natural Gas Internal Combustion Engine | IC |  | S | X | X |  |  | 0.5 | 0.8 | 0.5 | 0.5 | 0.5 | N |  |  | SB | Y | 8 | 1986 |  |  | Y | Commercial CHP | 5 | [12 empty] | N |  | 1H | [20 empty] | N |  |  | N | bar: T T T to OBS BLQ BLQ
21690 | Moose International | 50337 | Mooseheart Power House | IL | Kane | GEN2 | Natural Gas Internal Combustion Engine | IC |  | S | X | X |  |  | 0.5 | 0.8 | 0.5 | 0.5 | 0.5 | N |  |  | SB | Y | 8 | 1986 |  |  | Y | Commercial CHP | 5 | [11 empty] | N | N |  | 1H |  |  |  | N | [16 empty] | N |  |  | N | bar: T T T to OBS BLQ BLQ
21690 | Moose International | 50337 | Mooseheart Power House | IL | Kane | GEN4 | Natural Gas Internal Combustion Engine | IC |  | S | X | X |  |  | 0.5 | 0.8 | 0.5 | 0.5 | 0.5 | N |  |  | SB | Y | 8 | 1986 |  |  | Y | Commercial CHP | 5 | [11 empty] | N | N |  | 1H |  |  |  | N | [19 empty] | N | bar: T T T to OBS BLQ BLQ
18850 | Thorton Township School Dist | 55005 | Thornridge High School | IL | Cook | 1 | Natural Gas Internal Combustion Engine | IC |  | S | X | X |  |  | 0.5 | 0.8 | 0.5 | 0.4 | 0.3 | N |  |  | OP | X | 3 | 1996 |  |  | N | Commercial Non-CHP | 4 | [11 empty] | N |  |  | 10M | [23 empty] | N | bar: T T T to OBS BLQ BLQ
18850 | Thorton Township School Dist | 55005 | Thornridge High School | IL | Cook | 2 | Natural Gas Internal Combustion Engine | IC |  | S | X | X |  |  | 0.5 | 0.8 | 0.5 | 0.4 | 0.3 | N |  |  | OP | X | 3 | 1996 |  |  | N | Commercial Non-CHP | 4 | [11 empty] | N |  |  | 10M | [23 empty] | N | bar: T T T to OBS BLQ BLQ
6764 | Village of Freeburg - (IL) | 943 | Freeburg | IL | St Clair | 3 | Petroleum Liquids | IC |  | S | X | X | AMIL.IMEA1 | AMIL.IMEA1 | 0.6 | 0.8 | 0.6 | 0.6 | 0.3 | N |  |  | SB | Y | 8 | 1953 |  |  | N | Electric Utility | 1 | T T T: X; OBS BLQ BLQ: DFO |  |  |  | N | N |  | 1H | [23 empty] | N
12167 | City of McLeansboro - (IL) | 948 | McLeansboro | IL | Hamilton | 2 | Petroleum Liquids | IC |  | S | X | X |  |  | 0.6 | 0.8 | 0.4 | 0.4 | 0.1 | N |  |  | SB | Y | 12 | 1950 |  |  | N | Electric Utility | 1 | T T T: X; OBS BLQ BLQ: DFO |  |  |  | N |  |  | 1H | [23 empty] | N | N | N
18277 | City of Sullivan - (IL) | 969 | Sullivan (IL) | IL | Moultrie | 6 | Petroleum Liquids | IC |  | S | X | X | AMIL.IP.IMEA | AMIL.IP.IMEA | 0.6 | 0.8 | 0.6 | 0.6 | 0.3 | N |  |  | SB | Y | 6 | 1946 |  |  | N | Electric Utility | 1 | T T T: X; OBS BLQ BLQ: DFO |  |  |  | N | N |  | 1H | [23 empty] | N | N | N
58701 | Maine Township High School Dist 207 | 58825 | MTHS Co-Gen Buildings | IL | Cook | STH1 | Natural Gas Internal Combustion Engine | IC |  | S | X | X |  |  | 0.6 | 0.8 | 0.6 | 0.6 | 0.2 | N |  |  | OP | X | 1 | 1992 |  |  | Y | IPP CHP | 3 | [12 empty] | N |  | 1H | [23 empty] | N | N | N | bar: T T T to OBS BLQ BLQ
58701 | Maine Township High School Dist 207 | 58825 | MTHS Co-Gen Buildings | IL | Cook | STH2 | Natural Gas Internal Combustion Engine | IC |  | S | X | X |  |  | 0.6 | 0.8 | 0.6 | 0.6 | 0.2 | N |  |  | OP | X | 1 | 1992 |  |  | Y | IPP CHP | 3 | [12 empty] | N |  | 1H | [23 empty] | N | N | N | bar: T T T to OBS BLQ BLQ
14293 | Nalco Co | 50326 | Nalco | IL | DuPage | DPOX | Natural Gas Fired Combined Cycle | CA | CC1 | W | Y | X |  |  | 0.7 | 0.8 | 0.7 | 0.7 | 0 | N |  |  | OS | X | 11 | 1985 |  |  | Y | Commercial CHP | 5 | [11 empty] | N |  |  | 10M | [23 empty] | N | N | N | bar: T T T to OBS BLQ BLQ
60194 | Fuyao Glass Illinois, Inc | 54360 | Fuyao Glass Illinois Inc. | IL | Macon | PORT | Petroleum Liquids | IC |  | S | X | X | 0 | 0 | 0.7 | 0.8 | 0.7 | 0.7 | 0.4 | N |  |  | SB | Y | 12 | 1980 |  |  | N | Industrial Non-CHP | 6 | T T T: X; OBS BLQ BLQ: DFO |  |  |  | N | N |  | 1H | [20 empty] | N |  |  | N | N
30038 | WestRock (IL) | 54513 | WestRock (IL) | IL | Kane | E-1 | Natural Gas Internal Combustion Engine | IC |  | S | X | X | N/A | N/A | 0.7 | 0.8 | 0.7 | 0.7 | 0.1 | N |  |  | SB | Y | 6 | 1992 |  |  | N | Industrial Non-CHP | 6 | [11 empty] | N | N |  | 1H | [23 empty] | N | N | N | bar: T T T to OBS BLQ BLQ
30038 | WestRock (IL) | 54513 | WestRock (IL) | IL | Kane | E2-A | Natural Gas Internal Combustion Engine | IC |  | S | X | X | N/A | N/A | 0.7 | 0.8 | 0.7 | 0.7 | 0.1 | N |  |  | SB | Y | 6 | 1992 |  |  | N | Industrial Non-CHP | 6 | [11 empty] | N | N |  | 1H | [23 empty] | N | N | N | bar: T T T to OBS BLQ BLQ
30038 | WestRock (IL) | 54513 | WestRock (IL) | IL | Kane | E2-B | Natural Gas Internal Combustion Engine | IC |  | S | X | X | N/A | N/A | 0.7 | 0.8 | 0.7 | 0.7 | 0.1 | N |  |  | SB | Y | 6 | 1992 |  |  | N | Industrial Non-CHP | 6 | [11 empty] | N | N |  | 1H | [23 empty] | N | N | N | bar: T T T to OBS BLQ BLQ
18850 | Thorton Township School Dist | 55004 | Thornwood High School | IL | Cook | 1 | Natural Gas Internal Combustion Engine | IC |  | S | X | X |  |  | 0.7 | 0.8 | 0.7 | 0.5 | 0.4 | N |  |  | OP | X | 9 | 1996 |  |  | N | Commercial Non-CHP | 4 | [11 empty] | N |  |  | 10M | [23 empty] | N | bar: T T T to OBS BLQ BLQ
18850 | Thorton Township School Dist | 55004 | Thornwood High School | IL | Cook | 2 | Natural Gas Internal Combustion Engine | IC |  | S | X | X |  |  | 0.7 | 0.8 | 0.7 | 0.5 | 0.4 | N |  |  | OP | X | 9 | 1996 |  |  | N | Commercial Non-CHP | 4 | [11 empty] | N |  |  | 10M | [23 empty] | N | bar: T T T to OBS BLQ BLQ
6192 | City of Farmer City - (IL) | 941 | Farmer City | IL | DeWitt | 4 | Petroleum Liquids | IC |  | S | X | X | AMIL.IP.IMEA | AMIL.IP.IMEA | 0.8 | 0.8 | 0.7 | 0.7 | 0.5 | N |  |  | OP | X | 4 | 1951 |  |  | N | Electric Utility | 1 | T T T: X; OBS BLQ BLQ: DFO |  |  |  | N | N |  | 1H | [23 empty] | N
54843 | WM Illinois Renewable Energy LLC | 50566 | Milam Gas Recovery | IL | St Clair | GEN1 | Natural Gas Internal Combustion Engine | IC |  | S | X | X | Zonal | Zonal | 0.8 | 0.98 | 0.8 | 0.8 | 0.5 | N |  |  | OP | X | 4 | 1991 |  |  | N | IPP Non-CHP | 2 | [11 empty] | N |  |  | 1H | [23 empty] | N | N | N | bar: T T T to OBS BLQ BLQ
54843 | WM Illinois Renewable Energy LLC | 50566 | Milam Gas Recovery | IL | St Clair | GEN2 | Natural Gas Internal Combustion Engine | IC |  | S | X | X | Zonal | Zonal | 0.8 | 0.98 | 0.8 | 0.8 | 0.5 | N |  |  | OP | X | 4 | 1991 |  |  | N | IPP Non-CHP | 2 | [11 empty] | N |  |  | 1H | [23 empty] | N | N | N | bar: T T T to OBS BLQ BLQ
54843 | WM Illinois Renewable Energy LLC | 50566 | Milam Gas Recovery | IL | St Clair | GEN3 | Natural Gas Internal Combustion Engine | IC |  | S | X | X | Zonal | Zonal | 0.8 | 0.98 | 0.8 | 0.8 | 0.5 | N |  |  | OP | X | 3 | 1993 |  |  | N | IPP Non-CHP | 2 | [11 empty] | N |  |  | 1H | [23 empty] | N | N | N | bar: T T T to OBS BLQ BLQ
54843 | WM Illinois Renewable Energy LLC | 50721 | Tazewell Gas Recovery | IL | Tazewell | GEN1 | Landfill Gas | IC |  | S | X | X | Zonal | Zonal | 0.8 | 0.98 | 0.8 | 0.8 | 0.5 | N |  |  | OP | X | 7 | 1989 |  |  | N | IPP Non-CHP | 2 | T T T: X; OBS BLQ BLQ: LFG |  |  |  | N |  |  | 1H | [23 empty] | N | N | N
54843 | WM Illinois Renewable Energy LLC | 50721 | Tazewell Gas Recovery | IL | Tazewell | GEN2 | Landfill Gas | IC |  | S | X | X | Zonal | Zonal | 0.8 | 0.98 | 0.8 | 0.8 | 0.5 | N |  |  | OP | X | 7 | 1989 |  |  | N | IPP Non-CHP | 2 | T T T: X; OBS BLQ BLQ: LFG |  |  |  | N |  |  | 1H | [23 empty] | N | N | N
54843 | WM Illinois Renewable Energy LLC | 50721 | Tazewell Gas Recovery | IL | Tazewell | GEN3 | Landfill Gas | IC |  | S | X | X | Zonal | Zonal | 0.8 | 0.98 | 0.8 | 0.8 | 0.5 | N |  |  | OP | X | 5 | 1999 |  |  | N | IPP Non-CHP | 2 | T T T: X; OBS BLQ BLQ: LFG |  |  |  | N |  |  | 1H | [23 empty] | N | N | N
16548 | St Francis Hospital | 50952 | Saint Francis Hospital | IL | Cook | GEN1 | Natural Gas Internal Combustion Engine | IC |  | S | X | X |  |  | 0.8 | 0.8 | 0.8 | 0.8 | 0.1 |  |  |  | OS | X | 2 | 1990 |  |  | Y | Commercial CHP | 5 | [11 empty] | N |  |  | 10M | [23 empty] | N | N | bar: T T T to OBS BLQ BLQ
16548 | St Francis Hospital | 50952 | Saint Francis Hospital | IL | Cook | GEN2 | Natural Gas Internal Combustion Engine | IC |  | S | X | X |  |  | 0.8 | 0.8 | 0.8 | 0.8 | 0.1 |  |  |  | OS | X | 2 | 1990 |  |  | Y | Commercial CHP | 5 | [11 empty] | N |  |  | 10M | [23 empty] | N | N | bar: T T T to OBS BLQ BLQ
30038 | WestRock (IL) | 54513 | WestRock (IL) | IL | Kane | E3 | Natural Gas Internal Combustion Engine | IC |  | S | X | X | N/A | N/A | 0.8 | 0.8 | 0.8 | 0.8 | 0.1 | N |  |  | SB | Y | 6 | 1992 |  |  | N | Industrial Non-CHP | 6 | [11 empty] | N | N |  | 1H | [23 empty] | N | N | N | bar: T T T to OBS BLQ BLQ
8705 | Hoffer Plastics | 54523 | Hoffer Plastics | IL | Kane | GEN1 | Natural Gas Internal Combustion Engine | IC |  | S | X | X |  |  | 0.8 | 0.8 | 0.8 | 0.8 | 0.4 | N |  |  | OP | X | 4 | 1992 |  |  | N | Industrial Non-CHP | 6 | [11 empty] | N | N |  | 10M | [23 empty] | N | N | N | bar: T T T to OBS BLQ BLQ
8705 | Hoffer Plastics | 54523 | Hoffer Plastics | IL | Kane | GEN2 | Natural Gas Internal Combustion Engine | IC |  | S | X | X |  |  | 0.8 | 0.8 | 0.8 | 0.8 | 0.4 | N |  |  | OP | X | 4 | 1992 |  |  | N | Industrial Non-CHP | 6 | [11 empty] | N | N |  | 10M | [23 empty] | N | N | N | bar: T T T to OBS BLQ BLQ
8705 | Hoffer Plastics | 54523 | Hoffer Plastics | IL | Kane | GEN3 | Natural Gas Internal Combustion Engine | IC |  | S | X | X |  |  | 0.8 | 0.8 | 0.8 | 0.8 | 0.4 | N |  |  | OP | X | 4 | 1992 |  |  | N | Industrial Non-CHP | 6 | [11 empty] | N | N |  | 10M | [23 empty] | N | N | N | bar: T T T to OBS BLQ BLQ
8705 | Hoffer Plastics | 54523 | Hoffer Plastics | IL | Kane | GEN4 | Natural Gas Internal Combustion Engine | IC |  | S | X | X |  |  | 0.8 | 0.8 | 0.8 | 0.8 | 0.4 | N |  |  | OP | X | 4 | 1992 |  |  | N | Industrial Non-CHP | 6 | [11 empty] | N | N |  | 10M | [23 empty] | N | N | N | bar: T T T to OBS BLQ BLQ
8705 | Hoffer Plastics | 54523 | Hoffer Plastics | IL | Kane | GEN5 | Natural Gas Internal Combustion Engine | IC |  | S | X | X |  |  | 0.8 | 0.8 | 0.8 | 0.8 | 0.4 | N |  |  | OP | X | 4 | 1992 |  |  | N | Industrial Non-CHP | 6 | [11 empty] | N | N |  | 10M | [23 empty] | N | N | N | bar: T T T to OBS BLQ BLQ
8705 | Hoffer Plastics | 54523 | Hoffer Plastics | IL | Kane | GEN6 | Natural Gas Internal Combustion Engine | IC |  | S | X | X |  |  | 0.8 | 0.8 | 0.8 | 0.8 | 0.4 | N |  |  | OP | X | 4 | 1992 |  |  | N | Industrial Non-CHP | 6 | [11 empty] | N | N |  | 10M | [23 empty] | N | N | N | bar: T T T to OBS BLQ BLQ
8705 | Hoffer Plastics | 54523 | Hoffer Plastics | IL | Kane | GEN7 | Natural Gas Internal Combustion Engine | IC |  | S | X | X |  |  | 0.8 | 0.8 | 0.8 | 0.8 | 0.4 | N |  |  | OP | X | 4 | 1992 |  |  | N | Industrial Non-CHP | 6 | [11 empty] | N | N |  | 10M | [23 empty] | N | N | N | bar: T T T to OBS BLQ BLQ
8705 | Hoffer Plastics | 54523 | Hoffer Plastics | IL | Kane | GEN8 | Natural Gas Internal Combustion Engine | IC |  | S | X | X |  |  | 0.8 | 0.8 | 0.8 | 0.8 | 0.4 | N |  |  | OP | X | 4 | 1992 |  |  | N | Industrial Non-CHP | 6 | [11 empty] | N | N |  | 10M | [23 empty] | N | N | N | bar: T T T to OBS BLQ BLQ
8705 | Hoffer Plastics | 54523 | Hoffer Plastics | IL | Kane | GEN9 | Natural Gas Internal Combustion Engine | IC |  | S | X | X |  |  | 0.8 | 0.8 | 0.8 | 0.8 | 0.4 | N |  |  | OP | X | 4 | 1995 |  |  | N | Industrial Non-CHP | 6 | [11 empty] | N | N |  | 10M | [23 empty] | N | N | N | bar: T T T to OBS BLQ BLQ
54843 | WM Illinois Renewable Energy LLC | 54662 | Woodland Landfill Gas Recovery | IL | Kane | GEN1 | Landfill Gas | IC |  | S | X | X | Zonal | Zonal | 0.8 | 0.98 | 0.8 | 0.8 | 0.5 | N |  |  | OP | X | 5 | 1992 |  |  | N | IPP Non-CHP | 2 | T T T: X; OBS BLQ BLQ: LFG |  |  |  | N |  |  | 1H | [23 empty] | N | N | N
54843 | WM Illinois Renewable Energy LLC | 54662 | Woodland Landfill Gas Recovery | IL | Kane | GEN2 | Landfill Gas | IC |  | S | X | X | Zonal | Zonal | 0.8 | 0.98 | 0.8 | 0.8 | 0.5 | N |  |  | OP | X | 5 | 1992 |  |  | N | IPP Non-CHP | 2 | T T T: X; OBS BLQ BLQ: LFG |  |  |  | N |  |  | 1H | [23 empty] | N | N | N
6883 | Evanston Board of Education | 54788 | Evanston Township High School | IL | Cook | GEN1 | Natural Gas Internal Combustion Engine | IC |  | S | X | X |  |  | 0.8 | 0.8 | 0.8 | 0.8 | 0.4 | N |  |  | SB | Y | 12 | 1992 |  |  | N | Commercial Non-CHP | 4 | [11 empty] | N |  |  | 10M | [23 empty] | N | N | N | bar: T T T to OBS BLQ BLQ
6883 | Evanston Board of Education | 54788 | Evanston Township High School | IL | Cook | GEN2 | Natural Gas Internal Combustion Engine | IC |  | S | X | X |  |  | 0.8 | 0.8 | 0.8 | 0.8 | 0.4 | N |  |  | SB | Y | 12 | 1992 |  |  | N | Commercial Non-CHP | 4 | [11 empty] | N |  |  | 10M | [23 empty] | N | N | N | bar: T T T to OBS BLQ BLQ
6883 | Evanston Board of Education | 54788 | Evanston Township High School | IL | Cook | GEN3 | Natural Gas Internal Combustion Engine | IC |  | S | X | X |  |  | 0.8 | 0.8 | 0.8 | 0.8 | 0.4 | N |  |  | SB | Y | 12 | 1992 |  |  | N | Commercial Non-CHP | 4 | [11 empty] | N |  |  | 10M | [23 empty] | N | N | N | bar: T T T to OBS BLQ BLQ
15917 | Presence Health | 54886 | Presence Saint Mary of Nazareth Hospital | IL | Cook | GEN1 | Natural Gas Internal Combustion Engine | IC |  | S | X | X | NA | NA | 0.8 | 0.8 | 0.8 | 0.8 | 0.4 | N |  |  | SB | N | 8 | 1993 |  |  | N | Commercial Non-CHP | 4 | [11 empty] | N | N |  | 10M | [23 empty] | N | N | bar: T T T to OBS BLQ BLQ
15917 | Presence Health | 54886 | Presence Saint Mary of Nazareth Hospital | IL | Cook | GEN3 | Natural Gas Internal Combustion Engine | IC |  | S | X | X | NA | NA | 0.8 | 0.8 | 0.8 | 0.8 | 0.4 | N |  |  | SB | N | 8 | 1993 |  |  | N | Commercial Non-CHP | 4 | [11 empty] | N | N |  | 10M | [23 empty] | N | N | bar: T T T to OBS BLQ BLQ
15917 | Presence Health | 54886 | Presence Saint Mary of Nazareth Hospital | IL | Cook | GEN6 | Petroleum Liquids | IC |  | S | X | X | NA | NA | 0.8 | 0.8 | 0.8 | 0.8 | 0.3 | N |  |  | SB | N | 12 | 2006 |  |  | N | Commercial Non-CHP | 4 | T T T: X; OBS BLQ BLQ: DFO |  |  |  |  | N |  | 10M | [23 empty] | N | N
54842 | WM Renewable Energy LLC | 56529 | Five Oaks Gas Recovery | IL | Christian | GEN1 | Landfill Gas | IC |  | S | X | X | AMEREN | AMEREN | 0.8 | 0.98 | 0.8 | 0.8 | 0.5 | N |  |  | OP | X | 2 | 2008 |  |  | N | IPP Non-CHP | 2 | T T T: X; OBS BLQ BLQ: LFG |  |  |  | N |  |  | 1H | [23 empty] | N | N | N
54842 | WM Renewable Energy LLC | 56529 | Five Oaks Gas Recovery | IL | Christian | GEN2 | Landfill Gas | IC |  | S | X | X | AMEREN | AMEREN | 0.8 | 0.98 | 0.8 | 0.8 | 0.5 | N |  |  | OP | X | 2 | 2008 |  |  | N | IPP Non-CHP | 2 | T T T: X; OBS BLQ BLQ: LFG |  |  |  | N |  |  | 1H | [23 empty] | N | N | N
54842 | WM Renewable Energy LLC | 56529 | Five Oaks Gas Recovery | IL | Christian | GEN3 | Landfill Gas | IC |  | S | X | X | AMEREN | AMEREN | 0.8 | 0.98 | 0.8 | 0.8 | 0.5 | N |  |  | OP | X | 2 | 2008 |  |  | N | IPP Non-CHP | 2 | T T T: X; OBS BLQ BLQ: LFG |  |  |  | N |  |  | 1H | [23 empty] | N | N | N
54842 | WM Renewable Energy LLC | 56529 | Five Oaks Gas Recovery | IL | Christian | GEN4 | Landfill Gas | IC |  | S | X | X | AMEREN | AMEREN | 0.8 | 0.98 | 0.8 | 0.8 | 0.5 | N |  |  | OP | X | 2 | 2008 |  |  | N | IPP Non-CHP | 2 | T T T: X; OBS BLQ BLQ: LFG |  |  |  | N |  |  | 1H | [23 empty] | N | N | N
58220 | Northeastern Illinois University | 58245 | Northeastern Illinois University Cogen | IL | Cook | GEN1 | Natural Gas Internal Combustion Engine | IC |  | S | X | X |  |  | 0.8 | 0.9 | 0.8 | 0.8 | 0 | N |  |  | SB | Y | 8 | 1995 |  |  | Y | Commercial CHP | 5 | [11 empty] | N |  |  | 10M | [23 empty] | N | bar: T T T to OBS BLQ BLQ
58220 | Northeastern Illinois University | 58245 | Northeastern Illinois University Cogen | IL | Cook | GEN2 | Natural Gas Internal Combustion Engine | IC |  | S | X | X |  |  | 0.8 | 0.9 | 0.8 | 0.8 | 0.1 | N |  |  | SB | Y | 8 | 1995 |  |  | Y | Commercial CHP | 5 | [11 empty] | N |  |  | 10M | [23 empty] | N | bar: T T T to OBS BLQ BLQ
58220 | Northeastern Illinois University | 58245 | Northeastern Illinois University Cogen | IL | Cook | GEN3 | Natural Gas Internal Combustion Engine | IC |  | S | X | X |  |  | 0.8 | 0.9 | 0.8 | 0.8 | 0.2 | N |  |  | SB | Y | 8 | 1995 |  |  | Y | Commercial CHP | 5 | [11 empty] | N |  |  | 10M | [23 empty] | N | bar: T T T to OBS BLQ BLQ
58220 | Northeastern Illinois University | 58245 | Northeastern Illinois University Cogen | IL | Cook | GEN4 | Natural Gas Internal Combustion Engine | IC |  | S | X | X |  |  | 0.8 | 0.9 | 0.8 | 0.8 | 0.3 | N |  |  | SB | Y | 8 | 1995 |  |  | Y | Commercial CHP | 5 | [11 empty] | N |  |  | 10M | [23 empty] | N | bar: T T T to OBS BLQ BLQ
58361 | Triton College | 58375 | Triton East and West Cogen | IL | Cook | 1 | Natural Gas Internal Combustion Engine | IC |  | S | X | X |  |  | 0.8 | 0.8 | 0.8 | 0.8 | 0.2 | N |  |  | OP | X | 4 | 1998 |  |  | Y | Commercial CHP | 5 | [11 empty] | N | N | 0 | 10M | [23 empty] | N | N | N | bar: T T T to OBS BLQ BLQ
58361 | Triton College | 58375 | Triton East and West Cogen | IL | Cook | 2 | Natural Gas Internal Combustion Engine | IC |  | S | X | X |  |  | 0.8 | 0.8 | 0.8 | 0.8 | 0.2 | N |  |  | OP | X | 4 | 1998 |  |  | Y | Commercial CHP | 5 | [11 empty] | N | N |  | 10M | [23 empty] | N | N | N | bar: T T T to OBS BLQ BLQ
58361 | Triton College | 58375 | Triton East and West Cogen | IL | Cook | 3 | Natural Gas Internal Combustion Engine | IC |  | S | X | X |  |  | 0.8 | 0.8 | 0.8 | 0.8 | 0.2 | N |  |  | OP | X | 7 | 2000 |  |  | N | Commercial CHP | 5 | [11 empty] | N | N |  | 10M | [23 empty] | N | N | N | bar: T T T to OBS BLQ BLQ
58361 | Triton College | 58375 | Triton East and West Cogen | IL | Cook | 4 | Natural Gas Internal Combustion Engine | IC |  | S | X | X |  |  | 0.8 | 0.8 | 0.8 | 0.8 | 0.2 | N |  |  | OP | X | 12 | 2000 |  |  | N | Commercial CHP | 5 | [11 empty] | N | N |  | 10M | [23 empty] | N | N | N | bar: T T T to OBS BLQ BLQ
60481 | Northwestern Lake Forest Hospital | 60797 | Lake Forest Hospital Central Energy Plant | IL | Lake | GEN1 | Natural Gas Internal Combustion Engine | IC |  | S | X | X |  |  | 0.8 | 0.8 | 0.8 | 0.8 | 0.1 | N |  |  | OP | X | 6 | 1996 |  |  | N | IPP Non-CHP | 2 | [11 empty] | N | N |  | 1H | [23 empty] | N | N | N | bar: T T T to OBS BLQ BLQ
60481 | Northwestern Lake Forest Hospital | 60797 | Lake Forest Hospital Central Energy Plant | IL | Lake | GEN2 | Natural Gas Internal Combustion Engine | IC |  | S | X | X |  |  | 0.8 | 0.8 | 0.8 | 0.8 | 0.1 | N |  |  | OP | X | 6 | 1996 |  |  | N | IPP Non-CHP | 2 | [12 empty] | N |  | 1H | [23 empty] | N |  | N | bar: T T T to OBS BLQ BLQ
60481 | Northwestern Lake Forest Hospital | 60797 | Lake Forest Hospital Central Energy Plant | IL | Lake | GEN3 | Natural Gas Internal Combustion Engine | IC |  | S | X | X |  |  | 0.8 | 0.8 | 0.8 | 0.8 | 0.1 | N |  |  | OP | X | 6 | 1996 |  |  | N | IPP Non-CHP | 2 | [12 empty] | N |  | 1H | [23 empty] | N |  | N | bar: T T T to OBS BLQ BLQ
60481 | Northwestern Lake Forest Hospital | 60797 | Lake Forest Hospital Central Energy Plant | IL | Lake | GEN4 | Natural Gas Internal Combustion Engine | IC |  | S | X | X |  |  | 0.8 | 0.8 | 0.8 | 0.8 | 0.1 | N |  |  | OP | X | 6 | 1996 |  |  | N | IPP Non-CHP | 2 | [12 empty] | N |  | 1H | [23 empty] | N |  | N | bar: T T T to OBS BLQ BLQ
2188 | City of Breese - (IL) | 934 | Breese | IL | Clinton | IC1 | Petroleum Liquids | IC |  | S | X | X |  |  | 0.9 | 0.8 | 1 | 1 | 0.9 | N |  |  | SB | Y | 12 | 1953 |  |  | N | Electric Utility | 1 | T T T: X; OBS BLQ BLQ: DFO |  |  |  | N | N |  | 1H | [23 empty] | N
16179 | Rochelle Municipal Utilities | 960 | North Ninth Street | IL | Ogle | 1 | Petroleum Liquids | IC |  | S | X | X | PJM/ComEd.ROCHELLE | PJM/ComEd.ROCHELLE | 0.9 | 0.8 | 0.6 | 0.6 | 0.5 | N |  |  | OP | X | 10 | 1940 |  |  | N | Electric Utility | 1 | T T T: X; OBS BLQ BLQ: DFO |  |  |  |  | N |  | 1H | [23 empty] | N | N | N
15917 | Presence Health | 54886 | Presence Saint Mary of Nazareth Hospital | IL | Cook | GEN4 | Petroleum Liquids | IC |  | S | X | X | NA | NA | 0.9 | 0.9 | 0.9 | 0.9 | 0.3 | N |  |  | SB | N | 8 | 1993 |  |  | N | Commercial Non-CHP | 4 | T T T: X; OBS BLQ BLQ: DFO |  |  |  | N | N |  | 10M | [23 empty] | N | N
15917 | Presence Health | 54886 | Presence Saint Mary of Nazareth Hospital | IL | Cook | GEN5 | Petroleum Liquids | IC |  | S | X | X | NA | NA | 0.9 | 0.9 | 0.9 | 0.9 | 0.3 | N |  |  | SB | N | 8 | 1993 |  |  | N | Commercial Non-CHP | 4 | T T T: X; OBS BLQ BLQ: DFO |  |  |  | N | N |  | 10M | [23 empty] | N | N
2634 | City of Bushnell - (IL) | 935 | Bushnell | IL | McDonough | 5 | Petroleum Liquids | IC |  | S | X | X | AMIL.IP.IMEA | AMIL.IP.IMEA | 1 | 0.8 | 1 | 1 | 0.5 | N |  |  | SB | Y | 6 | 1956 |  |  | N | Electric Utility | 1 | T T T: X; OBS BLQ BLQ: DFO |  |  |  | N | N |  | 1H | [23 empty] | N | N | N
6764 | Village of Freeburg - (IL) | 943 | Freeburg | IL | St Clair | 4 | Petroleum Liquids | IC |  | S | X | X | AMIL.IMEA1 | AMIL.IMEA1 | 1 | 0.8 | 1 | 1 | 0.5 | N |  |  | SB | Y | 8 | 1959 |  |  | N | Electric Utility | 1 | T T T: X; OBS BLQ BLQ: DFO |  |  |  | N | N |  | 1H | [23 empty] | N
16179 | Rochelle Municipal Utilities | 960 | North Ninth Street | IL | Ogle | 4 | Petroleum Liquids | IC |  | S | X | X | PJM/ComEd.ROCHELLE | PJM/ComEd.ROCHELLE | 1 | 0.8 | 0.7 | 0.7 | 0.5 | N |  |  | OP | X | 10 | 1946 |  |  | N | Electric Utility | 1 | T T T: X; OBS BLQ BLQ: DFO |  |  |  |  | N |  | 1H | [23 empty] | N | N | N
16179 | Rochelle Municipal Utilities | 960 | North Ninth Street | IL | Ogle | 8 | Petroleum Liquids | IC |  | S | X | X | PJM/ComEd.ROCHELLE | PJM/ComEd.ROCHELLE | 1 | 0.8 | 0.5 | 0.5 | 0.5 | N |  |  | OP | X | 6 | 1949 |  |  | N | Electric Utility | 1 | T T T: X; OBS BLQ BLQ: DFO |  |  |  |  | N |  | 1H | [23 empty] | N |  | N
20328 | Wells Manufacturing Co | 54540 | Charter Dura-Bar | IL | McHenry | 1A | Natural Gas Internal Combustion Engine | IC |  | S | X | X |  |  | 1 | 0.8 | 0.9 | 1 | 0.7 | N |  |  | OP | X | 4 | 1992 |  |  | N | Industrial Non-CHP | 6 | [11 empty] | N | N |  | 1H | [23 empty] | N | N | N | bar: T T T to OBS BLQ BLQ
20328 | Wells Manufacturing Co | 54540 | Charter Dura-Bar | IL | McHenry | 1B | Natural Gas Internal Combustion Engine | IC |  | S | X | X |  |  | 1 | 0.8 | 0.9 | 1 | 0.7 | N |  |  | OP | X | 4 | 1992 |  |  | N | Industrial Non-CHP | 6 | [11 empty] | N | N |  | 1H | [23 empty] | N | N | N | bar: T T T to OBS BLQ BLQ
20328 | Wells Manufacturing Co | 54540 | Charter Dura-Bar | IL | McHenry | 2A | Natural Gas Internal Combustion Engine | IC |  | S | X | X |  |  | 1 | 0.8 | 0.9 | 1 | 0.7 | N |  |  | OP | X | 4 | 1992 |  |  | N | Industrial Non-CHP | 6 | [11 empty] | N | N |  | 1H | [23 empty] | N | N | N | bar: T T T to OBS BLQ BLQ
20328 | Wells Manufacturing Co | 54540 | Charter Dura-Bar | IL | McHenry | 2B | Natural Gas Internal Combustion Engine | IC |  | S | X | X |  |  | 1 | 0.8 | 0.9 | 1 | 0.7 | N |  |  | OP | X | 4 | 1992 |  |  | N | Industrial Non-CHP | 6 | [11 empty] | N | N |  | 1H | [23 empty] | N | N | N | bar: T T T to OBS BLQ BLQ
20328 | Wells Manufacturing Co | 54540 | Charter Dura-Bar | IL | McHenry | 3A | Natural Gas Internal Combustion Engine | IC |  | S | X | X |  |  | 1 | 0.8 | 0.9 | 1 | 0.7 | N |  |  | OP | X | 4 | 1992 |  |  | N | Industrial Non-CHP | 6 | [11 empty] | N | N |  | 1H | [23 empty] | N |  | N | bar: T T T to OBS BLQ BLQ
20328 | Wells Manufacturing Co | 54540 | Charter Dura-Bar | IL | McHenry | 3B | Natural Gas Internal Combustion Engine | IC |  | S | X | X |  |  | 1 | 0.8 | 0.9 | 1 | 0.7 | N |  |  | OP | X | 4 | 1992 |  |  | N | Industrial Non-CHP | 6 | [11 empty] | N | N |  | 1H | [23 empty] | N |  | N | bar: T T T to OBS BLQ BLQ
58129 | Four Rivers Sanitation Authority | 58177 | Kishwaukee CHP Plant | IL | Winnebago | 1 | Other Waste Biomass | IC |  | S | X | X |  |  | 1 | 0.8 | 1 | 1 | 0.5 | N |  |  | OP | X | 1 | 2010 |  |  | Y | IPP CHP | 3 | T T T: T; OBS BLQ BLQ: OBG; OBS NG PUR: NG; DFO NG NG: NG |  |  |  | N | N |  | 10M | [23 empty] | Y | N | N
58129 | Four Rivers Sanitation Authority | 58177 | Kishwaukee CHP Plant | IL | Winnebago | 2 | Other Waste Biomass | IC |  | S | X | X |  |  | 1 | 0.8 | 1 | 1 | 0.5 | N |  |  | OP | X | 6 | 2010 |  |  | Y | IPP CHP | 3 | T T T: T; OBS BLQ BLQ: OBG; OBS NG PUR: NG; DFO NG NG: NG |  |  |  | N | N |  | 10M | [23 empty] | Y | N | N
58129 | Four Rivers Sanitation Authority | 58177 | Kishwaukee CHP Plant | IL | Winnebago | 3 | Other Waste Biomass | IC |  | S | X | X |  |  | 1 | 0.8 | 1 | 1 | 0.5 | N |  |  | OP | X | 5 | 2010 |  |  | Y | IPP CHP | 3 | T T T: T; OBS BLQ BLQ: OBG; OBS NG PUR: NG; DFO NG NG: NG |  |  |  | N | N |  | 10M |  |  |  | N | [19 empty] | Y | N | N
61576 | Ameren Illinois | 61990 | TAC-Distributed Energy Resource Hybrid | IL | Champaign | NG | Natural Gas Internal Combustion Engine | IC |  | W | X | X | AMIL.AEM.IL | AMIL.AEM.IL | 1 | 1 | 1 | 1 | 0.6 | N |  |  | SB | N | 5 | 2017 |  |  | N | Electric Utility | 1 | [12 empty] | N |  | 10M | [23 empty] | N | bar: T T T to OBS BLQ BLQ
3040 | City of Carmi - (IL) | 937 | Carmi | IL | White | 14 | Petroleum Liquids | IC |  | S | X | X |  |  | 1.1 | 0.8 | 1.1 | 1.1 | 0.4 | N |  |  | OP | X | 7 | 2013 |  |  | N | Electric Utility | 1 | T T T: X; OBS BLQ BLQ: DFO |  |  |  | N | N |  | 10M | [23 empty] | N
3040 | City of Carmi - (IL) | 937 | Carmi | IL | White | 7 | Petroleum Liquids | IC |  | S | X | X |  |  | 1.1 | 0.8 | 1 | 1 | 0.5 | N |  |  | OP | X | 12 | 1948 |  |  | N | Electric Utility | 1 | T T T: X; OBS BLQ BLQ: DFO |  |  |  | N | N |  | 10M | [23 empty] | N | N | N
6192 | City of Farmer City - (IL) | 941 | Farmer City | IL | DeWitt | 2 | Petroleum Liquids | IC |  | S | X | X | AMIL.IP.IMEA | AMIL.IP.IMEA | 1.1 | 0.8 | 0.9 | 0.9 | 0.5 | N |  |  | OP | X | 4 | 1963 |  |  | N | Electric Utility | 1 | T T T: X; OBS BLQ BLQ: DFO |  |  |  | N | N |  | 1H | [23 empty] | N
12167 | City of McLeansboro - (IL) | 948 | McLeansboro | IL | Hamilton | 7 | Petroleum Liquids | IC |  | S | X | X |  |  | 1.1 | 0.8 | 1 | 1 | 0.5 | N |  |  | SB | Y | 1 | 1995 |  |  | N | Electric Utility | 1 | T T T: X; OBS BLQ BLQ: DFO |  |  |  | N | N |  | 1H | [23 empty] | N | N | N
12167 | City of McLeansboro - (IL) | 948 | McLeansboro | IL | Hamilton | 8 | Petroleum Liquids | IC |  | S | X | X |  |  | 1.1 | 0.8 | 1 | 1 | 0.5 | N |  |  | SB | Y | 12 | 1994 |  |  | N | Electric Utility | 1 | T T T: X; OBS BLQ BLQ: DFO |  |  |  | N | N |  | 1H | [23 empty] | N | N | N
15772 | City of Red Bud - (IL) | 959 | Red Bud | IL | Randolph | 2 | Petroleum Liquids | IC |  | S | X | X | AMIL.IP.IMEA | AMIL.IP.IMEA | 1.1 | 0.8 | 0.9 | 1 | 0.5 | N |  |  | OP | X | 3 | 1959 |  |  | N | Electric Utility | 1 | T T T: X; OBS BLQ BLQ: DFO |  |  |  | N | N |  | 1H | [23 empty] | N | N | N
18277 | City of Sullivan - (IL) | 969 | Sullivan (IL) | IL | Moultrie | 12 | Petroleum Liquids | IC |  | S | X | X | AMIL.IP.IMEA | AMIL.IP.IMEA | 1.1 | 0.8 | 1 | 1 | 0.5 | N |  |  | SB | Y | 2 | 1996 |  |  | N | Electric Utility | 1 | T T T: X; OBS BLQ BLQ: DFO |  |  |  | N | N |  | 1H | [23 empty] | N | N | N
18277 | City of Sullivan - (IL) | 969 | Sullivan (IL) | IL | Moultrie | 4 | Petroleum Liquids | IC |  | S | X | X | AMIL.IP.IMEA | AMIL.IP.IMEA | 1.1 | 0.8 | 0.9 | 1.1 | 0.5 | N |  |  | SB | Y | 5 | 1951 |  |  | N | Electric Utility | 1 | T T T: X; OBS BLQ BLQ: DFO |  |  |  | N | N |  | 1H | [23 empty] | N | N | N
18277 | City of Sullivan - (IL) | 969 | Sullivan (IL) | IL | Moultrie | 5 | Petroleum Liquids | IC |  | S | X | X | AMIL.IP.IMEA | AMIL.IP.IMEA | 1.1 | 0.8 | 1.1 | 1.1 | 0.5 | N |  |  | SB | Y | 9 | 1948 |  |  | N | Electric Utility | 1 | T T T: X; OBS BLQ BLQ: DFO |  |  |  | N | N |  | 1H | [23 empty] | N | N | N
60539 | Will County Energy LLC | 56419 | Beecher Gas Recovery | IL | Will | B1 | Landfill Gas | IC |  | W | X | X |  |  | 1.1 | 0.9 | 1.1 | 1.1 | 1.1 | N |  |  | OP | X | 6 | 2006 |  |  | N | IPP Non-CHP | 2 | T T T: X; OBS BLQ BLQ: LFG |  |  |  | N | N |  | 1H | [23 empty] | N | N | N
60539 | Will County Energy LLC | 56419 | Beecher Gas Recovery | IL | Will | B2 | Landfill Gas | IC |  | W | X | X |  |  | 1.1 | 0.9 | 1.1 | 1.1 | 1.1 | N |  |  | OP | X | 6 | 2006 |  |  | N | IPP Non-CHP | 2 | T T T: X; OBS BLQ BLQ: LFG |  |  |  | N | N |  | 1H | [23 empty] | N | N | N
60539 | Will County Energy LLC | 56419 | Beecher Gas Recovery | IL | Will | B3 | Landfill Gas | IC |  | W | X | X |  |  | 1.1 | 0.9 | 1.1 | 1.1 | 1.1 | N |  |  | OP | X | 10 | 2008 |  |  | N | IPP Non-CHP | 2 | T T T: X; OBS BLQ BLQ: LFG |  |  |  | N | N |  | 1H | [23 empty] | N | N | N
59626 | Northwest Community Hospital | 59847 | Northwest Community Hospital | IL | Cook | 1 | Natural Gas Internal Combustion Engine | IC |  | S | X | X |  |  | 1.1 | 0.8 | 0.9 | 1.1 | 0.9 | N |  |  | OP | X | 6 | 1996 |  |  | Y | IPP CHP | 3 | [11 empty] | N | N |  | 10M | [23 empty] | N | bar: T T T to OBS BLQ BLQ
59626 | Northwest Community Hospital | 59847 | Northwest Community Hospital | IL | Cook | 2 | Natural Gas Internal Combustion Engine | IC |  | S | X | X |  |  | 1.1 | 0.8 | 0.9 | 1.1 | 0.9 | N |  |  | OP | X | 6 | 1996 |  |  | Y | IPP CHP | 3 | [11 empty] | N | N |  | 10M | [23 empty] | N | bar: T T T to OBS BLQ BLQ
59626 | Northwest Community Hospital | 59847 | Northwest Community Hospital | IL | Cook | 3 | Natural Gas Internal Combustion Engine | IC |  | S | X | X |  |  | 1.1 | 0.8 | 0.9 | 1.1 | 0.9 | N |  |  | OP | X | 6 | 1996 |  |  | Y | IPP CHP | 3 | [11 empty] | N | N |  | 10M | [23 empty] | N | bar: T T T to OBS BLQ BLQ
59626 | Northwest Community Hospital | 59847 | Northwest Community Hospital | IL | Cook | 4 | Natural Gas Internal Combustion Engine | IC |  | S | X | X |  |  | 1.1 | 0.8 | 0.9 | 1.1 | 0.9 | N |  |  | OP | X | 6 | 1996 |  |  | Y | IPP CHP | 3 | [11 empty] | N | N |  | 10M | [23 empty] | N | bar: T T T to OBS BLQ BLQ
3040 | City of Carmi - (IL) | 937 | Carmi | IL | White | 8 | Petroleum Liquids | IC |  | S | X | X |  |  | 1.4 | 0.8 | 1.2 | 1.2 | 0.5 | N |  |  | OP | X | 12 | 1951 |  |  | N | Electric Utility | 1 | T T T: X; OBS BLQ BLQ: DFO; OBS NG PUR: NG |  |  |  | N | N |  | 10M | [23 empty] | Y | Y | Y
55858 | EDL Inc | 56871 | Zion Landfill Gas to Energy Facility | IL | Lake | 1 | Landfill Gas | IC |  | S | X | X |  |  | 1.4 | 0.95 | 1.4 | 1.4 | 0.7 | N |  |  | OP | X | 7 | 2002 |  |  | N | IPP Non-CHP | 2 | T T T: X; OBS BLQ BLQ: LFG |  |  |  |  | N |  | 12H | [23 empty] | N | N
55858 | EDL Inc | 56871 | Zion Landfill Gas to Energy Facility | IL | Lake | 2 | Landfill Gas | IC |  | S | X | X |  |  | 1.4 | 0.95 | 1.4 | 1.4 | 0.7 | N |  |  | OP | X | 7 | 2002 |  |  | N | IPP Non-CHP | 2 | T T T: X; OBS BLQ BLQ: LFG |  |  |  |  | N |  | 12H | [23 empty] | N | N
55858 | EDL Inc | 56871 | Zion Landfill Gas to Energy Facility | IL | Lake | 3 | Landfill Gas | IC |  | S | X | X |  |  | 1.4 | 0.95 | 1.4 | 1.4 | 0.7 | N |  |  | OP | X | 7 | 2002 |  |  | N | IPP Non-CHP | 2 | T T T: X; OBS BLQ BLQ: LFG |  |  |  |  | N |  | 12H | [23 empty] | N | N
55858 | EDL Inc | 56871 | Zion Landfill Gas to Energy Facility | IL | Lake | 4 | Landfill Gas | IC |  | S | X | X |  |  | 1.4 | 0.95 | 1.4 | 1.4 | 0.7 | N |  |  | OP | X | 7 | 2002 |  |  | N | IPP Non-CHP | 2 | T T T: X; OBS BLQ BLQ: LFG |  |  |  |  | N |  | 12H | [23 empty] | N | N
55858 | EDL Inc | 56871 | Zion Landfill Gas to Energy Facility | IL | Lake | 5 | Landfill Gas | IC |  | S | X | X |  |  | 1.4 | 0.95 | 1.4 | 1.4 | 0.7 | N |  |  | OP | X | 8 | 2007 |  |  | N | IPP Non-CHP | 2 | T T T: X; OBS BLQ BLQ: LFG |  |  |  |  | N |  | 12H | [23 empty] | N | N
6192 | City of Farmer City - (IL) | 941 | Farmer City | IL | DeWitt | 1 | Natural Gas Internal Combustion Engine | IC |  | S | X | X | AMIL.IP.IMEA | AMIL.IP.IMEA | 1.5 | 0.8 | 1.3 | 1.3 | 0.5 | N |  |  | OP | X | 7 | 1967 |  |  | N | Electric Utility | 1 | T T T: X; OBS BLQ BLQ: NG; OBS NG PUR: DFO |  |  |  | N | N |  | 1H | [23 empty] | Y | Y | Y
18277 | City of Sullivan - (IL) | 969 | Sullivan (IL) | IL | Moultrie | 3 | Petroleum Liquids | IC |  | S | X | X | AMIL.IP.IMEA | AMIL.IP.IMEA | 1.5 | 0.8 | 1.3 | 1.5 | 0.5 | N |  |  | SB | Y | 11 | 1956 |  |  | N | Electric Utility | 1 | T T T: X; OBS BLQ BLQ: DFO |  |  |  | N | N |  | 1H | [23 empty] | N | N | N
5483 | DuPage County | 54987 | Woodridge Greene Valley Treatment Plant | IL | DuPage | FM01 | Natural Gas Internal Combustion Engine | IC |  | S | X | X |  |  | 1.5 | 0.8 | 1.5 | 1.5 | 0.2 | N |  |  | SB | Y | 4 | 1996 |  |  | Y | Commercial CHP | 5 | T | NG | DFO | OBG |  |  |  | DFO |  |  |  | N | N |  | 10M | [23 empty] | Y | Y | Y
7095 | City of Geneseo - (IL) | 944 | Geneseo | IL | Henry | 4 | Natural Gas Internal Combustion Engine | IC |  | S | X | X |  |  | 1.6 | 0.8 | 1.3 | 1.3 | 1 | N |  |  | OP | X | 7 | 1957 |  |  | N | Electric Utility | 1 | T T T: X; OBS BLQ BLQ: NG; OBS NG PUR: DFO |  |  |  | N | N |  | 1H | [23 empty] | Y | Y | Y
8573 | City of Highland | 946 | Highland | IL | Madison | IC1 | Petroleum Liquids | IC |  | S | X | X |  |  | 1.6 | 0.8 | 1.6 | 1.6 | 0.8 | N |  |  | SB | Y | 7 | 1993 |  |  | N | Electric Utility | 1 | T T T: X; OBS BLQ BLQ: DFO |  |  |  | N | N |  | 10M | [23 empty] | N | N | N
8573 | City of Highland | 946 | Highland | IL | Madison | IC2 | Petroleum Liquids | IC |  | S | X | X |  |  | 1.6 | 0.8 | 1.6 | 1.6 | 0.8 | N |  |  | SB | Y | 7 | 1993 |  |  | N | Electric Utility | 1 | T T T: X; OBS BLQ BLQ: DFO |  |  |  | N | N |  | 10M | [23 empty] | N | N | N
8573 | City of Highland | 946 | Highland | IL | Madison | IC3 | Petroleum Liquids | IC |  | S | X | X |  |  | 1.6 | 0.8 | 1.6 | 1.6 | 0.8 | N |  |  | SB | Y | 7 | 1993 |  |  | N | Electric Utility | 1 | T T T: X; OBS BLQ BLQ: DFO |  |  |  | N | N |  | 10M | [23 empty] | N | N | N
54843 | WM Illinois Renewable Energy LLC | 54662 | Woodland Landfill Gas Recovery | IL | Kane | GEN3 | Landfill Gas | IC |  | S | X | X | Zonal | Zonal | 1.6 | 0.98 | 1.6 | 1.6 | 0.8 | N |  |  | OP | X | 5 | 2010 |  |  | N | IPP Non-CHP | 2 | T T T: X; OBS BLQ BLQ: LFG |  |  |  | N |  |  | 1H | [23 empty] | N | N | N
54843 | WM Illinois Renewable Energy LLC | 54662 | Woodland Landfill Gas Recovery | IL | Kane | GEN4 | Landfill Gas | IC |  | S | X | X |  |  | 1.6 | 0.98 | 1.6 | 1.6 | 0.8 | N |  |  | OP | X | 5 | 2010 |  |  | N | IPP Non-CHP | 2 | T T T: X; OBS BLQ BLQ: LFG |  |  |  | N |  |  | 1H | [23 empty] | N | N | N
54842 | WM Renewable Energy LLC | 57406 | Prairie View IL | IL | Will | GEN1 | Landfill Gas | IC |  | S | X | X | Zonal | Zonal | 1.6 | 0.98 | 1.6 | 1.6 | 0.8 | N |  |  | OP | X | 12 | 2011 |  |  | N | IPP Non-CHP | 2 | T T T: X; OBS BLQ BLQ: LFG |  |  |  | N |  |  | 1H | [23 empty] | N | N | N
54842 | WM Renewable Energy LLC | 57406 | Prairie View IL | IL | Will | GEN2 | Landfill Gas | IC |  | S | X | X | Zonal | Zonal | 1.6 | 0.98 | 1.6 | 1.6 | 0.8 | N |  |  | OP | X | 12 | 2011 |  |  | N | IPP Non-CHP | 2 | T T T: X; OBS BLQ BLQ: LFG |  |  |  | N |  |  | 1H | [23 empty] | N | N | N
54842 | WM Renewable Energy LLC | 57406 | Prairie View IL | IL | Will | GEN3 | Landfill Gas | IC |  | S | X | X | Zonal | Zonal | 1.6 | 0.98 | 1.6 | 1.6 | 0.8 | N |  |  | OP | X | 12 | 2011 |  |  | N | IPP Non-CHP | 2 | T T T: X; OBS BLQ BLQ: LFG |  |  |  | N |  |  | 1H | [23 empty] | N | N | N
57306 | Southern Illinois University Carbondale | 57928 | SIUC | IL | Jackson | EMER | Petroleum Liquids | IC |  | S | X | X |  |  | 1.6 | 0.8 | 1.6 | 1.6 | 0.8 | N |  |  | SB | Y | 6 | 1998 |  |  | N | Commercial CHP | 5 | T T T: X; OBS BLQ BLQ: DFO |  |  |  | N | N |  | 10M | [23 empty] | N
63199 | Frontier Operation Services | 58377 | Rochelle Energy Center | IL | Ogle | REC1 | Landfill Gas | IC |  | W | X | X |  |  | 1.6 | 0.8 | 1.6 | 1.6 | 0.8 | N |  |  | OP | X | 12 | 2011 |  |  | N | IPP Non-CHP | 2 | T T T: X; OBS BLQ BLQ: LFG |  |  |  | N | N |  | 10M | [23 empty] | N | N | N
63199 | Frontier Operation Services | 58377 | Rochelle Energy Center | IL | Ogle | REC2 | Landfill Gas | IC |  | W | X | X |  |  | 1.6 | 0.8 | 1.6 | 1.6 | 0.8 | N |  |  | OS | X | 12 | 2011 |  |  | N | IPP Non-CHP | 2 | T T T: X; OBS BLQ BLQ: LFG |  |  |  | N | N |  | 10M | [23 empty] | N | N | N
63199 | Frontier Operation Services | 58377 | Rochelle Energy Center | IL | Ogle | REC3 | Landfill Gas | IC |  | W | X | X |  |  | 1.6 | 0.8 | 1.6 | 1.6 | 0.8 | N |  |  | OP | X | 12 | 2011 |  |  | N | IPP Non-CHP | 2 | T T T: X; OBS BLQ BLQ: LFG |  |  |  | N | N |  | 10M | [23 empty] | N | N | N
40211 | Wabash Valley Power Assn, Inc | 59635 | Clinton LFGTE | IL | Dewitt | 1 | Landfill Gas | IC |  | S | X | X | AMIL. DWITT | Clinton Landfill | 1.6 | 0.8 | 1.6 | 1.6 | 0.8 | N |  |  | OP | X | 2 | 2006 |  |  | N | Electric Utility | 1 | T T T: X; OBS BLQ BLQ: LFG |  |  |  | N | N |  | 1H | [23 empty] | N
40211 | Wabash Valley Power Assn, Inc | 59635 | Clinton LFGTE | IL | Dewitt | 2 | Landfill Gas | IC |  | S | X | X | AMIL. DWITT | Clinton Landfill | 1.6 | 0.8 | 1.6 | 1.6 | 0.8 | N |  |  | OP | X | 2 | 2006 |  |  | N | Electric Utility | 1 | T T T: X; OBS BLQ BLQ: LFG |  |  |  |  | N |  | 1H | [23 empty] | N
3040 | City of Carmi - (IL) | 937 | Carmi | IL | White | 10 | Petroleum Liquids | IC |  | S | X | X |  |  | 1.7 | 0.8 | 1.6 | 1.6 | 0.8 | N |  |  | OP | X | 12 | 1958 |  |  | N | Electric Utility | 1 | T T T: X; OBS BLQ BLQ: DFO; OBS NG PUR: NG |  |  |  | N | N |  | 10M | [23 empty] | Y | Y | Y
3040 | City of Carmi - (IL) | 937 | Carmi | IL | White | 9 | Petroleum Liquids | IC |  | S | X | X |  |  | 1.7 | 0.8 | 1.7 | 1.7 | 0.5 | N |  |  | OP | X | 12 | 1958 |  |  | N | Electric Utility | 1 | T T T: X; OBS BLQ BLQ: DFO; OBS NG PUR: NG |  |  |  | N | N |  | 10M | [23 empty] | Y | Y | Y
6764 | Village of Freeburg - (IL) | 943 | Freeburg | IL | St Clair | 8 | Petroleum Liquids | IC |  | S | X | X | AMIL.IMEA1 | AMIL.IMEA1 | 1.7 | 0.8 | 1.8 | 1.8 | 0.5 | N |  |  | SB | Y | 1 | 1996 |  |  | N | Electric Utility | 1 | T T T: X; OBS BLQ BLQ: DFO |  |  |  | N | N |  | 10M | [23 empty] | N
20180 | City of Waterloo - (IL) | 971 | Waterloo | IL | Monroe | 7 | Petroleum Liquids | IC |  | S | X | X | AMIL.IMEA1 | AMIL.IMEA1 | 1.7 | 0.8 | 1.5 | 1.5 | 0.5 | N |  |  | SB | Y | 6 | 1959 |  |  | N | Electric Utility | 1 | T T T: X; OBS BLQ BLQ: DFO; OBS NG PUR: NG |  |  |  | N | N |  | 1H | [23 empty] | Y | Y | Y
56076 | State Farm Insurance | 7556 | State Farm | IL | McLean | 1 | Petroleum Liquids | IC |  | S | X | X |  |  | 1.7 | 0.8 | 1.7 | 1.7 | 0 | N |  |  | SB | Y | 10 | 1996 |  |  | N | Commercial Non-CHP | 4 | T T T: X; OBS BLQ BLQ: DFO |  |  |  | N | N |  | 10M | [23 empty] | N | N | N
56076 | State Farm Insurance | 7556 | State Farm | IL | McLean | 2 | Petroleum Liquids | IC |  | S | X | X |  |  | 1.7 | 0.8 | 1.7 | 1.7 | 0 | N |  |  | SB | Y | 10 | 1996 |  |  | N | Commercial Non-CHP | 4 | T T T: X; OBS BLQ BLQ: DFO |  |  |  | N | N |  | 10M | [23 empty] | N | N | N
56076 | State Farm Insurance | 7556 | State Farm | IL | McLean | 3 | Petroleum Liquids | IC |  | S | X | X |  |  | 1.7 | 0.8 | 1.7 | 1.7 | 0 | N |  |  | SB | Y | 10 | 1996 |  |  | N | Commercial Non-CHP | 4 | T T T: X; OBS BLQ BLQ: DFO |  |  |  | N | N | 0 | 10M | [23 empty] | N | N | N
58583 | Museum of Science and Industry | 58635 | Museum of Science and Industry | IL | Cook | COGEN | Natural Gas Internal Combustion Engine | IC |  | S | X | X |  |  | 1.7 | 0.8 | 1.7 | 1.7 | 0.1 | N |  |  | OP | X | 4 | 2003 |  |  | Y | Commercial CHP | 5 | [11 empty] | N |  |  | 10M | [23 empty] | N | N | N | bar: T T T to OBS BLQ BLQ
6764 | Village of Freeburg - (IL) | 943 | Freeburg | IL | St Clair | 10 | Petroleum Liquids | IC |  | S | X | X | AMIL.IMEA1 | AMIL.IMEA1 | 1.8 | 0.8 | 1.8 | 1.8 | 0.5 | N |  |  | SB | Y | 9 | 2007 |  |  | N | Electric Utility | 1 | T T T: X; OBS BLQ BLQ: DFO |  |  |  | N | N |  | 10M | [23 empty] | N | N | N
6764 | Village of Freeburg - (IL) | 943 | Freeburg | IL | St Clair | 11 | Petroleum Liquids | IC |  | S | X | X | AMIL.IMEA1 | AMIL.IMEA1 | 1.8 | 0.8 | 1.8 | 1.8 | 0.5 | N |  |  | SB | Y | 9 | 2007 |  |  | N | Electric Utility | 1 | T T T: X; OBS BLQ BLQ: DFO |  |  |  | N | N |  | 10M | [23 empty] | N | N | N
6764 | Village of Freeburg - (IL) | 943 | Freeburg | IL | St Clair | 12 | Petroleum Liquids | IC |  | S | X | X | AMIL.IMEA1 | AMIL.IMEA1 | 1.8 | 0.8 | 1.8 | 1.8 | 0.5 | N |  |  | SB | Y | 9 | 2007 |  |  | N | Electric Utility | 1 | T T T: X; OBS BLQ BLQ: DFO |  |  |  | N | N |  | 10M | [23 empty] | N
6764 | Village of Freeburg - (IL) | 943 | Freeburg | IL | St Clair | 6 | Petroleum Liquids | IC |  | S | X | X | AMIL.IMEA1 | AMIL.IMEA1 | 1.8 | 0.8 | 1.8 | 1.8 | 0.5 | N |  |  | SB | Y | 8 | 1974 |  |  | N | Electric Utility | 1 | T T T: X; OBS BLQ BLQ: DFO |  |  |  | N | N |  | 1H | [23 empty] | N | N | N
6764 | Village of Freeburg - (IL) | 943 | Freeburg | IL | St Clair | 9 | Petroleum Liquids | IC |  | S | X | X | AMIL.IMEA1 | AMIL.IMEA1 | 1.8 | 0.8 | 1.8 | 1.8 | 0.5 | N |  |  | SB | Y | 1 | 1996 |  |  | N | Electric Utility | 1 | T T T: X; OBS BLQ BLQ: DFO |  |  |  | N | N |  | 10M | [23 empty] | N
11736 | City of Marshall - (IL) | 949 | Marshall (IL) | IL | Clark | 10 | Petroleum Liquids | IC |  | S | X | X | AMIL.IP.IMEA | AMIL.IP.IMEA | 1.8 | 0.8 | 1.8 | 1.8 | 0.5 | N |  |  | OP | X | 4 | 2002 |  |  | N | Electric Utility | 1 | T T T: X; OBS BLQ BLQ: DFO |  |  |  | N | N |  | 10M | [23 empty] | N | N | N
11736 | City of Marshall - (IL) | 949 | Marshall (IL) | IL | Clark | 11 | Petroleum Liquids | IC |  | S | X | X | AMIL.IP.IMEA | AMIL.IP.IMEA | 1.8 | 0.8 | 1.8 | 1.8 | 0.5 | N |  |  | OP | X | 4 | 2002 |  |  | N | Electric Utility | 1 | T T T: X; OBS BLQ BLQ: DFO |  |  |  | N | N |  | 10M | [23 empty] | N | N | N
11736 | City of Marshall - (IL) | 949 | Marshall (IL) | IL | Clark | 12 | Petroleum Liquids | IC |  | S | X | X | AMIL.IP.IMEA | AMIL.IP.IMEA | 1.8 | 0.8 | 1.8 | 1.8 | 0.5 | N |  |  | OP | X | 1 | 2007 |  |  | N | Electric Utility | 1 | T T T: X; OBS BLQ BLQ: DFO |  |  |  | N | N |  | 10M | [23 empty] | N
11736 | City of Marshall - (IL) | 949 | Marshall (IL) | IL | Clark | 13 | Petroleum Liquids | IC |  | S | X | X | AMIL.IP.IMEA | AMIL.IP.IMEA | 1.8 | 0.8 | 1.8 | 1.8 | 0.5 | N |  |  | OP | X | 1 | 2007 |  |  | N | Electric Utility | 1 | T T T: X; OBS BLQ BLQ: DFO |  |  |  | N | N |  | 10M | [23 empty] | N
11736 | City of Marshall - (IL) | 949 | Marshall (IL) | IL | Clark | 6 | Petroleum Liquids | IC |  | S | X | X | AMIL.IP.IMEA | AMIL.IP.IMEA | 1.8 | 0.8 | 1.8 | 1.8 | 0.5 | N |  |  | OP | X | 4 | 2002 |  |  | N | Electric Utility | 1 | T T T: X; OBS BLQ BLQ: DFO |  |  |  | N | N |  | 10M | [23 empty] | N | N
11736 | City of Marshall - (IL) | 949 | Marshall (IL) | IL | Clark | 7 | Petroleum Liquids | IC |  | S | X | X | AMIL.IP.IMEA | AMIL.IP.IMEA | 1.8 | 0.8 | 1.8 | 1.8 | 0.5 | N |  |  | OP | X | 4 | 2002 |  |  | N | Electric Utility | 1 | T T T: X; OBS BLQ BLQ: DFO |  |  |  | N | N |  | 10M | [23 empty] | N | N
11736 | City of Marshall - (IL) | 949 | Marshall (IL) | IL | Clark | 8 | Petroleum Liquids | IC |  | S | X | X | AMIL.IP.IMEA | AMIL.IP.IMEA | 1.8 | 0.8 | 1.8 | 1.8 | 0.5 | N |  |  | OP | X | 4 | 2002 |  |  | N | Electric Utility | 1 | T T T: X; OBS BLQ BLQ: DFO |  |  |  | N | N |  | 10M | [23 empty] | N | N
11736 | City of Marshall - (IL) | 949 | Marshall (IL) | IL | Clark | 9 | Petroleum Liquids | IC |  | S | X | X | AMIL.IP.IMEA | AMIL.IP.IMEA | 1.8 | 0.8 | 1.8 | 1.8 | 0.5 | N |  |  | OP | X | 4 | 2002 |  |  | N | Electric Utility | 1 | T T T: X; OBS BLQ BLQ: DFO |  |  |  | N | N |  | 10M | [23 empty] | N | N
15686 | Village of Rantoul - (IL) | 958 | Rantoul | IL | Champaign | 10 | Petroleum Liquids | IC |  | S | X | X |  |  | 1.8 | 0.9 | 1.8 | 1.8 | 0.6 | N |  |  | OP | X | 8 | 2000 |  |  | N | Electric Utility | 1 | T T T: X; OBS BLQ BLQ: DFO |  |  |  | N | N |  | 10M | [23 empty] | N | N
15686 | Village of Rantoul - (IL) | 958 | Rantoul | IL | Champaign | 11 | Petroleum Liquids | IC |  | S | X | X |  |  | 1.8 | 0.9 | 1.8 | 1.8 | 0.6 | N |  |  | OP | X | 8 | 2000 |  |  | N | Electric Utility | 1 | T T T: X; OBS BLQ BLQ: DFO |  |  |  | N | N |  | 10M | [23 empty] | N | N
15686 | Village of Rantoul - (IL) | 958 | Rantoul | IL | Champaign | 12 | Petroleum Liquids | IC |  | S | X | X |  |  | 1.8 | 0.9 | 1.8 | 1.8 | 0.6 | N |  |  | OP | X | 8 | 2000 |  |  | N | Electric Utility | 1 | T T T: X; OBS BLQ BLQ: DFO |  |  |  | N | N |  | 10M | [23 empty] | N | N
15686 | Village of Rantoul - (IL) | 958 | Rantoul | IL | Champaign | 13 | Petroleum Liquids | IC |  | S | X | X |  |  | 1.8 | 0.9 | 1.8 | 1.8 | 0.6 | N |  |  | OP | X | 8 | 2000 |  |  | N | Electric Utility | 1 | T T T: X; OBS BLQ BLQ: DFO |  |  |  | N | N |  | 10M | [23 empty] | N | N
15686 | Village of Rantoul - (IL) | 958 | Rantoul | IL | Champaign | 14 | Petroleum Liquids | IC |  | S | X | X |  |  | 1.8 | 0.9 | 1.8 | 1.8 | 0.6 | N |  |  | OP | X | 8 | 2000 |  |  | N | Electric Utility | 1 | T T T: X; OBS BLQ BLQ: DFO |  |  |  | N | N |  | 10M | [23 empty] | N | N
15686 | Village of Rantoul - (IL) | 958 | Rantoul | IL | Champaign | 15 | Petroleum Liquids | IC |  | S | X | X |  |  | 1.8 | 0.9 | 1.8 | 1.8 | 0.6 | N |  |  | OP | X | 1 | 2001 |  |  | N | Electric Utility | 1 | T T T: X; OBS BLQ BLQ: DFO |  |  |  | N | N |  | 10M | [23 empty] | N | N
15686 | Village of Rantoul - (IL) | 958 | Rantoul | IL | Champaign | 16 | Petroleum Liquids | IC |  | S | X | X |  |  | 1.8 | 0.9 | 1.8 | 1.8 | 0.6 | N |  |  | OP | X | 1 | 2001 |  |  | N | Electric Utility | 1 | T T T: X; OBS BLQ BLQ: DFO |  |  |  | N | N |  | 10M | [23 empty] | N | N
15686 | Village of Rantoul - (IL) | 958 | Rantoul | IL | Champaign | 9 | Petroleum Liquids | IC |  | S | X | X |  |  | 1.8 | 0.9 | 1.8 | 1.8 | 0.6 | N |  |  | OP | X | 8 | 2000 |  |  | N | Electric Utility | 1 | T T T: X; OBS BLQ BLQ: DFO |  |  |  | N | N |  | 1H | [23 empty] | N | N
16179 | Rochelle Municipal Utilities | 961 | South Main Street | IL | Ogle | 13 | Petroleum Liquids | IC |  | S | X | X |  |  | 1.8 | 0.8 | 1.8 | 1.8 | 0.5 | N |  |  | SB | Y | 10 | 2014 |  |  | N | Electric Utility | 1 | T T T: X; OBS BLQ BLQ: DFO |  |  |  |  | N |  | 10M | [23 empty] | N | N
16179 | Rochelle Municipal Utilities | 961 | South Main Street | IL | Ogle | 14 | Petroleum Liquids | IC |  | S | X | X |  |  | 1.8 | 0.8 | 1.8 | 1.8 | 0.5 | N |  |  | SB | Y | 10 | 2014 |  |  | N | Electric Utility | 1 | T T T: X; OBS BLQ BLQ: DFO |  |  |  |  | N |  | 10M | [23 empty] | N | N | N
16179 | Rochelle Municipal Utilities | 961 | South Main Street | IL | Ogle | 15 | Petroleum Liquids | IC |  | S | X | X |  |  | 1.8 | 0.8 | 1.8 | 1.8 | 0.5 | N |  |  | SB | Y | 10 | 2014 |  |  | N | Electric Utility | 1 | T T T: X; OBS BLQ BLQ: DFO |  |  |  | N | N |  | 10M | [23 empty] | N | N | N
16179 | Rochelle Municipal Utilities | 961 | South Main Street | IL | Ogle | 16 | Petroleum Liquids | IC |  | S | X | X |  |  | 1.8 | 0.8 | 1.8 | 1.8 | 1.8 | N |  |  | OP | X | 6 | 2016 |  |  | N | Electric Utility | 1 | T T T: X; OBS BLQ BLQ: DFO |  |  |  | N | N |  | 10M | [23 empty] | N | N | N
16179 | Rochelle Municipal Utilities | 961 | South Main Street | IL | Ogle | 17 | Petroleum Liquids | IC |  | S | X | X |  |  | 1.8 | 0.8 | 1.8 | 1.8 | 1.8 | N |  |  | OP | X | 6 | 2016 |  |  | N | Electric Utility | 1 | T T T: X; OBS BLQ BLQ: DFO |  |  |  | N | N |  | 10M | [23 empty] | N | N | N
16179 | Rochelle Municipal Utilities | 961 | South Main Street | IL | Ogle | 18 | Petroleum Liquids | IC |  | S | X | X |  |  | 1.8 | 0.8 | 1.8 | 1.8 | 1.8 | N |  |  | OP | X | 6 | 2016 |  |  | N | Electric Utility | 1 | T T T: X; OBS BLQ BLQ: DFO |  |  |  | N | N |  | 10M | [23 empty] | N | N | N
17828 | City of Springfield - (IL) | 964 | Lakeside | IL | Sangamon | D1 | Petroleum Liquids | IC |  | S | X | X |  |  | 1.8 | 0.8 | 1.7 | 1.7 | 1.7 | N |  |  | OP | X | 6 | 2002 |  |  | N | Electric Utility | 1 | T T T: X; OBS BLQ BLQ: DFO |  |  |  | N | N |  | 1H | [23 empty] | N | N | N
17828 | City of Springfield - (IL) | 964 | Lakeside | IL | Sangamon | D2 | Petroleum Liquids | IC |  | S | X | X |  |  | 1.8 | 0.8 | 1.7 | 1.7 | 1.7 | N |  |  | OP | X | 6 | 2002 |  |  | N | Electric Utility | 1 | T T T: X; OBS BLQ BLQ: DFO |  |  |  | N | N |  | 1H | [23 empty] | N | N | N
17828 | City of Springfield - (IL) | 964 | Lakeside | IL | Sangamon | D3 | Petroleum Liquids | IC |  | S | X | X |  |  | 1.8 | 0.8 | 1.7 | 1.7 | 1.7 | N |  |  | OP | X | 6 | 2002 |  |  | N | Electric Utility | 1 | T T T: X; OBS BLQ BLQ: DFO |  |  |  | N | N |  | 1H | [23 empty] | N | N | N
20180 | City of Waterloo - (IL) | 971 | Waterloo | IL | Monroe | 10 | Petroleum Liquids | IC |  | S | X | X | AMIL.IMEA1 | AMIL.IMEA1 | 1.8 | 0.8 | 1.8 | 1.8 | 0.5 | N |  |  | OP | X | 6 | 1996 |  |  | N | Electric Utility | 1 | T T T: X; OBS BLQ BLQ: DFO |  |  |  | N | N |  | 10M | [23 empty] | N
20180 | City of Waterloo - (IL) | 971 | Waterloo | IL | Monroe | 11 | Petroleum Liquids | IC |  | S | X | X | AMIL.IMEA1 | AMIL.IMEA1 | 1.8 | 0.8 | 1.8 | 1.8 | 0.5 | N |  |  | OP | X | 6 | 1996 |  |  | N | Electric Utility | 1 | T T T: X; OBS BLQ BLQ: DFO |  |  |  | N | N |  | 10M | [23 empty] | N
20180 | City of Waterloo - (IL) | 971 | Waterloo | IL | Monroe | 9 | Petroleum Liquids | IC |  | S | X | X | AMIL.IMEA1 | AMIL.IMEA1 | 1.8 | 0.8 | 1.8 | 1.8 | 0.5 | N |  |  | OP | X | 6 | 1996 |  |  | N | Electric Utility | 1 | T T T: X; OBS BLQ BLQ: DFO |  |  |  | N | N |  | 10M | [23 empty] | N |  | N
16198 | City of Rock Falls - (IL) | 7854 | Avenue A Generator Sets | IL | Whiteside | 1 | Petroleum Liquids | IC |  | S | X | X | PJM/ComEd.ROCKFALLS | PJM/ComEd.ROCKFALLS | 1.8 | 0.8 | 1.8 | 1.8 | 0.5 | N |  |  | SB | Y | 9 | 2000 |  |  | N | Electric Utility | 1 | T T T: X; OBS BLQ BLQ: DFO |  |  |  | N | N |  | 10M | [23 empty] | N | N | N
16198 | City of Rock Falls - (IL) | 7854 | Avenue A Generator Sets | IL | Whiteside | 2 | Petroleum Liquids | IC |  | S | X | X | PJM/ComEd.ROCKFALLS | PJM/ComEd.ROCKFALLS | 1.8 | 0.8 | 1.8 | 1.8 | 0.5 | N |  |  | SB | Y | 9 | 2000 |  |  | N | Electric Utility | 1 | T T T: X; OBS BLQ BLQ: DFO |  |  |  | N | N |  | 10M | [23 empty] | N | N | N
16198 | City of Rock Falls - (IL) | 7934 | Industrial Park | IL | Whiteside | 3 | Petroleum Liquids | IC |  | S | X | X | PJM/ComEd.ROCKFALLS | PJM/ComEd.ROCKFALLS | 1.8 | 0.8 | 1.8 | 1.8 | 0.5 | N |  |  | OP | X | 7 | 2001 |  |  | N | Electric Utility | 1 | T T T: X; OBS BLQ BLQ: DFO |  |  |  | N | N |  | 10M | [23 empty] | N | N | N
16198 | City of Rock Falls - (IL) | 7934 | Industrial Park | IL | Whiteside | 4 | Petroleum Liquids | IC |  | S | X | X | PJM/ComEd.ROCKFALLS | PJM/ComEd.ROCKFALLS | 1.8 | 0.8 | 1.8 | 1.8 | 0.5 | N |  |  | OP | X | 7 | 2001 |  |  | N | Electric Utility | 1 | T T T: X; OBS BLQ BLQ: DFO |  |  |  | N | N |  | 10M | [23 empty] | N | N | N
16198 | City of Rock Falls - (IL) | 7934 | Industrial Park | IL | Whiteside | 5 | Petroleum Liquids | IC |  | S | X | X | PJM/ComEd.ROCKFALLS | PJM/ComEd.ROCKFALLS | 1.8 | 0.8 | 1.8 | 1.8 | 0.5 | N |  |  | OP | X | 7 | 2001 |  |  | N | Electric Utility | 1 | T T T: X; OBS BLQ BLQ: DFO |  |  |  | N | N |  | 10M | [23 empty] | N | N | N
16198 | City of Rock Falls - (IL) | 7934 | Industrial Park | IL | Whiteside | 6 | Petroleum Liquids | IC |  | S | X | X | PJM/ComEd.ROCKFALLS | PJM/ComEd.ROCKFALLS | 1.8 | 0.8 | 1.8 | 1.8 | 0.5 | N |  |  | OP | X | 6 | 2002 |  |  | N | Electric Utility | 1 | T T T: X; OBS BLQ BLQ: DFO |  |  |  | N | N |  | 10M | [23 empty] | N | N | N
16198 | City of Rock Falls - (IL) | 7934 | Industrial Park | IL | Whiteside | 7 | Petroleum Liquids | IC |  | S | X | X | PJM/ComEd.ROCKFALLS | PJM/ComEd.ROCKFALLS | 1.8 | 0.8 | 1.8 | 1.8 | 0.5 | N |  |  | OP | X | 6 | 2002 |  |  | N | Electric Utility | 1 | T T T: X; OBS BLQ BLQ: DFO |  |  |  | N | N |  | 10M | [23 empty] | N | N | N
406 | City of Altamont - (IL) | 7990 | Altamont | IL | Effingham | 1 | Petroleum Liquids | IC |  | S | X | X | AMIL.IP.IMEA | AMIL.IP.IMEA | 1.8 | 0.8 | 1.8 | 1.8 | 0.5 | N |  |  | SB | Y | 1 | 2002 |  |  | N | Electric Utility | 1 | T T T: X; OBS BLQ BLQ: DFO |  |  |  | N | N |  | 10M | [23 empty] | N | N | N
406 | City of Altamont - (IL) | 7990 | Altamont | IL | Effingham | 2 | Petroleum Liquids | IC |  | S | X | X | AMIL.IP.IMEA | AMIL.IP.IMEA | 1.8 | 0.8 | 1.8 | 1.8 | 0.5 | N |  |  | SB | Y | 1 | 2002 |  |  | N | Electric Utility | 1 | T T T: X; OBS BLQ BLQ: DFO |  |  |  | N | N |  | 10M | [23 empty] | N | N | N
406 | City of Altamont - (IL) | 7990 | Altamont | IL | Effingham | 3 | Petroleum Liquids | IC |  | S | X | X | AMIL.IP.IMEA | AMIL.IP.IMEA | 1.8 | 0.8 | 1.8 | 1.8 | 0.5 | N |  |  | SB | Y | 1 | 2002 |  |  | N | Electric Utility | 1 | T T T: X; OBS BLQ BLQ: DFO |  |  |  | N | N |  | 10M | [23 empty] | N | N | N
406 | City of Altamont - (IL) | 7990 | Altamont | IL | Effingham | 4 | Petroleum Liquids | IC |  | S | X | X | AMIL.IP.IMEA | AMIL.IP.IMEA | 1.8 | 0.8 | 1.8 | 1.8 | 0.5 | N |  |  | SB | Y | 11 | 2006 |  |  | N | Electric Utility | 1 | T T T: X; OBS BLQ BLQ: DFO |  |  |  | N | N |  | 10M | [23 empty] | N |  | N
3153 | City of Casey - (IL) | 56053 | Casey City of | IL | Clark | 1 | Petroleum Liquids | IC |  | S | X | X | AMIL.IP.IMEA | AMIL.IP.IMEA | 1.8 | 0.8 | 1.8 | 1.8 | 0.5 | N |  |  | SB | Y | 5 | 2002 |  |  | N | Electric Utility | 1 | T T T: X; OBS BLQ BLQ: DFO |  |  |  | N | N |  | 10M | [23 empty] | N | N | N
3153 | City of Casey - (IL) | 56053 | Casey City of | IL | Clark | 2 | Petroleum Liquids | IC |  | S | X | X | AMIL.IP.IMEA | AMIL.IP.IMEA | 1.8 | 0.8 | 1.8 | 1.8 | 0.5 | N |  |  | SB | Y | 5 | 2002 |  |  | N | Electric Utility | 1 | T T T: X; OBS BLQ BLQ: DFO |  |  |  | N | N |  | 10M | [23 empty] | N | N | N
3153 | City of Casey - (IL) | 56053 | Casey City of | IL | Clark | 3 | Petroleum Liquids | IC |  | S | X | X | AMIL.IP.IMEA | AMIL.IP.IMEA | 1.8 | 0.8 | 1.8 | 1.8 | 0.5 | N |  |  | SB | Y | 5 | 2002 |  |  | N | Electric Utility | 1 | T T T: X; OBS BLQ BLQ: DFO |  |  |  | N | N |  | 10M | [23 empty] | N | N | N
8573 | City of Highland | 56114 | IMEA Highland | IL | Madison | 1 | Petroleum Liquids | IC |  | S | X | X |  |  | 1.8 | 0.8 | 1.8 | 1.8 | 0.9 | N |  |  | SB | Y | 6 | 1996 |  |  | N | Electric Utility | 1 | T T T: X; OBS BLQ BLQ: DFO |  |  |  | N | N |  | 10M | [23 empty] | N | N | N
8573 | City of Highland | 56114 | IMEA Highland | IL | Madison | 2 | Petroleum Liquids | IC |  | S | X | X |  |  | 1.8 | 0.8 | 1.8 | 1.8 | 0.9 | N |  |  | SB | Y | 6 | 1996 |  |  | N | Electric Utility | 1 | T T T: X; OBS BLQ BLQ: DFO |  |  |  | N | N |  | 10M | [23 empty] | N | N | N
9286 | Illinois Municipal Elec Agency | 56116 | IMEA Flora | IL | Clay | 10 | Petroleum Liquids | IC |  | S | X | X |  |  | 1.8 | 0.8 | 1.8 | 1.8 | 0.5 | N |  |  | OP | X | 12 | 2000 |  |  | N | Electric Utility | 1 | T T T: X; OBS BLQ BLQ: DFO |  |  |  | N | N |  | 10M | [23 empty] | N |  | N
9286 | Illinois Municipal Elec Agency | 56116 | IMEA Flora | IL | Clay | 6 | Petroleum Liquids | IC |  | S | X | X |  |  | 1.8 | 0.8 | 1.8 | 1.8 | 0.5 | N |  |  | OP | X | 12 | 2000 |  |  | N | Electric Utility | 1 | T T T: X; OBS BLQ BLQ: DFO |  |  |  | N | N |  | 10M | [23 empty] | N | N | N
9286 | Illinois Municipal Elec Agency | 56116 | IMEA Flora | IL | Clay | 7 | Petroleum Liquids | IC |  | S | X | X |  |  | 1.8 | 0.8 | 1.8 | 1.8 | 0.5 | N |  |  | OP | X | 12 | 2000 |  |  | N | Electric Utility | 1 | T T T: X; OBS BLQ BLQ: DFO |  |  |  | N | N |  | 10M | [23 empty] | N | N | N
9286 | Illinois Municipal Elec Agency | 56116 | IMEA Flora | IL | Clay | 8 | Petroleum Liquids | IC |  | S | X | X |  |  | 1.8 | 0.8 | 1.8 | 1.8 | 0.5 | N |  |  | OP | X | 12 | 2000 |  |  | N | Electric Utility | 1 | T T T: X; OBS BLQ BLQ: DFO |  |  |  | N | N |  | 10M | [23 empty] | N | N | N
9286 | Illinois Municipal Elec Agency | 56116 | IMEA Flora | IL | Clay | 9 | Petroleum Liquids | IC |  | S | X | X |  |  | 1.8 | 0.8 | 1.8 | 1.8 | 0.5 | N |  |  | OP | X | 12 | 2000 |  |  | N | Electric Utility | 1 | T T T: X; OBS BLQ BLQ: DFO |  |  |  | N | N |  | 10M | [23 empty] | N | N | N
6417 | City of Flora - (IL) | 56117 | Flora Site A | IL | Clay | 1 | Petroleum Liquids | IC |  | S | X | X | AMIL.IP.IMEA | AMIL.IP.IMEA | 1.8 | 0.8 | 1.8 | 1.8 | 0.5 | N |  |  | OP | X | 12 | 2001 |  |  | N | Electric Utility | 1 | T T T: X; OBS BLQ BLQ: DFO |  |  |  | N | N |  | 10M | [23 empty] | N |  | N
6417 | City of Flora - (IL) | 56117 | Flora Site A | IL | Clay | 2 | Petroleum Liquids | IC |  | S | X | X | AMIL.IP.IMEA | AMIL.IP.IMEA | 1.8 | 0.8 | 1.8 | 1.8 | 0.5 | N |  |  | OP | X | 12 | 2001 |  |  | N | Electric Utility | 1 | T T T: X; OBS BLQ BLQ: DFO |  |  |  | N | N |  | 10M | [23 empty] | N |  | N
6417 | City of Flora - (IL) | 56117 | Flora Site A | IL | Clay | 3 | Petroleum Liquids | IC |  | S | X | X | AMIL.IP.IMEA | AMIL.IP.IMEA | 1.8 | 0.8 | 1.8 | 1.8 | 0.5 | N |  |  | OP | X | 12 | 2001 |  |  | N | Electric Utility | 1 | T T T: X; OBS BLQ BLQ: DFO |  |  |  | N | N |  | 10M | [23 empty] | N |  | N
6417 | City of Flora - (IL) | 56118 | Flora Site B | IL | Clay | 4 | Petroleum Liquids | IC |  | S | X | X | AMIL.IP.IMEA | AMIL.IP.IMEA | 1.8 | 0.8 | 1.8 | 1.8 | 0.5 | N |  |  | OP | X | 12 | 2001 |  |  | N | Electric Utility | 1 | T T T: X; OBS BLQ BLQ: DFO |  |  |  | N | N |  | 10M | [23 empty] | N
6417 | City of Flora - (IL) | 56118 | Flora Site B | IL | Clay | 5 | Petroleum Liquids | IC |  | S | X | X | AMIL.IP.IMEA | AMIL.IP.IMEA | 1.8 | 0.8 | 1.8 | 1.8 | 0.5 | N |  |  | OP | X | 12 | 2001 |  |  | N | Electric Utility | 1 | T T T: X; OBS BLQ BLQ: DFO |  |  |  | N | N |  | 10M | [23 empty] | N
58089 | Adkins Energy LLC | 58136 | Adkins Energy LLC | IL | Stephenson | ST2MW | Natural Gas Steam Turbine | ST |  | S | X | X |  |  | 1.8 | 0.85 | 1.8 | 1.8 | 0.5 | N |  |  | OP | X | 3 | 2019 |  |  | N | Industrial CHP | 7 | [11 empty] | N | N | 0 | 12H | [23 empty] | N |  | N | bar: T T T to OBS BLQ BLQ; DFO NG NG
3037 | City of Carlyle - (IL) | 936 | Carlyle | IL | Clinton | 7 | Petroleum Liquids | IC |  | S | X | X |  |  | 2 | 0.8 | 2 | 2 | 1 | N |  |  | SB | Y | 8 | 1964 |  |  | N | Electric Utility | 1 | T T T: X; OBS BLQ BLQ: DFO; OBS NG PUR: NG |  |  |  | N | N |  | 10M | [23 empty] | Y | Y | Y
3040 | City of Carmi - (IL) | 937 | Carmi | IL | White | 12 | Petroleum Liquids | IC |  | S | X | X |  |  | 2 | 0.8 | 0.9 | 0.9 | 0.9 | Y | 7 | 2020 | OP | X | 12 | 1967 |  |  | N | Electric Utility | 1 | T T T: X; OBS BLQ BLQ: DFO; OBS NG PUR: NG |  |  |  | N | N |  | 10M | [23 empty] | Y | Y | Y
8573 | City of Highland | 946 | Highland | IL | Madison | IC5 | Petroleum Liquids | IC |  | S | X | X |  |  | 2 | 0.8 | 2 | 2 | 1 | N |  |  | SB | Y | 3 | 1967 |  |  | N | Electric Utility | 1 | T T T: X; OBS BLQ BLQ: DFO; OBS NG PUR: NG |  |  |  | N | N |  | 10M | [23 empty] | Y | N | Y
8573 | City of Highland | 946 | Highland | IL | Madison | IC6 | Petroleum Liquids | IC |  | S | X | X |  |  | 2 | 0.8 | 2 | 2 | 1 | N |  |  | SB | Y | 1 | 1968 |  |  | N | Electric Utility | 1 | T T T: X; OBS BLQ BLQ: DFO; OBS NG PUR: NG |  |  |  | N | N |  | 10M | [23 empty] | Y | N | Y
12167 | City of McLeansboro - (IL) | 948 | McLeansboro | IL | Hamilton | 5 | Petroleum Liquids | IC |  | S | X | X |  |  | 2 | 0.8 | 1.8 | 1.8 | 0.5 | N |  |  | SB | Y | 12 | 1979 |  |  | N | Electric Utility | 1 | T T T: X; OBS BLQ BLQ: DFO |  |  |  | N |  |  | 1H | [23 empty] | N | N | N
12167 | City of McLeansboro - (IL) | 948 | McLeansboro | IL | Hamilton | 9 | Petroleum Liquids | IC |  | S | X | X |  |  | 2 | 0.8 | 2 | 2 | 0.5 | N |  |  | SB | Y | 6 | 2002 |  |  | N | Electric Utility | 1 | T T T: X; OBS BLQ BLQ: DFO |  |  |  | N | N |  | 1H | [23 empty] | N | N | N
18277 | City of Sullivan - (IL) | 969 | Sullivan (IL) | IL | Moultrie | 11 | Petroleum Liquids | IC |  | S | X | X | AMIL.IP.IMEA | AMIL.IP.IMEA | 2 | 0.8 | 2 | 2 | 0.5 | N |  |  | SB | Y | 2 | 1996 |  |  | N | Electric Utility | 1 | T T T: X; OBS BLQ BLQ: DFO |  |  |  | N | N |  | 1H | [23 empty] | N | N | N
18277 | City of Sullivan - (IL) | 969 | Sullivan (IL) | IL | Moultrie | 2 | Petroleum Liquids | IC |  | S | X | X | AMIL.IP.IMEA | AMIL.IP.IMEA | 2 | 0.8 | 2 | 2 | 0.5 | N |  |  | SB | Y | 11 | 1961 |  |  | N | Electric Utility | 1 | T T T: X; OBS BLQ BLQ: DFO |  |  |  | N | N |  | 1H | [23 empty] | N | N | N
20180 | City of Waterloo - (IL) | 971 | Waterloo | IL | Monroe | 4 | Petroleum Liquids | IC |  | S | X | X | AMIL.IMEA1 | AMIL.IMEA1 | 2 | 0.8 | 1.8 | 1.8 | 0.5 | N |  |  | SB | Y | 5 | 1963 |  |  | N | Electric Utility | 1 | T T T: X; OBS BLQ BLQ: DFO; OBS NG PUR: NG |  |  |  | N | N |  | 1H | [23 empty] | Y | Y | Y
60194 | Fuyao Glass Illinois, Inc | 54360 | Fuyao Glass Illinois Inc. | IL | Macon | TK1 | Petroleum Liquids | IC |  | S | X | X | 0 | 0 | 2 | 0.8 | 2 | 2 | 0.8 | N |  |  | SB | Y | 12 | 1980 |  |  | N | Industrial Non-CHP | 6 | T T T: X; OBS BLQ BLQ: DFO |  |  |  | N | N |  | 1H | [20 empty] | N |  |  | N | N
60194 | Fuyao Glass Illinois, Inc | 54360 | Fuyao Glass Illinois Inc. | IL | Macon | TK2 | Petroleum Liquids | IC |  | S | X | X | 0 | 0 | 2 | 0.8 | 2 | 2 | 0.8 | N |  |  | SB | Y | 12 | 1980 |  |  | N | Industrial Non-CHP | 6 | T T T: X; OBS BLQ BLQ: DFO |  |  |  | N | N |  | 1H | [23 empty] | N | N
54704 | Metropolitan Pier and Exposition Auth | 55067 | MPEA Energy Center | IL | Cook | GEN4 | Petroleum Liquids | IC |  | S | X | X |  |  | 2 | 1 | 2 | 2 | 2 | N |  |  | SB | N | 3 | 2010 |  |  | N | IPP Non-CHP | 2 | T T T: X; OBS BLQ BLQ: DFO |  |  |  | N | N |  | 10M | [23 empty] | N | N | N
54704 | Metropolitan Pier and Exposition Auth | 55067 | MPEA Energy Center | IL | Cook | GEN5 | Petroleum Liquids | IC |  | S | X | X |  |  | 2 | 1 | 2 | 2 | 2 | N |  |  | SB | N | 3 | 2010 |  |  | N | IPP Non-CHP | 2 | T T T: X; OBS BLQ BLQ: DFO |  |  |  | N | N |  | 10M | [23 empty] | N | N | N
54704 | Metropolitan Pier and Exposition Auth | 55067 | MPEA Energy Center | IL | Cook | GEN6 | Petroleum Liquids | IC |  | S | X | X |  |  | 2 | 1 | 2 | 2 | 2 | N |  |  | SB | N | 3 | 2010 |  |  | N | IPP Non-CHP | 2 | T T T: X; OBS BLQ BLQ: DFO |  |  |  | N | N |  | 10M | [23 empty] | N | N | N
2634 | City of Bushnell - (IL) | 935 | Bushnell | IL | McDonough | 3 | Petroleum Liquids | IC |  | S | X | X | AMIL.IP.IMEA | AMIL.IP.IMEA | 2.2 | 0.8 | 2.2 | 2.2 | 0.5 | N |  |  | SB | Y | 6 | 1965 |  |  | N | Electric Utility | 1 | T T T: X; OBS BLQ BLQ: DFO |  |  |  | N | N |  | 1H | [23 empty] | N | N | N
2634 | City of Bushnell - (IL) | 935 | Bushnell | IL | McDonough | 4 | Petroleum Liquids | IC |  | S | X | X | AMIL.IP.IMEA | AMIL.IP.IMEA | 2.2 | 0.8 | 2.2 | 2.2 | 0.5 | N |  |  | SB | Y | 6 | 1965 |  |  | N | Electric Utility | 1 | T T T: X; OBS BLQ BLQ: DFO |  |  |  | N | N |  | 1H | [23 empty] | N | N | N
6192 | City of Farmer City - (IL) | 941 | Farmer City | IL | DeWitt | 6 | Petroleum Liquids | IC |  | S | X | X | AMIL.IP.IMEA | AMIL.IP.IMEA | 2.2 | 0.8 | 2 | 2 | 0.5 | N |  |  | OP | X | 8 | 2012 |  |  | N | Electric Utility | 1 | T T T: X; OBS BLQ BLQ: DFO |  |  |  |  | N |  | 10M | [23 empty] | N
6192 | City of Farmer City - (IL) | 941 | Farmer City | IL | DeWitt | 7 | Petroleum Liquids | IC |  | S | X | X | AMIL.IP.IMEA | AMIL.IP.IMEA | 2.2 | 0.8 | 2 | 2 | 0.5 | N |  |  | OP | X | 8 | 2012 |  |  | N | Electric Utility | 1 | T T T: X; OBS BLQ BLQ: DFO |  |  |  |  | N |  | 10M | [23 empty] | N
16198 | City of Rock Falls - (IL) | 7934 | Industrial Park | IL | Whiteside | 8 | Petroleum Liquids | IC |  | S | X | X | PJM/ComEd.ROCKFALLS | PJM/ComEd.ROCKFALLS | 2.2 | 0.8 | 2.2 | 2.2 | 0.5 | N |  |  | OP | X | 7 | 2011 |  |  | N | Electric Utility | 1 | T T T: X; OBS BLQ BLQ: DFO |  |  |  |  | N |  | 10M | [23 empty] | N | N | N
16198 | City of Rock Falls - (IL) | 7934 | Industrial Park | IL | Whiteside | 9 | Petroleum Liquids | IC |  | S | X | X | PJM/ComEd.ROCKFALLS | PJM/ComEd.ROCKFALLS | 2.2 | 0.8 | 2.2 | 2.2 | 0.5 | N |  |  | OP | X | 7 | 2011 |  |  | N | Electric Utility | 1 | T T T: X; OBS BLQ BLQ: DFO |  |  |  |  | N |  | 10M | [23 empty] | N | N | N
15388 | City of Princeton - (IL) | 957 | Princeton (IL) | IL | Bureau | 1 | Natural Gas Internal Combustion Engine | IC |  | S | X | X | AMIL.IP.IMEA | AMIL.IP.IMEA | 2.3 | 0.8 | 2.3 | 2.3 | 0.5 | N |  |  | SB | Y | 7 | 1953 |  |  | N | Electric Utility | 1 | T T T: X; OBS BLQ BLQ: NG; OBS NG PUR: DFO |  |  |  | N | N |  | 10M | [23 empty] | Y | Y | Y
18277 | City of Sullivan - (IL) | 969 | Sullivan (IL) | IL | Moultrie | 13 | Petroleum Liquids | IC |  | S | X | X | AMIL.IP.IMEA | AMIL.IP.IMEA | 2.3 | 0.8 | 2.3 | 2.3 | 0.5 | N |  |  | OP | X | 11 | 2012 |  |  | N | Electric Utility | 1 | T T T: X; OBS BLQ BLQ: DFO |  |  |  |  | N |  | 10M | [23 empty] | N | N | N
18277 | City of Sullivan - (IL) | 969 | Sullivan (IL) | IL | Moultrie | 14 | Petroleum Liquids | IC |  | S | X | X | AMIL.IP.IMEA | AMIL.IP.IMEA | 2.3 | 0.8 | 2.3 | 2.3 | 0.5 | N |  |  | OP | X | 11 | 2012 |  |  | N | Electric Utility | 1 | T T T: X; OBS BLQ BLQ: DFO |  |  |  |  | N |  | 10M | [23 empty] | N | N | N
18277 | City of Sullivan - (IL) | 969 | Sullivan (IL) | IL | Moultrie | 15 | Petroleum Liquids | IC |  | S | X | X | AMIL.IP.IMEA | AMIL.IP.IMEA | 2.3 | 0.8 | 2.3 | 2.3 | 0.5 | N |  |  | OP | X | 11 | 2012 |  |  | N | Electric Utility | 1 | T T T: X; OBS BLQ BLQ: DFO |  |  |  |  | N |  | 10M | [23 empty] | N | N | N
12167 | City of McLeansboro - (IL) | 948 | McLeansboro | IL | Hamilton | 6 | Petroleum Liquids | IC |  | S | X | X |  |  | 2.4 | 0.8 | 2.2 | 2.2 | 0.5 | N |  |  | SB | Y | 12 | 1979 |  |  | N | Electric Utility | 1 | T T T: X; OBS BLQ BLQ: DFO |  |  |  | N |  |  | 1H | [23 empty] | N | N | N
15772 | City of Red Bud - (IL) | 959 | Red Bud | IL | Randolph | 1 | Petroleum Liquids | IC |  | S | X | X | AMIL.IP.IMEA | AMIL.IP.IMEA | 2.4 | 0.8 | 2.2 | 2.2 | 1 | N |  |  | OP | X | 7 | 1968 |  |  | N | Electric Utility | 1 | T T T: X; OBS BLQ BLQ: DFO |  |  |  | N | N |  | 1H | [23 empty] | N | N | N
15772 | City of Red Bud - (IL) | 959 | Red Bud | IL | Randolph | 3 | Petroleum Liquids | IC |  | S | X | X | AMIL.IP.IMEA | AMIL.IP.IMEA | 2.4 | 0.8 | 2.2 | 2.2 | 1 | N |  |  | OP | X | 11 | 1964 |  |  | N | Electric Utility | 1 | T T T: X; OBS BLQ BLQ: DFO |  |  |  | N | N |  | 1H | [23 empty] | N | N | N
18277 | City of Sullivan - (IL) | 969 | Sullivan (IL) | IL | Moultrie | 10 | Petroleum Liquids | IC |  | S | X | X | AMIL.IP.IMEA | AMIL.IP.IMEA | 2.4 | 0.8 | 2.2 | 2.4 | 0.5 | N |  |  | SB | Y | 6 | 1971 |  |  | N | Electric Utility | 1 | T T T: X; OBS BLQ BLQ: DFO |  |  |  | N | N |  | 1H | [23 empty] | N | N | N
18277 | City of Sullivan - (IL) | 969 | Sullivan (IL) | IL | Moultrie | 9 | Petroleum Liquids | IC |  | S | X | X | AMIL.IP.IMEA | AMIL.IP.IMEA | 2.4 | 0.8 | 2.2 | 2.4 | 0.5 | N |  |  | SB | Y | 6 | 1971 |  |  | N | Electric Utility | 1 | T T T: X; OBS BLQ BLQ: DFO |  |  |  | N | N |  | 1H | [23 empty] | N | N | N
2188 | City of Breese - (IL) | 934 | Breese | IL | Clinton | 5 | Petroleum Liquids | IC |  | S | X | X |  |  | 2.5 | 0.8 | 2.5 | 2.5 | 1 | N |  |  | SB | Y | 7 | 1992 |  |  | N | Electric Utility | 1 | T T T: X; OBS BLQ BLQ: DFO |  |  |  | N | N |  | 1H | [23 empty] | N
2188 | City of Breese - (IL) | 934 | Breese | IL | Clinton | 6 | Petroleum Liquids | IC |  | S | X | X |  |  | 2.5 | 0.8 | 2.5 | 2.5 | 1 | N |  |  | SB | Y | 7 | 1997 |  |  | N | Electric Utility | 1 | T T T: X; OBS BLQ BLQ: DFO |  |  |  | N |  |  | 1H | [23 empty] | N
2188 | City of Breese - (IL) | 934 | Breese | IL | Clinton | 7 | Petroleum Liquids | IC |  | S | X | X |  |  | 2.5 | 0.8 | 2.5 | 2.5 | 1 | N |  |  | SB | Y | 2 | 2008 |  |  | N | Electric Utility | 1 | T T T: X; OBS BLQ BLQ: DFO |  |  |  | N |  |  | 1H | [23 empty] | N
2188 | City of Breese - (IL) | 934 | Breese | IL | Clinton | 8 | Petroleum Liquids | IC |  | S | X | X |  |  | 2.5 | 0.8 | 2.5 | 2.5 | 1 | N |  |  | SB | Y | 10 | 2014 |  |  | N | Electric Utility | 1 | T T T: X; OBS BLQ BLQ: DFO |  |  |  |  | N |  | 1H | [23 empty] | N
2634 | City of Bushnell - (IL) | 935 | Bushnell | IL | McDonough | 6 | Petroleum Liquids | IC |  | S | X | X | AMIL.IP.IMEA | AMIL.IP.IMEA | 2.5 | 0.8 | 2.5 | 2.5 | 1.5 | N |  |  | SB | Y | 9 | 2000 |  |  | N | Electric Utility | 1 | T T T: X; OBS BLQ BLQ: DFO |  |  |  | N | N |  | 1H | [23 empty] | N | N | N
2634 | City of Bushnell - (IL) | 935 | Bushnell | IL | McDonough | 7 | Petroleum Liquids | IC |  | S | X | X | AMIL.IP.IMEA | AMIL.IP.IMEA | 2.5 | 0.8 | 2.5 | 2.5 | 1.5 | N |  |  | SB | Y | 9 | 2000 |  |  | N | Electric Utility | 1 | T T T: X; OBS BLQ BLQ: DFO |  |  |  | N | N |  | 1H | [23 empty] | N | N | N
3037 | City of Carlyle - (IL) | 936 | Carlyle | IL | Clinton | 10 | Petroleum Liquids | IC |  | S | X | X |  |  | 2.5 | 0.8 | 2.5 | 2.5 | 1.2 | N |  |  | SB | Y | 10 | 2003 |  |  | N | Electric Utility | 1 | T T T: X; OBS BLQ BLQ: DFO |  |  |  | N | N |  | 10M | [23 empty] | N | N | N
3037 | City of Carlyle - (IL) | 936 | Carlyle | IL | Clinton | 8 | Petroleum Liquids | IC |  | S | X | X |  |  | 2.5 | 0.8 | 2.5 | 2.5 | 1.2 | N |  |  | SB | Y | 10 | 1998 |  |  | N | Electric Utility | 1 | T T T: X; OBS BLQ BLQ: DFO |  |  |  | N | N |  | 10M | [23 empty] | N | N
3037 | City of Carlyle - (IL) | 936 | Carlyle | IL | Clinton | 9 | Petroleum Liquids | IC |  | S | X | X |  |  | 2.5 | 0.8 | 2.5 | 2.5 | 1.2 | N |  |  | SB | Y | 9 | 1999 |  |  | N | Electric Utility | 1 | T T T: X; OBS BLQ BLQ: DFO |  |  |  | N | N |  | 10M | [23 empty] | N | N
11736 | City of Marshall - (IL) | 949 | Marshall (IL) | IL | Clark | 5 | Petroleum Liquids | IC |  | S | X | X | AMIL.IP.IMEA | AMIL.IP.IMEA | 2.5 | 0.8 | 2.5 | 2.5 | 1 | N |  |  | OP | X | 9 | 2002 |  |  | N | Electric Utility | 1 | T T T: X; OBS BLQ BLQ: DFO |  |  |  | N | N |  | 1H | [23 empty] | N | N
16179 | Rochelle Municipal Utilities | 960 | North Ninth Street | IL | Ogle | 10 | Natural Gas Internal Combustion Engine | IC |  | S | X | X | PJM/ComEd.ROCHELLE | PJM/ComEd.ROCHELLE | 2.5 | 0.8 | 2 | 2 | 0.5 | N |  |  | OP | X | 5 | 1989 |  |  | N | Electric Utility | 1 | T T T: X; OBS BLQ BLQ: NG; OBS NG PUR: DFO |  |  |  |  | N |  | 1H | [23 empty] | Y | Y | Y
16179 | Rochelle Municipal Utilities | 960 | North Ninth Street | IL | Ogle | 3 | Natural Gas Internal Combustion Engine | IC |  | S | X | X | PJM/ComEd.ROCHELLE | PJM/ComEd.ROCHELLE | 2.5 | 0.8 | 2 | 2 | 0.5 | N |  |  | OP | X | 7 | 1956 |  |  | N | Electric Utility | 1 | T T T: X; OBS BLQ BLQ: NG; OBS NG PUR: DFO |  |  |  |  | N |  | 1H | [23 empty] | Y | Y | Y
16179 | Rochelle Municipal Utilities | 960 | North Ninth Street | IL | Ogle | 6 | Natural Gas Internal Combustion Engine | IC |  | S | X | X | PJM/ComEd.ROCHELLE | PJM/ComEd.ROCHELLE | 2.5 | 0.8 | 2 | 2 | 0.5 | N |  |  | OP | X | 4 | 1954 |  |  | N | Electric Utility | 1 | T T T: X; OBS BLQ BLQ: NG; OBS NG PUR: DFO |  |  |  |  | N |  | 1H | [23 empty] | Y | Y | Y
16179 | Rochelle Municipal Utilities | 961 | South Main Street | IL | Ogle | 1 | Natural Gas Internal Combustion Engine | IC |  | S | X | X |  |  | 2.5 | 0.8 | 1.6 | 1.6 | 0.5 | N |  |  | SB | Y | 9 | 1967 |  |  | N | Electric Utility | 1 | T T T: X; OBS BLQ BLQ: NG; OBS NG PUR: DFO | [6 empty] | 1H | [23 empty] | Y | Y | Y
16179 | Rochelle Municipal Utilities | 961 | South Main Street | IL | Ogle | 2 | Natural Gas Internal Combustion Engine | IC |  | S | X | X |  |  | 2.5 | 0.8 | 2 | 2 | 0.5 | N |  |  | SB | Y | 9 | 1967 |  |  | N | Electric Utility | 1 | T T T: X; OBS BLQ BLQ: NG; OBS NG PUR: DFO | [6 empty] | 1H | [23 empty] | Y | Y | Y
6764 | Village of Freeburg - (IL) | 943 | Freeburg | IL | St Clair | 7 | Petroleum Liquids | IC |  | S | X | X | AMIL.IMEA1 | AMIL.IMEA1 | 2.6 | 0.8 | 2.6 | 2.6 | 1 | N |  |  | SB | Y | 7 | 1986 |  |  | N | Electric Utility | 1 | T T T: X; OBS BLQ BLQ: DFO |  |  |  | N | N |  | 1H | [23 empty] | N
20824 | Village of Winnetka - (IL) | 972 | Winnetka | IL | Cook | 8 | Petroleum Liquids | IC |  | S | X | X |  |  | 2.6 | 0.8 | 2.6 | 2.6 | 1.8 | N |  |  | OP | X | 1 | 1979 |  |  | N | Electric Utility | 1 | T T T: X; OBS BLQ BLQ: DFO |  |  |  | N | N |  | 1H | [23 empty] | N | N | N
20824 | Village of Winnetka - (IL) | 972 | Winnetka | IL | Cook | 9 | Petroleum Liquids | IC |  | S | X | X |  |  | 2.6 | 0.8 | 2.6 | 2.6 | 1.8 | N |  |  | OP | X | 1 | 1979 |  |  | N | Electric Utility | 1 | T T T: X; OBS BLQ BLQ: DFO |  |  |  | N | N |  | 1H | [23 empty] | N | N | N
14840 | City of Peru - (IL) | 955 | Peru (IL) | IL | LaSalle | 11 | Petroleum Liquids | IC |  | S | X | X | AMIL.IP.IMEA | AMIL.IP.IMEA | 2.7 | 0.8 | 2.7 | 2.7 | 0.2 | N |  |  | OP | X | 4 | 2011 |  |  | N | Electric Utility | 1 | T T T: X; OBS BLQ BLQ: DFO |  |  |  | N | N |  | 10M | [23 empty] | N |  | N
14840 | City of Peru - (IL) | 955 | Peru (IL) | IL | LaSalle | 12 | Petroleum Liquids | IC |  | S | X | X | AMIL.IP.IMEA | AMIL.IP.IMEA | 2.7 | 0.8 | 2.7 | 2.7 | 0.2 | N |  |  | OP | X | 4 | 2011 |  |  | N | Electric Utility | 1 | T T T: X; OBS BLQ BLQ: DFO |  |  |  | N | N |  | 10M | [23 empty] | N |  | N
14840 | City of Peru - (IL) | 955 | Peru (IL) | IL | LaSalle | 13 | Petroleum Liquids | IC |  | S | X | X | AMIL.IP.IMEA | AMIL.IP.IMEA | 2.7 | 0.8 | 2.7 | 2.7 | 0.2 | N |  |  | OP | X | 4 | 2011 |  |  | N | Electric Utility | 1 | T T T: X; OBS BLQ BLQ: DFO |  |  |  | N | N |  | 10M | [23 empty] | N |  | N
14840 | City of Peru - (IL) | 955 | Peru (IL) | IL | LaSalle | 14 | Petroleum Liquids | IC |  | S | X | X | AMIL.IP.IMEA | AMIL.IP.IMEA | 2.7 | 0.8 | 2.7 | 2.7 | 0.2 | N |  |  | OP | X | 4 | 2011 |  |  | N | Electric Utility | 1 | T T T: X; OBS BLQ BLQ: DFO |  |  |  | N | N |  | 10M | [23 empty] | N |  | N
14840 | City of Peru - (IL) | 955 | Peru (IL) | IL | LaSalle | 15 | Petroleum Liquids | IC |  | S | X | X | AMIL.IP.IMEA | AMIL.IP.IMEA | 2.7 | 0.8 | 2.7 | 2.7 | 0.2 | N |  |  | OP | X | 4 | 2011 |  |  | N | Electric Utility | 1 | T T T: X; OBS BLQ BLQ: DFO |  |  |  | N | N |  | 10M | [23 empty] | N |  | N
14840 | City of Peru - (IL) | 955 | Peru (IL) | IL | LaSalle | 16 | Petroleum Liquids | IC |  | S | X | X | AMIL.IP.IMEA | AMIL.IP.IMEA | 2.7 | 0.8 | 2.7 | 2.7 | 0.2 | N |  |  | OP | X | 9 | 2011 |  |  | N | Electric Utility | 1 | T T T: X; OBS BLQ BLQ: DFO |  |  |  | N | N |  | 10M | [23 empty] | N | N | N
14840 | City of Peru - (IL) | 955 | Peru (IL) | IL | LaSalle | 17 | Petroleum Liquids | IC |  | S | X | X | AMIL.IP.IMEA | AMIL.IP.IMEA | 2.7 | 0.8 | 2.7 | 2.7 | 0.2 | N |  |  | OP | X | 9 | 2011 |  |  | N | Electric Utility | 1 | T T T: X; OBS BLQ BLQ: DFO |  |  |  | N | N |  | 10M | [23 empty] | N |  | N
9267 | Hoosier Energy R E C, Inc | 59792 | Orchard Hills Renewable Energy Station | IL | Ogle | 1 | Landfill Gas | IC |  | S | X | X |  |  | 2.7 | 0.9 | 2.2 | 2.5 | 1 | N |  |  | OP | X | 11 | 2016 |  |  | N | Electric Utility | 1 | T T T: X; OBS BLQ BLQ: LFG |  |  |  |  | N |  | 1H | [23 empty] | N | N
9267 | Hoosier Energy R E C, Inc | 59792 | Orchard Hills Renewable Energy Station | IL | Ogle | 2 | Landfill Gas | IC |  | S | X | X |  |  | 2.7 | 0.9 | 2.2 | 2.5 | 1 | N |  |  | OP | X | 11 | 2016 |  |  | N | Electric Utility | 1 | T T T: X; OBS BLQ BLQ: LFG |  |  |  |  | N |  | 1H | [23 empty] | N | N
9267 | Hoosier Energy R E C, Inc | 59792 | Orchard Hills Renewable Energy Station | IL | Ogle | 3 | Landfill Gas | IC |  | S | X | X |  |  | 2.7 | 0.9 | 2.2 | 2.5 | 1 | N |  |  | OP | X | 11 | 2016 |  |  | N | Electric Utility | 1 | T T T: X; OBS BLQ BLQ: LFG |  |  |  |  | N |  | 1H | [23 empty] | N | N
9267 | Hoosier Energy R E C, Inc | 59792 | Orchard Hills Renewable Energy Station | IL | Ogle | 4 | Landfill Gas | IC |  | S | X | X |  |  | 2.7 | 0.9 | 2.2 | 2.5 | 1 | N |  |  | OP | X | 11 | 2016 |  |  | N | Electric Utility | 1 | T T T: X; OBS BLQ BLQ: LFG |  |  |  | N | N |  | 1H | [23 empty] | N | N | N
9267 | Hoosier Energy R E C, Inc | 59792 | Orchard Hills Renewable Energy Station | IL | Ogle | 5 | Landfill Gas | IC |  | S | X | X |  |  | 2.7 | 0.9 | 2.2 | 2.5 | 1 | N |  |  | OP | X | 11 | 2016 |  |  | N | Electric Utility | 1 | T T T: X; OBS BLQ BLQ: LFG |  |  |  | N | N |  | 1H | [23 empty] | N | N | N
9267 | Hoosier Energy R E C, Inc | 59792 | Orchard Hills Renewable Energy Station | IL | Ogle | 6 | Landfill Gas | IC |  | S | X | X |  |  | 2.7 | 0.9 | 2.2 | 2.5 | 1 | N |  |  | OP | X | 11 | 2016 |  |  | N | Electric Utility | 1 | T T T: X; OBS BLQ BLQ: LFG |  |  |  | N | N |  | 1H | [23 empty] | N | N | N
3037 | City of Carlyle - (IL) | 936 | Carlyle | IL | Clinton | 11 | Petroleum Liquids | IC |  | S | X | X |  |  | 2.8 | 0.8 | 2.8 | 2.8 | 1.2 | N |  |  | OP | X | 2 | 2019 |  |  | N | Electric Utility | 1 | T T T: X; OBS BLQ BLQ: DFO |  |  |  | N | N |  | 10M | [23 empty] | N
15772 | City of Red Bud - (IL) | 959 | Red Bud | IL | Randolph | 7 | Petroleum Liquids | IC |  | S | X | X | AMIL.IP.IMEA | AMIL.IP.IMEA | 2.8 | 0.8 | 3 | 3 | 1 | N |  |  | OP | X | 6 | 2002 |  |  | N | Electric Utility | 1 | T T T: X; OBS BLQ BLQ: DFO |  |  |  | N | N |  | 1H | [23 empty] | N | N | N
15772 | City of Red Bud - (IL) | 959 | Red Bud | IL | Randolph | 8 | Petroleum Liquids | IC |  | S | X | X | AMIL.IP.IMEA | AMIL.IP.IMEA | 2.8 | 0.8 | 3 | 3 | 1 | N |  |  | OP | X | 6 | 2002 |  |  | N | Electric Utility | 1 | T T T: X; OBS BLQ BLQ: DFO |  |  |  | N | N |  | 1H | [23 empty] | N | N | N
2188 | City of Breese - (IL) | 934 | Breese | IL | Clinton | 2 | Petroleum Liquids | IC |  | S | X | X |  |  | 3 | 0.8 | 3 | 3 | 1 | N |  |  | SB | Y | 6 | 1982 |  |  | N | Electric Utility | 1 | T T T: X; OBS BLQ BLQ: DFO; OBS NG PUR: NG |  |  |  | N | N |  | 1H | [23 empty] | Y | Y | N
2188 | City of Breese - (IL) | 934 | Breese | IL | Clinton | IC3 | Petroleum Liquids | IC |  | S | X | X |  |  | 3 | 0.8 | 3 | 3 | 1 | N |  |  | SB | Y | 7 | 1968 |  |  | N | Electric Utility | 1 | T T T: X; OBS BLQ BLQ: DFO; OBS NG PUR: NG |  |  |  | N | N |  | 1H | [23 empty] | Y | Y | N
7095 | City of Geneseo - (IL) | 944 | Geneseo | IL | Henry | 6A | Natural Gas Internal Combustion Engine | IC |  | S | X | X |  |  | 3 | 0.8 | 2.4 | 2.4 | 1.5 | N |  |  | OP | X | 5 | 2003 |  |  | N | Electric Utility | 1 | T T T: X; OBS BLQ BLQ: NG; OBS NG PUR: DFO |  |  |  | N | N |  | 1H | [23 empty] | Y | Y | Y
7095 | City of Geneseo - (IL) | 944 | Geneseo | IL | Henry | 7 | Natural Gas Internal Combustion Engine | IC |  | S | X | X |  |  | 3 | 0.8 | 2.4 | 2.4 | 1 | N |  |  | OP | X | 6 | 1961 |  |  | N | Electric Utility | 1 | T T T: X; OBS BLQ BLQ: NG; OBS NG PUR: DFO |  |  |  | N | N |  | 1H | [23 empty] | Y | Y | Y
15388 | City of Princeton - (IL) | 957 | Princeton (IL) | IL | Bureau | 2 | Natural Gas Internal Combustion Engine | IC |  | S | X | X | AMIL.IP.IMEA | AMIL.IP.IMEA | 3 | 0.8 | 3 | 3 | 1 | N |  |  | SB | Y | 4 | 1958 |  |  | N | Electric Utility | 1 | T T T: X; OBS BLQ BLQ: NG; OBS NG PUR: DFO |  |  |  | N | N |  | 10M | [23 empty] | Y | Y | Y
20180 | City of Waterloo - (IL) | 971 | Waterloo | IL | Monroe | 8 | Petroleum Liquids | IC |  | S | X | X | AMIL.IMEA1 | AMIL.IMEA1 | 3 | 0.8 | 2.4 | 2.4 | 1 | N |  |  | SB | Y | 4 | 1973 |  |  | N | Electric Utility | 1 | T T T: X; OBS BLQ BLQ: DFO |  |  |  | N | N |  | 1H | [23 empty] | N |  | N
54843 | WM Illinois Renewable Energy LLC | 50563 | Settlers Hill Gas Recovery | IL | Kane | GEN1 | Landfill Gas | GT |  | S | X | X | Zonal | Zonal | 3 | 0.98 | 2.9 | 3.3 | 1 | N |  |  | OP | X | 10 | 1988 |  |  | N | IPP Non-CHP | 2 | T T T: X; OBS BLQ BLQ: LFG |  |  |  | N |  |  | 1H | [23 empty] | N | N | N
54843 | WM Illinois Renewable Energy LLC | 50563 | Settlers Hill Gas Recovery | IL | Kane | GEN2 | Landfill Gas | GT |  | S | X | X | Zonal | Zonal | 3 | 0.98 | 2.9 | 3.3 | 1 | N |  |  | OP | X | 5 | 1998 |  |  | N | IPP Non-CHP | 2 | T T T: X; OBS BLQ BLQ: LFG |  |  |  | N |  |  | 1H | [23 empty] | N | N | N
54843 | WM Illinois Renewable Energy LLC | 50573 | CID Gas Recovery | IL | Cook | GEN2 | Landfill Gas | GT |  | S | X | X | Zonal | Zonal | 3 | 0.98 | 2.9 | 3.3 | 1 | N |  |  | OP | X | 3 | 1989 |  |  | N | IPP Non-CHP | 2 | T T T: X; OBS BLQ BLQ: LFG |  |  |  | N |  |  | 1H | [23 empty] | N | N | N
54843 | WM Illinois Renewable Energy LLC | 50575 | Lake Gas Recovery | IL | Cook | GEN2 | Landfill Gas | GT |  | S | X | X | Zonal | Zonal | 3 | 0.98 | 2.9 | 3.3 | 1 | N |  |  | OP | X | 8 | 1993 |  |  | N | IPP Non-CHP | 2 | T T T: X; OBS BLQ BLQ: LFG |  |  |  | N |  |  | 1H | [23 empty] | N | N | N
54843 | WM Illinois Renewable Energy LLC | 50575 | Lake Gas Recovery | IL | Cook | GEN3 | Landfill Gas | GT |  | S | X | X | Zonal | Zonal | 3 | 0.98 | 2.9 | 3.3 | 1 | N |  |  | OP | X | 8 | 1993 |  |  | N | IPP Non-CHP | 2 | T T T: X; OBS BLQ BLQ: LFG |  |  |  | N |  |  | 1H | [23 empty] | N | N | N
19528 | University of Illinois | 54780 | University of Illinois Abbott Power Plt | IL | Champaign | T1 | Natural Gas Steam Turbine | ST |  | S | X | X |  |  | 3 | 0.8 | 3 | 3 | 1 | N |  |  | OP | X | 11 | 1940 |  |  | Y | Commercial CHP | 5 | T | NG | BIT | DFO |  |  |  | NG |  |  |  | N | N |  | 12H |  |  | Y | N | Y | [15 empty] | N |  |  | Y | Y | Y
19528 | University of Illinois | 54780 | University of Illinois Abbott Power Plt | IL | Champaign | T2 | Natural Gas Steam Turbine | ST |  | S | X | X |  |  | 3 | 0.8 | 3 | 3 | 1 | N |  |  | OP | X | 11 | 1940 |  |  | Y | Commercial CHP | 5 | T | NG | BIT | DFO |  |  |  | NG |  |  |  | N | N |  | 12H |  |  | Y | N | Y | [15 empty] | N |  |  | Y | Y | Y
19528 | University of Illinois | 54780 | University of Illinois Abbott Power Plt | IL | Champaign | T3 | Natural Gas Steam Turbine | ST |  | S | X | X |  |  | 3 | 0.8 | 3 | 3 | 1 | N |  |  | OP | X | 11 | 1948 |  |  | Y | Commercial CHP | 5 | T | NG | BIT | DFO |  |  |  | NG |  |  |  | N | N |  | 12H |  |  | Y | N | Y | [15 empty] | N |  |  | Y | Y | Y
19528 | University of Illinois | 54780 | University of Illinois Abbott Power Plt | IL | Champaign | T4 | Natural Gas Steam Turbine | ST |  | S | X | X |  |  | 3 | 0.8 | 3 | 3 | 1 | N |  |  | OP | X | 2 | 1951 |  |  | Y | Commercial CHP | 5 | T | NG | BIT | DFO |  |  |  | NG |  |  |  | N | N |  | 12H |  |  | Y | N | Y | [15 empty] | N |  |  | Y | Y | Y
20180 | City of Waterloo - (IL) | 971 | Waterloo | IL | Monroe | 1 | Petroleum Liquids | IC |  | S | X | X | AMIL.IMEA1 | AMIL.IMEA1 | 3.1 | 0.8 | 2.7 | 2.7 | 1 | N |  |  | SB | Y | 5 | 1970 |  |  | N | Electric Utility | 1 | T T T: X; OBS BLQ BLQ: DFO; OBS NG PUR: NG |  |  |  | N | N |  | 1H | [23 empty] | Y | Y | Y
54843 | WM Illinois Renewable Energy LLC | 55014 | Greene Valley Gas Recovery | IL | DuPage | GEN1 | Landfill Gas | GT |  | S | X | X | Zonal | Zonal | 3.3 | 0.98 | 2.9 | 3.3 | 1 | N |  |  | OP | X | 5 | 1996 |  |  | N | IPP Non-CHP | 2 | T T T: X; OBS BLQ BLQ: LFG |  |  |  | N |  |  | 1H | [23 empty] | N | N | N
54843 | WM Illinois Renewable Energy LLC | 55014 | Greene Valley Gas Recovery | IL | DuPage | GEN2 | Landfill Gas | GT |  | S | X | X | Zonal | Zonal | 3.3 | 0.98 | 2.9 | 3.3 | 1 | N |  |  | OP | X | 5 | 1996 |  |  | N | IPP Non-CHP | 2 | T T T: X; OBS BLQ BLQ: LFG |  |  |  | N |  |  | 1H | [23 empty] | N | N | N
15388 | City of Princeton - (IL) | 957 | Princeton (IL) | IL | Bureau | 3 | Natural Gas Internal Combustion Engine | IC |  | S | X | X | AMIL.IP.IMEA | AMIL.IP.IMEA | 3.4 | 0.8 | 3.4 | 3.4 | 1 | N |  |  | SB | Y | 8 | 1965 |  |  | N | Electric Utility | 1 | T T T: X; OBS BLQ BLQ: NG; OBS NG PUR: DFO |  |  |  | N | N |  | 1H | [23 empty] | Y | Y | Y
15388 | City of Princeton - (IL) | 957 | Princeton (IL) | IL | Bureau | 4 | Natural Gas Internal Combustion Engine | IC |  | S | X | X | AMIL.IP.IMEA | AMIL.IP.IMEA | 3.4 | 0.8 | 3.4 | 3.4 | 1 | N |  |  | SB | Y | 1 | 1965 |  |  | N | Electric Utility | 1 | T T T: X; OBS BLQ BLQ: NG; OBS NG PUR: DFO |  |  |  | N | N |  | 1H | [23 empty] | Y | Y | Y
6192 | City of Farmer City - (IL) | 941 | Farmer City | IL | DeWitt | 5 | Natural Gas Internal Combustion Engine | IC |  | S | X | X | AMIL.IP.IMEA | AMIL.IP.IMEA | 3.5 | 0.8 | 2.8 | 2.8 | 0.5 | N |  |  | OP | X | 7 | 1974 |  |  | N | Electric Utility | 1 | T T T: X; OBS BLQ BLQ: NG; OBS NG PUR: DFO |  |  |  | N | N |  | 1H | [23 empty] | Y | Y | Y
7095 | City of Geneseo - (IL) | 944 | Geneseo | IL | Henry | 2 | Natural Gas Internal Combustion Engine | IC |  | S | X | X |  |  | 3.5 | 0.8 | 2.8 | 2.8 | 1.5 | N |  |  | OP | X | 10 | 1967 |  |  | N | Electric Utility | 1 | T T T: X; OBS BLQ BLQ: NG; OBS NG PUR: DFO |  |  |  | N | N |  | 1H | [23 empty] | Y | Y | Y
7095 | City of Geneseo - (IL) | 944 | Geneseo | IL | Henry | 3 | Natural Gas Internal Combustion Engine | IC |  | S | X | X |  |  | 3.5 | 0.8 | 2.8 | 2.8 | 1.5 | N |  |  | OP | X | 6 | 1966 |  |  | N | Electric Utility | 1 | T T T: X; OBS BLQ BLQ: NG; OBS NG PUR: DFO |  |  |  | N | N |  | 1H | [23 empty] | Y | Y | Y
15772 | City of Red Bud - (IL) | 959 | Red Bud | IL | Randolph | 4 | Petroleum Liquids | IC |  | S | X | X | AMIL.IP.IMEA | AMIL.IP.IMEA | 3.5 | 0.8 | 3 | 3 | 1.5 | N |  |  | OP | X | 3 | 1973 |  |  | N | Electric Utility | 1 | T T T: X; OBS BLQ BLQ: DFO |  |  |  | N | N |  | 1H | [23 empty] | N | N | N
16179 | Rochelle Municipal Utilities | 960 | North Ninth Street | IL | Ogle | 9 | Natural Gas Internal Combustion Engine | IC |  | S | X | X | PJM/ComEd.ROCHELLE | PJM/ComEd.ROCHELLE | 3.5 | 0.8 | 3 | 3 | 0.5 | N |  |  | OP | X | 5 | 1989 |  |  | N | Electric Utility | 1 | T T T: X; OBS BLQ BLQ: NG; OBS NG PUR: DFO |  |  |  |  | N |  | 1H | [23 empty] | Y | Y | Y
11390 | M&M Mars Inc | 54855 | Mars Snackfood US | IL | Cook | 1 | Natural Gas Fired Combustion Turbine | GT |  | S | X | X |  |  | 3.5 | 0.98 | 3 | 3.8 | 1 | N |  |  | OS | X | 5 | 1987 |  |  | Y | Industrial CHP | 7 | [11 empty] | N |  |  | 12H | [23 empty] | N | N | N | bar: T T T to OBS BLQ BLQ
57306 | Southern Illinois University Carbondale | 57928 | SIUC | IL | Jackson | GEN5 | Conventional Steam Coal | ST |  | S | X | X |  |  | 3.5 | 0.93 | 2.8 | 2.8 | 0.3 | N |  |  | OP | X | 6 | 1998 |  |  | Y | Commercial CHP | 5 | T T T: T; OBS BLQ BLQ: BIT; DFO NG NG: NG |  |  |  | N | N |  | 12H | Y |  |  |  | Y | [18 empty] | N
58303 | Energy Systems Group LLC | 59794 | Chicago West Side Energy Center | IL | Cook | GEN1 | Natural Gas Fired Combustion Turbine | GT |  | W | X | X |  |  | 3.5 | 0.8 | 3.5 | 3.5 | 1.8 | N |  |  | OP | X | 10 | 2003 |  |  | Y | IPP CHP | 3 | [11 empty] | N | N |  | 1H | [23 empty] | N | bar: T T T to OBS BLQ BLQ
29767 | Illinois Institute-Technology | 52021 | ITT Cogen Facility | IL | Cook | GEN1 | Natural Gas Fired Combustion Turbine | GT |  | S | X | X | 33092313 | 33092313 | 3.7 | 0.8 | 3.5 | 3.7 | 0.1 | N |  |  | SB | Y | 5 | 1991 |  |  | Y | Commercial CHP | 5 | T T T: T; OBS BLQ BLQ: NG; OBS NG PUR: DFO; DFO NG NG: NG |  |  |  | N | N | 0 | 1H | [23 empty] | Y | N | Y
29767 | Illinois Institute-Technology | 52021 | ITT Cogen Facility | IL | Cook | GEN2 | Natural Gas Fired Combustion Turbine | GT |  | S | X | X | 33092313 | 33092313 | 3.7 | 0.8 | 3.5 | 3.7 | 0.1 | N |  |  | SB | Y | 5 | 1991 |  |  | Y | Commercial CHP | 5 | T T T: T; OBS BLQ BLQ: NG; OBS NG PUR: DFO; DFO NG NG: NG |  |  |  | N | N |  | 1H | [23 empty] | Y | N | Y
19528 | University of Illinois | 54044 | University of Illinois Cogen Facility | IL | Cook | GEN3 | Natural Gas Internal Combustion Engine | IC |  | S | X | X |  |  | 3.7 | 0.8 | 3.7 | 3.7 | 1 | N |  |  | OS | X | 7 | 2000 |  |  | Y | Commercial CHP | 5 | [11 empty] | N | N |  | 1H | [20 empty] | N |  |  | N | N | N | bar: T T T to OBS BLQ BLQ
19528 | University of Illinois | 54044 | University of Illinois Cogen Facility | IL | Cook | GEN4 | Natural Gas Internal Combustion Engine | IC |  | S | X | X |  |  | 3.7 | 0.8 | 3.7 | 3.7 | 1 | N |  |  | OS | X | 7 | 2000 |  |  | Y | Commercial CHP | 5 | [11 empty] | N | N |  | 1H | [20 empty] | N |  |  | N | bar: T T T to OBS BLQ BLQ
16179 | Rochelle Municipal Utilities | 960 | North Ninth Street | IL | Ogle | 7 | Natural Gas Internal Combustion Engine | IC |  | S | X | X | PJM/ComEd.ROCHELLE | PJM/ComEd.ROCHELLE | 3.8 | 0.8 | 3.5 | 3.5 | 0.5 | N |  |  | OP | X | 2 | 1967 |  |  | N | Electric Utility | 1 | T T T: X; OBS BLQ BLQ: NG; OBS NG PUR: DFO |  |  |  |  | N |  | 1H | [23 empty] | Y | Y | Y
14293 | Nalco Co | 50326 | Nalco | IL | DuPage | AT1 | Natural Gas Fired Combined Cycle | CT | CC1 | W | X | Y |  |  | 4 | 0.8 | 3 | 3.5 | 0 | N |  |  | OP | X | 11 | 1985 |  |  | Y | Commercial CHP | 5 | [11 empty] | N |  |  | 10M | [23 empty] | N | N | N | bar: T T T to OBS BLQ BLQ
16179 | Rochelle Municipal Utilities | 7770 | 1515 S Caron Road | IL | Ogle | GT1 | Natural Gas Fired Combustion Turbine | GT |  | S | X | X |  |  | 4.2 | 0.8 | 3 | 3.5 | 2 | N |  |  | OP | X | 5 | 2000 |  |  | N | Electric Utility | 1 | [14 empty] | 10M | [23 empty] | N | N | N | bar: T T T to OBS BLQ BLQ
8683 | CSL Behring LLC | 54790 | CSL Behring LLC | IL | Kankakee | GEN1 | Natural Gas Fired Combustion Turbine | GT |  | S | X | X |  |  | 4.2 | 0.9 | 3.8 | 5.3 | 0.1 | N |  |  | OP | X | 5 | 1993 |  |  | Y | Industrial CHP | 7 | [11 empty] | N | N |  | 1H | [23 empty] | N | N | N | bar: T T T to OBS BLQ BLQ
18277 | City of Sullivan - (IL) | 969 | Sullivan (IL) | IL | Moultrie | 1 | Petroleum Liquids | IC |  | S | X | X | AMIL.IP.IMEA | AMIL.IP.IMEA | 4.3 | 0.8 | 4.3 | 4.3 | 1 | N |  |  | SB | Y | 12 | 1974 |  |  | N | Electric Utility | 1 | T T T: X; OBS BLQ BLQ: DFO |  |  |  | N | N |  | 1H | [23 empty] | N | N | N
3040 | City of Carmi - (IL) | 937 | Carmi | IL | White | 13 | Petroleum Liquids | IC |  | S | X | X |  |  | 4.4 | 0.8 | 4.3 | 4.3 | 2 | N |  |  | OP | X | 12 | 1973 |  |  | N | Electric Utility | 1 | T T T: X; OBS BLQ BLQ: DFO; OBS NG PUR: NG |  |  |  | N | N |  | 10M | [23 empty] | Y | Y | Y
7095 | City of Geneseo - (IL) | 944 | Geneseo | IL | Henry | 5A | Natural Gas Internal Combustion Engine | IC |  | S | X | X |  |  | 4.4 | 0.8 | 3.4 | 3.4 | 1.5 | N |  |  | OP | X | 8 | 1990 |  |  | N | Electric Utility | 1 | T T T: X; OBS BLQ BLQ: NG; OBS NG PUR: DFO |  |  |  | N | N |  | 1H | [23 empty] | Y | Y | Y
8573 | City of Highland | 946 | Highland | IL | Madison | IC7 | Petroleum Liquids | IC |  | S | X | X |  |  | 4.4 | 0.8 | 4 | 4 | 2.2 | N |  |  | SB | Y | 8 | 1971 |  |  | N | Electric Utility | 1 | T T T: X; OBS BLQ BLQ: DFO; OBS NG PUR: NG |  |  |  | N | N |  | 10M | [23 empty] | Y | N | Y
8573 | City of Highland | 946 | Highland | IL | Madison | IC8 | Petroleum Liquids | IC |  | S | X | X |  |  | 4.4 | 0.8 | 4 | 4 | 2.2 | N |  |  | SB | Y | 8 | 1971 |  |  | N | Electric Utility | 1 | T T T: X; OBS BLQ BLQ: DFO; OBS NG PUR: NG |  |  |  | N | N |  | 10M | [23 empty] | Y | N | Y
15388 | City of Princeton - (IL) | 957 | Princeton (IL) | IL | Bureau | 5 | Natural Gas Internal Combustion Engine | IC |  | S | X | X | AMIL.IP.IMEA | AMIL.IP.IMEA | 4.4 | 0.8 | 4.4 | 4.4 | 1 | N |  |  | SB | Y | 7 | 1971 |  |  | N | Electric Utility | 1 | T T T: X; OBS BLQ BLQ: NG; OBS NG PUR: DFO |  |  |  | N | N |  | 1H | [23 empty] | Y | Y | Y
49778 | Mondelez Global, LLC | 54933 | Mondelez Global LLC | IL | Winnebago | GEN1 | Natural Gas Fired Combustion Turbine | GT |  | S | X | X |  |  | 4.7 | 0.8 | 5 | 3 | 1.5 | N |  |  | OP | X | 2 | 1995 |  |  | Y | Industrial CHP | 7 | [11 empty] | N | N |  | 10M | [23 empty] | N | N | N | bar: T T T to OBS BLQ BLQ
7095 | City of Geneseo - (IL) | 944 | Geneseo | IL | Henry | 9 | Petroleum Liquids | IC |  | S | X | X |  |  | 4.8 | 0.8 | 3.8 | 3.8 | 1 | N |  |  | OP | X | 5 | 1998 |  |  | N | Electric Utility | 1 | T T T: X; OBS BLQ BLQ: DFO |  |  |  | N | N |  | 1H | [23 empty] | N |  | N
4222 | Ingredion Inc - Illinois | 54556 | Ingredion Incorporated | IL | Cook | TG03 | Natural Gas Fired Combustion Turbine | GT |  | S | X | X |  |  | 4.8 | 0.8 | 4.4 | 4.8 | 0.5 | N |  |  | SB | Y | 2 | 1996 |  |  | N | Industrial CHP | 7 | [11 empty] | N | N |  | 10M | [23 empty] | N | N | bar: T T T to OBS BLQ BLQ
4222 | Ingredion Inc - Illinois | 54556 | Ingredion Incorporated | IL | Cook | TG04 | Natural Gas Fired Combustion Turbine | GT |  | S | X | X |  |  | 4.8 | 0.8 | 4.4 | 4.8 | 0.5 | N |  |  | SB | Y | 2 | 1996 |  |  | N | Industrial CHP | 7 | [11 empty] | N | N |  | 10M | [23 empty] | N | N | bar: T T T to OBS BLQ BLQ
9267 | Hoosier Energy R E C, Inc | 55054 | Livingston Generating Facility | IL | Livingston | 1 | Landfill Gas | GT |  | S | X | X |  |  | 5 | 0.8 | 3.4 | 3.7 | 1.5 | N |  |  | OP | X | 12 | 1999 |  |  | N | Electric Utility | 1 | T T T: X; OBS BLQ BLQ: LFG |  |  |  | N | N |  | 10M | [23 empty] | N
9267 | Hoosier Energy R E C, Inc | 55054 | Livingston Generating Facility | IL | Livingston | 3 | Landfill Gas | GT |  | S | X | X |  |  | 5 | 0.8 | 3.4 | 3.7 | 1.5 | N |  |  | OP | X | 12 | 1999 |  |  | N | Electric Utility | 1 | T T T: X; OBS BLQ BLQ: LFG |  |  |  | N | N |  | 10M | [23 empty] | N
9267 | Hoosier Energy R E C, Inc | 55054 | Livingston Generating Facility | IL | Livingston | GEN2 | Landfill Gas | GT |  | S | X | X |  |  | 5 | 0.8 | 3.4 | 3.7 | 1.5 | N |  |  | OP | X | 1 | 2000 |  |  | N | Electric Utility | 1 | T T T: X; OBS BLQ BLQ: LFG |  |  |  | N | N |  | 10M | [23 empty] | N
58089 | Adkins Energy LLC | 58136 | Adkins Energy LLC | IL | Stephenson | S5MW | Natural Gas Fired Combustion Turbine | GT |  | S | X | X |  |  | 5 | 0.8 | 4 | 5 | 3 | N |  |  | OP | X | 8 | 2002 |  |  | Y | Industrial CHP | 7 | [11 empty] | N | N |  | 1H | [23 empty] | N | N | N | bar: T T T to OBS BLQ BLQ; DFO NG NG
58303 | Energy Systems Group LLC | 58328 | North Chicago Energy Center | IL | Lake | GT1 | Natural Gas Fired Combustion Turbine | GT |  | W | X | X |  |  | 5.2 | 0.8 | 5.2 | 5 | 2.5 | N |  |  | OP | X | 10 | 2003 |  |  | Y | Commercial CHP | 5 | [11 empty] | N | N |  | 1H | [20 empty] | N |  |  | N | N | N | bar: T T T to OBS BLQ BLQ
58151 | Loyola University Health System | 58181 | Loyola University Health Plant | IL | Cook | UNIT1 | Natural Gas Fired Combustion Turbine | GT |  | S | X | X |  |  | 5.3 | 0.9 | 3.9 | 5.6 | 0 | N |  |  | OP | X | 9 | 2005 |  |  | Y | Commercial CHP | 5 | [11 empty] | N | N |  | 1H | [20 empty] | N |  |  | N | N | N | bar: T T T to OBS BLQ BLQ
58151 | Loyola University Health System | 58181 | Loyola University Health Plant | IL | Cook | UNIT2 | Natural Gas Fired Combustion Turbine | GT |  | S | X | X |  |  | 5.3 | 0.9 | 3.9 | 5.6 | 0 | N |  |  | OP | X | 9 | 2005 |  |  | Y | Commercial CHP | 5 | [11 empty] | N | N |  | 1H | [20 empty] | N |  |  | N | N | N | bar: T T T to OBS BLQ BLQ
19528 | University of Illinois | 54044 | University of Illinois Cogen Facility | IL | Cook | RE1 | Natural Gas Internal Combustion Engine | IC |  | S | X | X |  |  | 5.5 | 0.95 | 5.5 | 5.5 | 1 | N |  |  | OP | X | 1 | 2002 |  |  | Y | Commercial CHP | 5 | [11 empty] | N | N |  | 1H | [20 empty] | N |  |  | N | bar: T T T to OBS BLQ BLQ
19528 | University of Illinois | 54044 | University of Illinois Cogen Facility | IL | Cook | RE2 | Natural Gas Internal Combustion Engine | IC |  | S | X | X |  |  | 5.5 | 0.95 | 5.5 | 5.5 | 1 | N |  |  | OP | X | 1 | 2002 |  |  | Y | Commercial CHP | 5 | [11 empty] | N | N |  | 1H | [20 empty] | N |  |  | N |  | N | bar: T T T to OBS BLQ BLQ
19528 | University of Illinois | 54044 | University of Illinois Cogen Facility | IL | Cook | RE3 | Natural Gas Internal Combustion Engine | IC |  | S | X | X |  |  | 5.5 | 0.95 | 5.5 | 5.5 | 1 | N |  |  | OP | X | 1 | 2002 |  |  | Y | Commercial CHP | 5 | [11 empty] | N | N |  | 1H | [20 empty] | N |  |  | N |  | N | bar: T T T to OBS BLQ BLQ
7095 | City of Geneseo - (IL) | 944 | Geneseo | IL | Henry | 1 | Natural Gas Internal Combustion Engine | IC |  | S | X | X |  |  | 5.6 | 0.8 | 4.4 | 4.4 | 1.8 | N |  |  | OP | X | 3 | 1974 |  |  | N | Electric Utility | 1 | T T T: X; OBS BLQ BLQ: NG; OBS NG PUR: DFO |  |  |  | N | N |  | 1H | [23 empty] | Y | Y | Y
15388 | City of Princeton - (IL) | 957 | Princeton (IL) | IL | Bureau | 6 | Natural Gas Internal Combustion Engine | IC |  | S | X | X | AMIL.IP.IMEA | AMIL.IP.IMEA | 5.6 | 0.8 | 5.5 | 5.5 | 1 | N |  |  | SB | Y | 8 | 1971 |  |  | N | Electric Utility | 1 | T T T: X; OBS BLQ BLQ: NG; OBS NG PUR: DFO |  |  |  | N | N |  | 1H | [23 empty] | Y | Y | Y
7096 | City of Geneva- (IL) | 56462 | Geneva Generation Facility | IL | Kane | GEN 1 | Natural Gas Internal Combustion Engine | IC |  | S | X | X | 33092303 | 33092303 | 5.9 | 0.8 | 5.4 | 5.8 | 1.5 | N |  |  | OP | X | 6 | 2005 |  |  | N | Electric Utility | 1 | [11 empty] | N | N |  | 12H | [20 empty] | N |  |  | N | N | N | bar: T T T to OBS BLQ BLQ
7096 | City of Geneva- (IL) | 56462 | Geneva Generation Facility | IL | Kane | GEN 2 | Natural Gas Internal Combustion Engine | IC |  | S | X | X | 33092303 | 33092303 | 5.9 | 0.8 | 5.4 | 5.8 | 1.5 | N |  |  | OP | X | 6 | 2005 |  |  | N | Electric Utility | 1 | [11 empty] | N | N |  | 12H | [20 empty] | N |  |  | N | N | N | bar: T T T to OBS BLQ BLQ
7096 | City of Geneva- (IL) | 56462 | Geneva Generation Facility | IL | Kane | GEN 3 | Natural Gas Internal Combustion Engine | IC |  | S | X | X | 33092303 | 33092303 | 5.9 | 0.8 | 5.4 | 5.8 | 1.5 | N |  |  | OP | X | 6 | 2005 |  |  | N | Electric Utility | 1 | [11 empty] | N | N |  | 12H | [20 empty] | N |  |  | N | N | N | bar: T T T to OBS BLQ BLQ
7096 | City of Geneva- (IL) | 56462 | Geneva Generation Facility | IL | Kane | GEN 4 | Natural Gas Internal Combustion Engine | IC |  | S | X | X | 33092303 | 33092303 | 5.9 | 0.8 | 5.4 | 5.8 | 1.5 | N |  |  | OP | X | 6 | 2005 |  |  | N | Electric Utility | 1 | [11 empty] | N | N |  | 12H | [20 empty] | N |  |  | N | N | N | bar: T T T to OBS BLQ BLQ
7096 | City of Geneva- (IL) | 56462 | Geneva Generation Facility | IL | Kane | GEN 5 | Natural Gas Internal Combustion Engine | IC |  | S | X | X | 33092303 | 33092303 | 5.9 | 0.8 | 5.4 | 5.8 | 1.5 | N |  |  | OP | X | 6 | 2005 |  |  | N | Electric Utility | 1 | [11 empty] | N | N |  | 12H | [20 empty] | N |  |  | N | N | N | bar: T T T to OBS BLQ BLQ
19145 | DTE Tuscola, LLC | 55245 | Tuscola Station | IL | Douglas | TG3 | Natural Gas Steam Turbine | ST |  | S | X | X |  |  | 6 | 0.8 | 4.8 | 5 | 1 | N |  |  | OP | X | 1 | 2001 |  |  | Y | Industrial CHP | 7 | [11 empty] | N | N |  | 12H |  | N |  |  | N | [18 empty] | N | N | N | bar: T T T to OBS BLQ BLQ; DFO NG NG
20824 | Village of Winnetka - (IL) | 972 | Winnetka | IL | Cook | 6 | Natural Gas Steam Turbine | ST |  | S | X | X |  |  | 6.3 | 0.8 | 6.3 | 6.3 | 2 | N |  |  | OP | X | 1 | 1948 |  |  | N | Electric Utility | 1 | T T T: X; OBS BLQ BLQ: NG; OBS NG PUR: DFO; DFO NG NG: NG |  |  |  | N | N |  | 12H | [23 empty] | Y | Y | Y
19528 | University of Illinois | 54044 | University of Illinois Cogen Facility | IL | Cook | GEN1 | Natural Gas Internal Combustion Engine | IC |  | S | X | X |  |  | 6.3 | 0.8 | 6.3 | 6.3 | 3 | N |  |  | OP | X | 4 | 1993 |  |  | Y | Commercial CHP | 5 | T T T: T; OBS BLQ BLQ: NG; OBS NG PUR: DFO; DFO NG NG: DFO |  |  |  | N | N |  | 1H | [20 empty] | N |  |  | Y | Y | Y
19528 | University of Illinois | 54044 | University of Illinois Cogen Facility | IL | Cook | GEN2 | Natural Gas Internal Combustion Engine | IC |  | S | X | X |  |  | 6.3 | 0.8 | 6.3 | 6.3 | 3 | N |  |  | OP | X | 5 | 1993 |  |  | Y | Commercial CHP | 5 | T T T: T; OBS BLQ BLQ: NG; OBS NG PUR: DFO; DFO NG NG: DFO |  |  |  | N | N |  | 1H | [20 empty] | N |  |  | Y | Y | Y
60444 | Argonne National Laboratory | 60742 | Argonne National Laboratory CHP | IL | DuPage | CHP | Natural Gas Fired Combustion Turbine | GT |  | S | X | X | J310 | J310 | 6.3 | 0.9 | 4.7 | 7.1 | 0.5 | N |  |  | OP | X | 5 | 2016 |  |  | Y | IPP CHP | 3 | [11 empty] | N | N |  | 12H | [23 empty] | N |  | N | bar: T T T to OBS BLQ BLQ
5519 | ExxonMobil Oil Corp | 50627 | ExxonMobil Oil Joliet Refinery | IL | Will | STG1 | Other Gases | ST |  | S | X | X |  |  | 6.5 | 0.8 | 3.3 | 3.3 | 2 | N |  |  | OP | X | 11 | 1987 |  |  | N | Industrial CHP | 7 | T T T: X; OBS BLQ BLQ: OG; OBS NG PUR: NG; DFO NG NG: OG |  |  |  | N | N |  | OVER | [23 empty] | N | N | N
20180 | City of Waterloo - (IL) | 971 | Waterloo | IL | Monroe | 12 | Natural Gas Fired Combustion Turbine | GT |  | S | X | X | AMIL.IMEA1 | AMIL.IMEA1 | 6.6 | 0.8 | 6.6 | 7 | 4 | N |  |  | SB | Y | 5 | 2002 |  |  | N | Electric Utility | 1 | T T T: X; OBS BLQ BLQ: NG; OBS NG PUR: DFO |  |  |  | N | N |  | 10M | [23 empty] | Y | N | Y
15388 | City of Princeton - (IL) | 957 | Princeton (IL) | IL | Bureau | 7 | Natural Gas Internal Combustion Engine | IC |  | S | X | X | AMIL.IP.IMEA | AMIL.IP.IMEA | 7 | 0.8 | 7 | 7 | 1 | N |  |  | SB | Y | 9 | 1976 |  |  | N | Electric Utility | 1 | T T T: X; OBS BLQ BLQ: NG; OBS NG PUR: DFO |  |  |  | N | N |  | 1H | [23 empty] | Y | Y | Y
20180 | City of Waterloo - (IL) | 971 | Waterloo | IL | Monroe | 13 | Natural Gas Fired Combustion Turbine | GT |  | S | X | X | AMIL.IMEA1 | AMIL.IMEA1 | 7 | 0.8 | 6.6 | 7 | 4 | N |  |  | SB | Y | 5 | 2012 |  |  | N | Electric Utility | 1 | T T T: X; OBS BLQ BLQ: NG; OBS NG PUR: DFO |  |  |  | N | N |  | 10M | [23 empty] | Y | N | Y
19528 | University of Illinois | 54780 | University of Illinois Abbott Power Plt | IL | Champaign | T12 | Natural Gas Steam Turbine | ST |  | S | X | X |  |  | 7 | 0.85 | 7 | 7 | 3 | N |  |  | OP | X | 4 | 2004 |  |  | Y | Commercial CHP | 5 | T | NG | BIT | DFO |  |  |  | NG |  |  |  | N | N |  | 12H |  |  | Y | N | Y | [15 empty] | N |  |  | Y | Y | Y
58303 | Energy Systems Group LLC | 58328 | North Chicago Energy Center | IL | Lake | GT2 | Natural Gas Fired Combustion Turbine | GT |  | W | X | X |  |  | 7.2 | 0.8 | 7.1 | 6.5 | 3.5 | N |  |  | OP | X | 8 | 2005 |  |  | Y | Commercial CHP | 5 | [11 empty] | N | N |  | 1H | [20 empty] | N |  |  | N | N | N | bar: T T T to OBS BLQ BLQ
19528 | University of Illinois | 54780 | University of Illinois Abbott Power Plt | IL | Champaign | T6 | Natural Gas Steam Turbine | ST |  | S | X | X |  |  | 7.5 | 0.8 | 7.5 | 7.5 | 1.5 | N |  |  | OP | X | 6 | 1959 |  |  | Y | Commercial CHP | 5 | T | NG | BIT | DFO |  |  |  | NG |  |  |  | N | N |  | 12H |  |  | Y | N | Y | [15 empty] | N |  |  | Y | Y | Y
19528 | University of Illinois | 54780 | University of Illinois Abbott Power Plt | IL | Champaign | T7 | Natural Gas Steam Turbine | ST |  | S | X | X |  |  | 7.5 | 0.8 | 7.5 | 7.5 | 1.5 | N |  |  | OP | X | 8 | 1962 |  |  | Y | Commercial CHP | 5 | T | NG | BIT | DFO |  |  |  | NG |  |  |  | N | N |  | 12H |  |  | Y | N | Y | [15 empty] | N |  |  | Y | Y | Y
19528 | University of Illinois | 54044 | University of Illinois Cogen Facility | IL | Cook | CT1 | Natural Gas Fired Combustion Turbine | GT |  | S | X | X |  |  | 7.8 | 0.86 | 6.4 | 7.8 | 0.5 | N |  |  | OP | X | 1 | 2002 |  |  | Y | Commercial CHP | 5 | [11 empty] | N | N |  | 1H | [20 empty] | N |  |  | N | N | bar: T T T to OBS BLQ BLQ
19528 | University of Illinois | 54044 | University of Illinois Cogen Facility | IL | Cook | CT2 | Natural Gas Fired Combustion Turbine | GT |  | S | X | X |  |  | 7.8 | 0.86 | 6.4 | 7.8 | 0.5 | N |  |  | OP | X | 1 | 2002 |  |  | Y | Commercial CHP | 5 | [11 empty] | N | N |  | 1H | [20 empty] | N |  |  | N | N | N | bar: T T T to OBS BLQ BLQ
19528 | University of Illinois | 54044 | University of Illinois Cogen Facility | IL | Cook | CT3 | Natural Gas Fired Combustion Turbine | GT |  | S | X | X |  |  | 7.8 | 0.86 | 6.4 | 7.8 | 0.5 | N |  |  | OP | X | 1 | 2002 |  |  | Y | Commercial CHP | 5 | [11 empty] | N | N |  | 1H | [20 empty] | N |  |  | N | N | N | bar: T T T to OBS BLQ BLQ
19528 | University of Illinois | 54780 | University of Illinois Abbott Power Plt | IL | Champaign | T10 | Natural Gas Steam Turbine | ST |  | S | X | X |  |  | 7.8 | 0.85 | 7.8 | 7.8 | 3 | N |  |  | OP | X | 8 | 2004 |  |  | Y | Commercial CHP | 5 | T | NG | BIT | DFO |  |  |  | NG |  |  |  | N | N |  | 12H |  |  | Y | N | Y | [15 empty] | N |  |  | Y | Y | Y
2836 | BP America Inc | 50722 | BP Naperville Cogeneration Facility | IL | DuPage | GEN1 | Natural Gas Fired Combustion Turbine | GT |  | S | X | X |  |  | 8.3 | 0.8 | 7 | 12 | 4.3 | N |  |  | OP | X | 12 | 1990 |  |  | Y | Commercial CHP | 5 | [11 empty] | N | N |  | 12H |  |  |  | N | [16 empty] | N |  |  | N | N | N | bar: T T T to OBS BLQ BLQ
15388 | City of Princeton - (IL) | 957 | Princeton (IL) | IL | Bureau | 8 | Natural Gas Internal Combustion Engine | IC |  | S | X | X | AMIL.IP.IMEA | AMIL.IP.IMEA | 8.8 | 0.8 | 8.7 | 8.7 | 1 | N |  |  | SB | Y | 9 | 1976 |  |  | N | Electric Utility | 1 | T T T: X; OBS BLQ BLQ: NG; OBS NG PUR: DFO |  |  |  | N | N |  | 1H | [23 empty] | Y | Y | Y
20824 | Village of Winnetka - (IL) | 972 | Winnetka | IL | Cook | 4 | Natural Gas Steam Turbine | ST |  | S | X | X |  |  | 9.4 | 0.8 | 9.4 | 9.4 | 2.4 | N |  |  | OP | X | 1 | 1953 |  |  | N | Electric Utility | 1 | T T T: X; OBS BLQ BLQ: NG; OBS NG PUR: DFO; DFO NG NG: NG |  |  |  | N | N |  | 12H | [23 empty] | Y | Y | Y
14840 | City of Peru - (IL) | 955 | Peru (IL) | IL | LaSalle | GT1 | Petroleum Liquids | GT |  | S | X | X | AMIL.IP.IMEA | AMIL.IP.IMEA | 10 | 0.8 | 8.6 | 8.6 | 1 | N |  |  | OP | X | 10 | 1968 |  |  | N | Electric Utility | 1 | [11 empty] | N | N |  | 1H | [23 empty] | N |  | N | bar: T T T to OBS BLQ BLQ
5519 | ExxonMobil Oil Corp | 50627 | ExxonMobil Oil Joliet Refinery | IL | Will | MG | Other Gases | ST |  | S | X | X |  |  | 11.2 | 0.8 | 11.2 | 11.2 | 0 | N |  |  | OP | X | 5 | 1986 |  |  | N | Industrial CHP | 7 | T T T: X; OBS BLQ BLQ: OG; OBS NG PUR: NG; DFO NG NG: OG |  |  |  | N | N |  | OVER | [23 empty] | N | N | N
20824 | Village of Winnetka - (IL) | 972 | Winnetka | IL | Cook | 7 | Natural Gas Steam Turbine | ST |  | S | X | X |  |  | 12.5 | 0.8 | 12.5 | 12.5 | 3.1 | N |  |  | OP | X | 1 | 1960 |  |  | N | Electric Utility | 1 | T T T: X; OBS BLQ BLQ: NG; OBS NG PUR: DFO; DFO NG NG: NG |  |  |  | N | N |  | 12H | [23 empty] | Y | Y | Y
19528 | University of Illinois | 54780 | University of Illinois Abbott Power Plt | IL | Champaign | T11 | Natural Gas Steam Turbine | ST |  | S | X | X |  |  | 12.5 | 0.85 | 12.5 | 12.5 | 3 | N |  |  | OP | X | 6 | 2004 |  |  | Y | Commercial CHP | 5 | T | NG | BIT | DFO |  |  |  | NG |  |  |  | N | N |  | 12H |  |  | Y | N | Y | [15 empty] | N |  |  | Y | Y | Y
19528 | University of Illinois | 54780 | University of Illinois Abbott Power Plt | IL | Champaign | T8 | Natural Gas Fired Combustion Turbine | GT |  | S | X | X |  |  | 13 | 0.85 | 12.5 | 15 | 7 | N |  |  | OP | X | 9 | 2003 |  |  | Y | Commercial CHP | 5 | T T T: T; OBS BLQ BLQ: NG; OBS NG PUR: DFO; DFO NG NG: NG |  |  |  | N | N |  | 12H |  |  |  | N | [16 empty] | N |  |  | Y | Y | Y
19528 | University of Illinois | 54780 | University of Illinois Abbott Power Plt | IL | Champaign | T9 | Natural Gas Fired Combustion Turbine | GT |  | S | X | X |  |  | 13 | 0.85 | 12.5 | 15 | 7 | N |  |  | OP | X | 11 | 2003 |  |  | Y | Commercial CHP | 5 | T T T: T; OBS BLQ BLQ: NG; OBS NG PUR: DFO; DFO NG NG: NG |  |  |  | N | N |  | 12H |  |  |  | N | [16 empty] | N |  |  | Y | Y | Y
17828 | City of Springfield - (IL) | 965 | Reynolds | IL | Sangamon | 1 | Petroleum Liquids | GT |  | S | X | X | CWLP.REYNOLS91 | CWLP.REYNOLS91 | 17.5 | 0.85 | 13.6 | 14.9 | 1.7 | N |  |  | OP | X | 11 | 1970 |  |  | N | Electric Utility | 1 | T T T: X; OBS BLQ BLQ: DFO |  |  |  | N | N |  | 1H | [23 empty] | N | N | N
12341 | MidAmerican Energy Co | 899 | Moline | IL | Rock Island | GT1 | Natural Gas Fired Combustion Turbine | GT |  | S | X | X | MEC.MOLCT14 | MEC.MOLCT14 | 18 | 0.85 | 16 | 20 | 2.5 | N |  |  | OP | X | 5 | 1970 |  |  | N | Electric Utility | 1 | [11 empty] | N |  |  | 1H | [23 empty] | N | bar: T T T to OBS BLQ BLQ
12341 | MidAmerican Energy Co | 899 | Moline | IL | Rock Island | GT2 | Natural Gas Fired Combustion Turbine | GT |  | S | X | X | MEC.MOLCT14 | MEC.MOLCT14 | 18 | 0.85 | 16 | 20 | 2.5 | N |  |  | OP | X | 5 | 1970 |  |  | N | Electric Utility | 1 | [11 empty] | N |  |  | 1H | [23 empty] | N | bar: T T T to OBS BLQ BLQ
12341 | MidAmerican Energy Co | 899 | Moline | IL | Rock Island | GT3 | Natural Gas Fired Combustion Turbine | GT |  | S | X | X | MEC.MOLCT14 | MEC.MOLCT14 | 18 | 0.85 | 16 | 20 | 2.5 | N |  |  | OP | X | 5 | 1970 |  |  | N | Electric Utility | 1 | [11 empty] | N |  |  | 1H | [23 empty] | N | bar: T T T to OBS BLQ BLQ
12341 | MidAmerican Energy Co | 899 | Moline | IL | Rock Island | GT4 | Natural Gas Fired Combustion Turbine | GT |  | S | X | X | MEC.MOLCT14 | MEC.MOLCT14 | 18 | 0.85 | 16 | 20 | 2.5 | N |  |  | OP | X | 5 | 1970 |  |  | N | Electric Utility | 1 | [11 empty] | N |  |  | 1H | [23 empty] | N | bar: T T T to OBS BLQ BLQ
772 | Archer Daniels Midland Co | 10866 | Archer Daniels Midland Peoria | IL | Peoria | GEN6 | Natural Gas Fired Combustion Turbine | GT |  | S | X | X |  |  | 18 | 0.85 | 15 | 18 | 5 | N |  |  | OP | X | 1 | 1988 |  |  | Y | Industrial CHP | 7 | [11 empty] | N |  |  | 12H |  |  |  |  | N | [18 empty] | N | bar: T T T to OBS BLQ BLQ
772 | Archer Daniels Midland Co | 10866 | Archer Daniels Midland Peoria | IL | Peoria | GEN7 | Natural Gas Fired Combustion Turbine | GT |  | S | X | X |  |  | 18 | 0.85 | 15 | 18 | 5 | N |  |  | OP | X | 1 | 1988 |  |  | Y | Industrial CHP | 7 | [11 empty] | N |  |  | 12H | [23 empty] | N | bar: T T T to OBS BLQ BLQ
40307 | Prairie Power, Inc | 7818 | Alsey | IL | Scott | 3 | Natural Gas Fired Combustion Turbine | GT |  | S | X | X | AMIL.ALSEYCTG3 |  | 20 | 0.9 | 19.3 | 20.3 | 12 | N |  |  | OP | X | 7 | 1999 |  |  | N | Electric Utility | 1 | T T T: X; OBS BLQ BLQ: NG; OBS NG PUR: DFO |  |  |  | N | N |  | 10M | [23 empty] | Y | N | Y
40307 | Prairie Power, Inc | 7818 | Alsey | IL | Scott | 4 | Natural Gas Fired Combustion Turbine | GT |  | S | X | X | AMIL.ALSEYCTG4 |  | 20 | 0.9 | 18 | 19.4 | 12 | N |  |  | OP | X | 8 | 1999 |  |  | N | Electric Utility | 1 | T T T: X; OBS BLQ BLQ: NG; OBS NG PUR: DFO |  |  |  | N | N |  | 10M | [23 empty] | Y | N | Y
5519 | ExxonMobil Oil Corp | 50627 | ExxonMobil Oil Joliet Refinery | IL | Will | GTG1 | Other Gases | GT |  | S | X | X |  |  | 22 | 0.8 | 22 | 22 | 6 | N |  |  | OP | X | 11 | 1987 |  |  | Y | Industrial CHP | 7 | T T T: T; OBS BLQ BLQ: OG; OBS NG PUR: NG |  |  |  | N | N |  | 12H | [23 empty] | Y | N | N
4222 | Ingredion Inc - Illinois | 54556 | Ingredion Incorporated | IL | Cook | TGO1 | Conventional Steam Coal | ST |  | S | X | X |  |  | 22.5 | 0.8 | 21.1 | 21.2 | 5 | N |  |  | OP | X | 5 | 1991 |  |  | Y | Industrial CHP | 7 | T T T: T; OBS BLQ BLQ: BIT; OBS NG PUR: NG; DFO NG NG: NG |  |  |  | N | N |  | 1H | Y |  |  |  |  | Y | [17 empty] | N | N
4222 | Ingredion Inc - Illinois | 54556 | Ingredion Incorporated | IL | Cook | TGO2 | Conventional Steam Coal | ST |  | S | X | X |  |  | 22.5 | 0.8 | 21.1 | 21.2 | 5 | N |  |  | OP | X | 5 | 1991 |  |  | Y | Industrial CHP | 7 | T T T: T; OBS BLQ BLQ: BIT; OBS NG PUR: NG; DFO NG NG: NG |  |  |  | N | N |  | 1H | Y |  |  |  |  | Y | [17 empty] | N | N
40307 | Prairie Power, Inc | 6238 | Pearl Station | IL | Pike | GT1 | Petroleum Liquids | GT |  | S | X | X | AMIL.PEARLG2 |  | 24 | 0.9 | 20.1 | 22 | 2 | N |  |  | OP | X | 6 | 1973 |  |  | N | Electric Utility | 1 | T T T: X; OBS BLQ BLQ: DFO; DFO NG NG: DFO |  |  |  | N | N |  | 12H | N | N | [21 empty] | N | N | N
8453 | Hendricks Regional Health | 54731 | Hendricks Regional Health | IN | Hendricks | GEO3 | Petroleum Liquids | IC |  | S | X | X |  |  | 0.3 | 0.8 | 0.3 | 0.3 | 0 | N |  |  | SB | Y | 9 | 1992 |  |  | N | Commercial Non-CHP | 4 | T T T: X; OBS BLQ BLQ: DFO |  |  |  | N | N |  | 10M | [23 empty] | N
3179 | Caterpillar Inc | 50935 | Caterpillar | IN | Tippecanoe | R12 | Petroleum Liquids | IC |  | S | X | X |  |  | 0.4 | 0.8 | 0.3 | 0.3 | 0.1 | N |  |  | SB | N | 6 | 2001 |  |  | N | Industrial Non-CHP | 6 | T T T: X; OBS BLQ BLQ: DFO |  |  |  | N | N | 0 | 10M | [23 empty] | N | N | N
8453 | Hendricks Regional Health | 54731 | Hendricks Regional Health | IN | Hendricks | GEO1 | Petroleum Liquids | IC |  | S | X | X |  |  | 0.5 | 0.8 | 0.5 | 0.5 | 0 | N |  |  | SB | Y | 9 | 1992 |  |  | N | Commercial Non-CHP | 4 | T T T: X; OBS BLQ BLQ: DFO |  |  |  | N |  |  | 10M | [23 empty] | N
8453 | Hendricks Regional Health | 54731 | Hendricks Regional Health | IN | Hendricks | GEO2 | Petroleum Liquids | IC |  | S | X | X |  |  | 0.5 | 0.8 | 0.5 | 0.5 | 0 | N |  |  | SB | Y | 9 | 1992 |  |  | N | Commercial Non-CHP | 4 | T T T: X; OBS BLQ BLQ: DFO |  |  |  | N |  |  | 10M | [23 empty] | N
59774 | Crawfordsville Energy LLC | 1024 | Crawfordsville Power Plant | IN | Montgomery | D1 | Petroleum Liquids | IC |  | S | X | X |  |  | 0.8 | 0.8 | 0.9 | 0.9 | 0.8 | N |  |  | OP | X | 10 | 1994 |  |  | N | IPP Non-CHP | 2 | T T T: X; OBS BLQ BLQ: DFO |  |  |  | N | N |  | 1H |  |  |  | N | [16 empty] | N |  |  | N | N | N
40211 | Wabash Valley Power Assn, Inc | 54925 | Twin Bridges LFGTE | IN | Hendricks | I-1 | Landfill Gas | IC |  | S | X | X | CIN.TWINBR1 | CIN.TWINBR1 | 0.8 | 0.8 | 0.8 | 0.8 | 0.4 | N |  |  | OP | X | 10 | 1994 |  |  | N | Electric Utility | 1 | T T T: X; OBS BLQ BLQ: LFG |  |  |  | N | N |  | 10M | [23 empty] | N
40211 | Wabash Valley Power Assn, Inc | 54925 | Twin Bridges LFGTE | IN | Hendricks | I-2 | Landfill Gas | IC |  | S | X | X | CIN.TWINBR1 | CIN.TWINBR1 | 0.8 | 0.8 | 0.8 | 0.8 | 0.4 | N |  |  | OP | X | 10 | 1994 |  |  | N | Electric Utility | 1 | T T T: X; OBS BLQ BLQ: LFG |  |  |  | N | N |  | 10M | [23 empty] | N
40211 | Wabash Valley Power Assn, Inc | 54925 | Twin Bridges LFGTE | IN | Hendricks | I-3 | Landfill Gas | IC |  | S | X | X | CIN.TWINBR1 | CIN.TWINBR1 | 0.8 | 0.8 | 0.8 | 0.8 | 0.4 | N |  |  | OP | X | 10 | 1994 |  |  | N | Electric Utility | 1 | T T T: X; OBS BLQ BLQ: LFG |  |  |  | N | N |  | 10M | [23 empty] | N
40211 | Wabash Valley Power Assn, Inc | 54925 | Twin Bridges LFGTE | IN | Hendricks | I-4 | Landfill Gas | IC |  | S | X | X | CIN.TWINBR1 | CIN.TWINBR1 | 0.8 | 0.8 | 0.8 | 0.8 | 0.4 | N |  |  | OP | X | 10 | 1994 |  |  | N | Electric Utility | 1 | T T T: X; OBS BLQ BLQ: LFG |  |  |  | N | N |  | 10M | [23 empty] | N
40211 | Wabash Valley Power Assn, Inc | 54925 | Twin Bridges LFGTE | IN | Hendricks | II-1 | Landfill Gas | IC |  | S | X | X | CIN.TWINBR1 | CIN.TWINBR1 | 0.8 | 0.8 | 0.8 | 0.8 | 0.4 | N |  |  | OP | X | 7 | 2002 |  |  | N | Electric Utility | 1 | T T T: X; OBS BLQ BLQ: LFG |  |  |  | N | N |  | 10M | [23 empty] | N
40211 | Wabash Valley Power Assn, Inc | 54925 | Twin Bridges LFGTE | IN | Hendricks | II-2 | Landfill Gas | IC |  | S | X | X | CIN.TWINBR1 | CIN.TWINBR1 | 0.8 | 0.8 | 0.8 | 0.8 | 0.4 | N |  |  | OP | X | 7 | 2002 |  |  | N | Electric Utility | 1 | T T T: X; OBS BLQ BLQ: LFG |  |  |  | N | N |  | 10M | [23 empty] | N
40211 | Wabash Valley Power Assn, Inc | 54925 | Twin Bridges LFGTE | IN | Hendricks | II-3 | Landfill Gas | IC |  | S | X | X | CIN.TWINBR1 | CIN.TWINBR1 | 0.8 | 0.8 | 0.8 | 0.8 | 0.4 | N |  |  | OP | X | 7 | 2002 |  |  | N | Electric Utility | 1 | T T T: X; OBS BLQ BLQ: LFG |  |  |  | N | N |  | 10M | [23 empty] | N
40211 | Wabash Valley Power Assn, Inc | 54925 | Twin Bridges LFGTE | IN | Hendricks | II-4 | Landfill Gas | IC |  | S | X | X | CIN.TWINBR1 | CIN.TWINBR1 | 0.8 | 0.8 | 0.8 | 0.8 | 0.4 | N |  |  | OP | X | 7 | 2002 |  |  | N | Electric Utility | 1 | T T T: X; OBS BLQ BLQ: LFG |  |  |  | N | N |  | 10M | [23 empty] | N
40211 | Wabash Valley Power Assn, Inc | 54925 | Twin Bridges LFGTE | IN | Hendricks | III-1 | Landfill Gas | IC |  | S | X | X |  |  | 0.8 | 0.8 | 0.8 | 0.8 | 0.4 | N |  |  | OP | X | 1 | 2009 |  |  | N | Electric Utility | 1 | T T T: X; OBS BLQ BLQ: LFG |  |  |  | N | N |  | 10M | [23 empty] | N
40211 | Wabash Valley Power Assn, Inc | 54925 | Twin Bridges LFGTE | IN | Hendricks | III-2 | Landfill Gas | IC |  | S | X | X |  |  | 0.8 | 0.8 | 0.8 | 0.8 | 0.4 | N |  |  | OP | X | 1 | 2009 |  |  | N | Electric Utility | 1 | T T T: X; OBS BLQ BLQ: LFG |  |  |  | N | N |  | 10M | [23 empty] | N
40211 | Wabash Valley Power Assn, Inc | 54925 | Twin Bridges LFGTE | IN | Hendricks | III-3 | Landfill Gas | IC |  | S | X | X |  |  | 0.8 | 0.8 | 0.8 | 0.8 | 0.4 | N |  |  | OP | X | 1 | 2009 |  |  | N | Electric Utility | 1 | T T T: X; OBS BLQ BLQ: LFG |  |  |  | N | N |  | 10M | [23 empty] | N
40211 | Wabash Valley Power Assn, Inc | 54925 | Twin Bridges LFGTE | IN | Hendricks | III-4 | Landfill Gas | IC |  | S | X | X |  |  | 0.8 | 0.8 | 0.8 | 0.8 | 0.4 | N |  |  | OP | X | 1 | 2009 |  |  | N | Electric Utility | 1 | T T T: X; OBS BLQ BLQ: LFG |  |  |  | N | N |  | 10M | [23 empty] | N
40211 | Wabash Valley Power Assn, Inc | 54926 | Prairie View I & II LFGTE | IN | St Joseph | I-1 | Landfill Gas | IC |  | S | X | X |  |  | 0.8 | 0.8 | 0.8 | 0.8 | 0.4 | N |  |  | OP | X | 10 | 1994 |  |  | N | Electric Utility | 1 | T T T: X; OBS BLQ BLQ: LFG |  |  |  | N | N |  | 10M | [23 empty] | N
40211 | Wabash Valley Power Assn, Inc | 54926 | Prairie View I & II LFGTE | IN | St Joseph | I-2 | Landfill Gas | IC |  | S | X | X |  |  | 0.8 | 0.8 | 0.8 | 0.8 | 0.4 | N |  |  | OP | X | 10 | 1994 |  |  | N | Electric Utility | 1 | T T T: X; OBS BLQ BLQ: LFG |  |  |  | N | N |  | 10M | [23 empty] | N
40211 | Wabash Valley Power Assn, Inc | 54926 | Prairie View I & II LFGTE | IN | St Joseph | I-3 | Landfill Gas | IC |  | S | X | X |  |  | 0.8 | 0.8 | 0.8 | 0.8 | 0.4 | N |  |  | OP | X | 10 | 1994 |  |  | N | Electric Utility | 1 | T T T: X; OBS BLQ BLQ: LFG |  |  |  | N | N |  | 10M | [23 empty] | N
40211 | Wabash Valley Power Assn, Inc | 54926 | Prairie View I & II LFGTE | IN | St Joseph | I-4 | Landfill Gas | IC |  | S | X | X |  |  | 0.8 | 0.8 | 0.8 | 0.8 | 0.4 | N |  |  | OP | X | 10 | 1994 |  |  | N | Electric Utility | 1 | T T T: X; OBS BLQ BLQ: LFG |  |  |  | N |  |  | 10M | [23 empty] | N
40211 | Wabash Valley Power Assn, Inc | 54926 | Prairie View I & II LFGTE | IN | St Joseph | II-1 | Landfill Gas | IC |  | S | X | X |  |  | 0.8 | 0.8 | 0.8 | 0.8 | 0.4 | N |  |  | OP | X | 8 | 2007 |  |  | N | Electric Utility | 1 | T T T: X; OBS BLQ BLQ: LFG |  |  |  | N |  |  | 10M | [23 empty] | N
40211 | Wabash Valley Power Assn, Inc | 54926 | Prairie View I & II LFGTE | IN | St Joseph | II-2 | Landfill Gas | IC |  | S | X | X |  |  | 0.8 | 0.8 | 0.8 | 0.8 | 0.4 | N |  |  | OP | X | 8 | 2007 |  |  | N | Electric Utility | 1 | T T T: X; OBS BLQ BLQ: LFG |  |  |  | N |  |  | 10M | [23 empty] | N
40211 | Wabash Valley Power Assn, Inc | 54926 | Prairie View I & II LFGTE | IN | St Joseph | II-3 | Landfill Gas | IC |  | S | X | X |  |  | 0.8 | 0.8 | 0.8 | 0.8 | 0.4 | N |  |  | OP | X | 8 | 2007 |  |  | N | Electric Utility | 1 | T T T: X; OBS BLQ BLQ: LFG |  |  |  | N |  |  | 10M | [23 empty] | N
40211 | Wabash Valley Power Assn, Inc | 54926 | Prairie View I & II LFGTE | IN | St Joseph | II-4 | Landfill Gas | IC |  | S | X | X |  |  | 0.8 | 0.8 | 0.8 | 0.8 | 0.4 | N |  |  | OP | X | 8 | 2007 |  |  | N | Electric Utility | 1 | T T T: X; OBS BLQ BLQ: LFG |  |  |  | N |  |  | 10M | [23 empty] | N
40211 | Wabash Valley Power Assn, Inc | 54956 | Deercroft I & II LFGTE | IN | LaPorte | I-1 | Natural Gas Internal Combustion Engine | IC |  | S | X | X |  |  | 0.8 | 0.8 | 0.8 | 0.8 | 0.4 | N |  |  | OP | X | 8 | 1999 |  |  | N | Electric Utility | 1 | T T T: X; OBS BLQ BLQ: NG; OBS NG PUR: LFG |  |  |  | N | N |  | 10M | [23 empty] | Y | N | N
40211 | Wabash Valley Power Assn, Inc | 54956 | Deercroft I & II LFGTE | IN | LaPorte | I-2 | Natural Gas Internal Combustion Engine | IC |  | S | X | X |  |  | 0.8 | 0.8 | 0.8 | 0.8 | 0.4 | N |  |  | OP | X | 8 | 1999 |  |  | N | Electric Utility | 1 | T T T: X; OBS BLQ BLQ: NG; OBS NG PUR: LFG |  |  |  | N | N |  | 10M | [23 empty] | Y | N | N
40211 | Wabash Valley Power Assn, Inc | 54956 | Deercroft I & II LFGTE | IN | LaPorte | I-3 | Natural Gas Internal Combustion Engine | IC |  | S | X | X |  |  | 0.8 | 0.8 | 0.8 | 0.8 | 0.4 | N |  |  | OP | X | 8 | 1999 |  |  | N | Electric Utility | 1 | T T T: X; OBS BLQ BLQ: NG; OBS NG PUR: LFG |  |  |  | N | N |  | 10M | [23 empty] | Y | N | N
40211 | Wabash Valley Power Assn, Inc | 54956 | Deercroft I & II LFGTE | IN | LaPorte | I-4 | Natural Gas Internal Combustion Engine | IC |  | S | X | X |  |  | 0.8 | 0.8 | 0.8 | 0.8 | 0.4 | N |  |  | OP | X | 8 | 1999 |  |  | N | Electric Utility | 1 | T T T: X; OBS BLQ BLQ: NG; OBS NG PUR: LFG |  |  |  | N |  |  | 10M | [23 empty] | Y | N | N
40211 | Wabash Valley Power Assn, Inc | 54956 | Deercroft I & II LFGTE | IN | LaPorte | II-1 | Landfill Gas | IC |  | S | X | X |  |  | 0.8 | 0.8 | 0.8 | 0.8 | 0.4 | N |  |  | OP | X | 9 | 2007 |  |  | N | Electric Utility | 1 | T T T: X; OBS BLQ BLQ: LFG |  |  |  | N |  |  | 10M | [23 empty] | N
40211 | Wabash Valley Power Assn, Inc | 54956 | Deercroft I & II LFGTE | IN | LaPorte | II-2 | Landfill Gas | IC |  | S | X | X |  |  | 0.8 | 0.8 | 0.8 | 0.8 | 0.4 | N |  |  | OP | X | 9 | 2007 |  |  | N | Electric Utility | 1 | T T T: X; OBS BLQ BLQ: LFG |  |  |  | N |  |  | 10M | [23 empty] | N
40211 | Wabash Valley Power Assn, Inc | 54956 | Deercroft I & II LFGTE | IN | LaPorte | II-3 | Landfill Gas | IC |  | S | X | X |  |  | 0.8 | 0.8 | 0.8 | 0.8 | 0.4 | N |  |  | OP | X | 9 | 2007 |  |  | N | Electric Utility | 1 | T T T: X; OBS BLQ BLQ: LFG |  |  |  | N |  |  | 10M | [23 empty] | N
40211 | Wabash Valley Power Assn, Inc | 54956 | Deercroft I & II LFGTE | IN | LaPorte | II-4 | Landfill Gas | IC |  | S | X | X |  |  | 0.8 | 0.8 | 0.8 | 0.8 | 0.4 | N |  |  | OP | X | 9 | 2007 |  |  | N | Electric Utility | 1 | T T T: X; OBS BLQ BLQ: LFG |  |  |  | N |  |  | 10M | [23 empty] | N
40211 | Wabash Valley Power Assn, Inc | 56463 | Oak Ridge LFGTE | IN | Cass | 1 | Landfill Gas | IC |  | S | X | X | CIN.LOGANOAKR | CIN.LOGANOAKR | 0.8 | 0.8 | 0.8 | 0.8 | 0.4 | N |  |  | OP | X | 12 | 2003 |  |  | N | Electric Utility | 1 | T T T: X; OBS BLQ BLQ: LFG |  |  |  | N | N |  | 10M | [23 empty] | N
40211 | Wabash Valley Power Assn, Inc | 56463 | Oak Ridge LFGTE | IN | Cass | 2 | Landfill Gas | IC |  | S | X | X | CIN.LOGANOAKR | CIN.LOGANOAKR | 0.8 | 0.8 | 0.8 | 0.8 | 0.4 | N |  |  | OP | X | 12 | 2003 |  |  | N | Electric Utility | 1 | T T T: X; OBS BLQ BLQ: LFG |  |  |  | N | N |  | 10M | [23 empty] | N
40211 | Wabash Valley Power Assn, Inc | 56463 | Oak Ridge LFGTE | IN | Cass | 3 | Landfill Gas | IC |  | S | X | X | CIN.LOGANOAKR | CIN.LOGANOAKR | 0.8 | 0.8 | 0.8 | 0.8 | 0.4 | N |  |  | OP | X | 12 | 2003 |  |  | N | Electric Utility | 1 | T T T: X; OBS BLQ BLQ: LFG |  |  |  | N | N |  | 10M | [23 empty] | N
40211 | Wabash Valley Power Assn, Inc | 56463 | Oak Ridge LFGTE | IN | Cass | 4 | Landfill Gas | IC |  | S | X | X | CIN.LOGANOAKR | CIN.LOGANOAKR | 0.8 | 0.8 | 0.8 | 0.8 | 0.4 | N |  |  | OP | X | 12 | 2003 |  |  | N | Electric Utility | 1 | T T T: X; OBS BLQ BLQ: LFG |  |  |  | N |  |  | 10M | [23 empty] | N
40211 | Wabash Valley Power Assn, Inc | 56464 | Jay County LFGTE | IN | Jay | 1 | Landfill Gas | IC |  | S | X | X | 1248992894 | 1248992894 | 0.8 | 0.8 | 0.8 | 0.8 | 0.4 | N |  |  | OP | X | 4 | 2005 |  |  | N | Electric Utility | 1 | T T T: X; OBS BLQ BLQ: LFG |  |  |  | N | N |  | 10M | [23 empty] | N
40211 | Wabash Valley Power Assn, Inc | 56464 | Jay County LFGTE | IN | Jay | 2 | Landfill Gas | IC |  | S | X | X | 1248992894 | 1248992894 | 0.8 | 0.8 | 0.8 | 0.8 | 0.4 | N |  |  | OP | X | 4 | 2005 |  |  | N | Electric Utility | 1 | T T T: X; OBS BLQ BLQ: LFG |  |  |  | N | N |  | 10M | [23 empty] | N
40211 | Wabash Valley Power Assn, Inc | 56464 | Jay County LFGTE | IN | Jay | 3 | Landfill Gas | IC |  | S | X | X | 1248992894 | 1248992894 | 0.8 | 0.8 | 0.8 | 0.8 | 0.4 | N |  |  | OP | X | 4 | 2005 |  |  | N | Electric Utility | 1 | T T T: X; OBS BLQ BLQ: LFG |  |  |  | N | N |  | 10M | [23 empty] | N
40211 | Wabash Valley Power Assn, Inc | 56464 | Jay County LFGTE | IN | Jay | 4 | Landfill Gas | IC |  | S | X | X | 1248992894 | 1248992894 | 0.8 | 0.8 | 0.8 | 0.8 | 0.4 | N |  |  | OP | X | 4 | 2005 |  |  | N | Electric Utility | 1 | T T T: X; OBS BLQ BLQ: LFG |  |  |  | N | N |  | 10M | [23 empty] | N
40211 | Wabash Valley Power Assn, Inc | 56465 | Liberty I & II LFGTE | IN | White | 1 | Landfill Gas | IC |  | S | X | X |  |  | 0.8 | 0.8 | 0.8 | 0.8 | 0.4 | N |  |  | OP | X | 8 | 2005 |  |  | N | Electric Utility | 1 | T T T: X; OBS BLQ BLQ: LFG |  |  |  | N | N |  | 10M | [23 empty] | N |  | N
40211 | Wabash Valley Power Assn, Inc | 56465 | Liberty I & II LFGTE | IN | White | 1-II | Landfill Gas | IC |  | S | X | X |  |  | 0.8 | 0.8 | 0.8 | 0.8 | 0.4 | N |  |  | OP | X | 1 | 2010 |  |  | N | Electric Utility | 1 | T T T: X; OBS BLQ BLQ: LFG |  |  |  | N | N |  | 10M | [23 empty] | N |  | N
40211 | Wabash Valley Power Assn, Inc | 56465 | Liberty I & II LFGTE | IN | White | 2 | Landfill Gas | IC |  | S | X | X |  |  | 0.8 | 0.8 | 0.8 | 0.8 | 0.4 | N |  |  | OP | X | 8 | 2005 |  |  | N | Electric Utility | 1 | T T T: X; OBS BLQ BLQ: LFG |  |  |  | N | N |  | 10M | [23 empty] | N
40211 | Wabash Valley Power Assn, Inc | 56465 | Liberty I & II LFGTE | IN | White | 2-II | Landfill Gas | IC |  | S | X | X |  |  | 0.8 | 0.8 | 0.8 | 0.8 | 0.4 | N |  |  | OP | X | 1 | 2010 |  |  | N | Electric Utility | 1 | T T T: X; OBS BLQ BLQ: LFG |  |  |  | N | N |  | 10M | [23 empty] | N
40211 | Wabash Valley Power Assn, Inc | 56465 | Liberty I & II LFGTE | IN | White | 3 | Landfill Gas | IC |  | S | X | X |  |  | 0.8 | 0.8 | 0.8 | 0.8 | 0.4 | N |  |  | OP | X | 8 | 2005 |  |  | N | Electric Utility | 1 | T T T: X; OBS BLQ BLQ: LFG |  |  |  | N | N |  | 10M | [23 empty] | N
40211 | Wabash Valley Power Assn, Inc | 56465 | Liberty I & II LFGTE | IN | White | 3-II | Landfill Gas | IC |  | S | X | X |  |  | 0.8 | 0.8 | 0.8 | 0.8 | 0.4 | N |  |  | OP | X | 1 | 2010 |  |  | N | Electric Utility | 1 | T T T: X; OBS BLQ BLQ: LFG |  |  |  | N | N |  | 10M | [23 empty] | N
40211 | Wabash Valley Power Assn, Inc | 56465 | Liberty I & II LFGTE | IN | White | 4 | Landfill Gas | IC |  | S | X | X |  |  | 0.8 | 0.8 | 0.8 | 0.8 | 0.4 | N |  |  | OP | X | 8 | 2005 |  |  | N | Electric Utility | 1 | T T T: X; OBS BLQ BLQ: LFG |  |  |  | N | N |  | 10M | [23 empty] | N
40211 | Wabash Valley Power Assn, Inc | 56465 | Liberty I & II LFGTE | IN | White | 4-II | Landfill Gas | IC |  | S | X | X |  |  | 0.8 | 0.8 | 0.8 | 0.8 | 0.4 | N |  |  | OP | X | 1 | 2010 |  |  | N | Electric Utility | 1 | T T T: X; OBS BLQ BLQ: LFG |  |  |  | N | N |  | 10M | [23 empty] | N
40211 | Wabash Valley Power Assn, Inc | 57250 | Earthmovers LFGTE | IN | Elkhart | 1 | Landfill Gas | IC |  | S | X | X | 1248992941 | 1248992941 | 0.8 | 0.8 | 0.8 | 0.8 | 0.4 | N |  |  | OP | X | 10 | 2010 |  |  | N | Electric Utility | 1 | T T T: X; OBS BLQ BLQ: LFG |  |  |  | N | N |  | 10M | [23 empty] | N |  | N
40211 | Wabash Valley Power Assn, Inc | 57250 | Earthmovers LFGTE | IN | Elkhart | 2 | Landfill Gas | IC |  | S | X | X | 1248992941 | 1248992941 | 0.8 | 0.8 | 0.8 | 0.8 | 0.4 | N |  |  | OP | X | 10 | 2010 |  |  | N | Electric Utility | 1 | T T T: X; OBS BLQ BLQ: LFG |  |  |  | N | N |  | 10M | [23 empty] | N |  | N
40211 | Wabash Valley Power Assn, Inc | 57250 | Earthmovers LFGTE | IN | Elkhart | 3 | Landfill Gas | IC |  | S | X | X | 1248992941 | 1248992941 | 0.8 | 0.8 | 0.8 | 0.8 | 0.4 | N |  |  | OP | X | 10 | 2010 |  |  | N | Electric Utility | 1 | T T T: X; OBS BLQ BLQ: LFG |  |  |  | N | N |  | 10M | [23 empty] | N |  | N
40211 | Wabash Valley Power Assn, Inc | 57250 | Earthmovers LFGTE | IN | Elkhart | 4 | Landfill Gas | IC |  | S | X | X | 1248992941 | 1248992941 | 0.8 | 0.8 | 0.8 | 0.8 | 0.4 | N |  |  | OP | X | 10 | 2010 |  |  | N | Electric Utility | 1 | T T T: X; OBS BLQ BLQ: LFG |  |  |  | N | N |  | 10M | [23 empty] | N | N
40211 | Wabash Valley Power Assn, Inc | 57250 | Earthmovers LFGTE | IN | Elkhart | 5 | Landfill Gas | IC |  | S | X | X | 1248992941 | 1248992941 | 0.8 | 0.8 | 0.8 | 0.8 | 0.4 | N |  |  | OP | X | 10 | 2010 |  |  | N | Electric Utility | 1 | T T T: X; OBS BLQ BLQ: LFG |  |  |  | N | N |  | 10M | [23 empty] | N | N
40211 | Wabash Valley Power Assn, Inc | 57250 | Earthmovers LFGTE | IN | Elkhart | 6 | Landfill Gas | IC |  | S | X | X | 1248992941 | 1248992941 | 0.8 | 0.8 | 0.8 | 0.8 | 0.4 | N |  |  | OP | X | 10 | 2010 |  |  | N | Electric Utility | 1 | T T T: X; OBS BLQ BLQ: LFG |  |  |  | N | N |  | 10M | [23 empty] | N | N
59093 | Hidden View Dairy, LLC | 59260 | Hidden View Dairy, LLC | IN | Jasper | HV2-2 | Other Waste Biomass | IC |  | W | X | X |  |  | 0.8 | 0.98 | 0.7 | 0.7 | 0.3 | N |  |  | OP | X | 9 | 2016 |  |  | N | Industrial Non-CHP | 6 | T T T: X; OBS BLQ BLQ: OBG |  |  |  |  | N |  | 10M | [23 empty] | N | N | N
3179 | Caterpillar Inc | 50935 | Caterpillar | IN | Tippecanoe | 3512 | Petroleum Liquids | IC |  | S | X | X |  |  | 0.9 | 0.8 | 0.8 | 0.8 | 0.2 | N |  |  | OP | X | 12 | 1983 |  |  | N | Industrial Non-CHP | 6 | T T T: X; OBS BLQ BLQ: DFO |  |  |  | N | N |  | 10M | [23 empty] | N | N | N
59093 | Hidden View Dairy, LLC | 59260 | Hidden View Dairy, LLC | IN | Jasper | HV1 | Other Waste Biomass | IC |  | W | X | X | NIPS.WVPA | NIPS.WVPA | 0.9 | 0.98 | 0.7 | 0.7 | 0.3 | N |  |  | OS | X | 6 | 2013 |  |  | N | Industrial Non-CHP | 6 | T T T: X; OBS BLQ BLQ: OBG |  |  |  | Y | N |  | 10M | [23 empty] | N | N | N
19564 | University of Notre Dame | 50366 | University of Notre Dame | IN | St Joseph | GEN3 | Petroleum Liquids | IC |  | S | X | X |  |  | 1 | 0.8 | 1 | 1 | 0.3 | N |  |  | SB | Y | 7 | 1952 |  |  | N | Commercial CHP | 5 | T T T: X; OBS BLQ BLQ: DFO |  |  |  | N | N |  | 10M | [23 empty] | N | N | N
19564 | University of Notre Dame | 50366 | University of Notre Dame | IN | St Joseph | GEN4 | Petroleum Liquids | IC |  | S | X | X |  |  | 1 | 0.8 | 1 | 1 | 0.3 | N |  |  | SB | Y | 7 | 1952 |  |  | N | Commercial CHP | 5 | T T T: X; OBS BLQ BLQ: DFO |  |  |  | N | N |  | 10M | [23 empty] | N |  | N
8453 | Hendricks Regional Health | 54731 | Hendricks Regional Health | IN | Hendricks | GE06 | Petroleum Liquids | IC |  | S | X | X |  |  | 1 | 0.8 | 1 | 1 | 0 | N |  |  | SB | Y | 5 | 2010 |  |  | N | Commercial Non-CHP | 4 | T T T: X; OBS BLQ BLQ: DFO |  |  |  | N |  |  | 10M | [23 empty] | N
8453 | Hendricks Regional Health | 54731 | Hendricks Regional Health | IN | Hendricks | GEO4 | Petroleum Liquids | IC |  | S | X | X |  |  | 1 | 0.8 | 1 | 1 | 0 | N |  |  | SB | Y | 3 | 2004 |  |  | N | Commercial Non-CHP | 4 | T T T: X; OBS BLQ BLQ: DFO |  |  |  | N | N |  | 10M | [23 empty] | N
8453 | Hendricks Regional Health | 54731 | Hendricks Regional Health | IN | Hendricks | GEO5 | Petroleum Liquids | IC |  | S | X | X |  |  | 1 | 0.8 | 1 | 1 | 0 | N |  |  | SB | Y | 3 | 2004 |  |  | N | Commercial Non-CHP | 4 | T T T: X; OBS BLQ BLQ: DFO |  |  |  | N | N |  | 10M | [23 empty] | N
56953 | Bos Dairy, LLC | 57625 | Bos Dairy, LLC | IN | Jasper | BOS4 | Natural Gas Internal Combustion Engine | IC |  | S | X | X |  |  | 1 | 1 | 0.9 | 0.9 | 0.2 | N |  |  | OP | X | 3 | 2020 |  |  | N | Industrial Non-CHP | 6 | [11 empty] | N | N |  | 10M | [23 empty] | N | N | N | bar: T T T to OBS BLQ BLQ
57414 | Eli Lilly and Company | 58043 | Lilly Technical Center | IN | Marion | 1 | Petroleum Liquids | IC |  | S | X | X |  |  | 1 | 0.8 | 1 | 1 | 0.3 | N |  |  | SB | N | 3 | 1998 |  |  | N | Industrial Non-CHP | 6 | T T T: X; OBS BLQ BLQ: DFO |  |  |  | N | N |  | 10M |  |  |  | N | [19 empty] | N | N | N
57414 | Eli Lilly and Company | 58043 | Lilly Technical Center | IN | Marion | 2 | Petroleum Liquids | IC |  | S | X | X |  |  | 1 | 0.8 | 1 | 1 | 0.3 | N |  |  | SB | N | 7 | 2001 |  |  | N | Industrial Non-CHP | 6 | T T T: X; OBS BLQ BLQ: DFO |  |  |  | N | N |  | 10M |  |  |  | N | [19 empty] | N | N | N
59539 | BioTown Ag | 59774 | BioTown Ag | IN | White | ENG1 | Other Waste Biomass | IC |  | S | X | X |  |  | 1 | 0.8 | 1 | 1 | 0.5 | N |  |  | OP | X | 6 | 2011 |  |  | Y | Industrial CHP | 7 | T T T: T; OBS BLQ BLQ: OBG |  |  |  | N | N |  | 10M | [23 empty] | N | N | N
59539 | BioTown Ag | 59774 | BioTown Ag | IN | White | ENG2 | Other Waste Biomass | IC |  | S | X | X |  |  | 1 | 0.8 | 1 | 1 | 0.5 | N |  |  | OP | X | 6 | 2011 |  |  | Y | Industrial CHP | 7 | T T T: T; OBS BLQ BLQ: OBG |  |  |  | N | N |  | 10M | [23 empty] | N | N | N
59539 | BioTown Ag | 59774 | BioTown Ag | IN | White | ENG3 | Other Waste Biomass | IC |  | S | X | X |  |  | 1 | 0.8 | 1 | 1 | 0.5 | N |  |  | OP | X | 6 | 2011 |  |  | Y | Industrial CHP | 7 | T T T: T; OBS BLQ BLQ: OBG |  |  |  | N | N |  | 10M | [23 empty] | N | N | N
59539 | BioTown Ag | 59774 | BioTown Ag | IN | White | ENG4 | Other Waste Biomass | IC |  | S | X | X |  |  | 1 | 0.8 | 1 | 1 | 0.5 | N |  |  | OP | X | 4 | 2014 |  |  | Y | Industrial CHP | 7 | T T T: T; OBS BLQ BLQ: OBG |  |  |  | N | N |  | 10M | [23 empty] | N | N | N
59539 | BioTown Ag | 59774 | BioTown Ag | IN | White | ENG5 | Other Waste Biomass | IC |  | S | X | X |  |  | 1 | 0.8 | 1 | 1 | 0.5 | N |  |  | OP | X | 4 | 2014 |  |  | Y | Industrial CHP | 7 | T T T: T; OBS BLQ BLQ: OBG |  |  |  | N | N |  | 10M | [23 empty] | N | N | N
59539 | BioTown Ag | 59774 | BioTown Ag | IN | White | ENG6 | Other Waste Biomass | IC |  | S | X | X |  |  | 1 | 0.8 | 1 | 1 | 0.5 | N |  |  | OP | X | 4 | 2014 |  |  | Y | Industrial CHP | 7 | T T T: T; OBS BLQ BLQ: OBG |  |  |  | N | N |  | 10M | [23 empty] | N | N | N
60441 | Green Cow Power LLC | 60721 | Green Cow Power | IN | Elkhart | ENG1 | Other Waste Biomass | IC |  | S | X | X |  |  | 1 | 0.8 | 1 | 1 | 0.5 | N |  |  | OP | X | 4 | 2015 |  |  | N | Industrial Non-CHP | 6 | T T T: X; OBS BLQ BLQ: OBG |  |  |  | N |  |  | 1H | [23 empty] | N
60441 | Green Cow Power LLC | 60721 | Green Cow Power | IN | Elkhart | ENG2 | Other Waste Biomass | IC |  | S | X | X |  |  | 1 | 0.8 | 1 | 1 | 0.5 | N |  |  | OP | X | 4 | 2015 |  |  | N | Industrial Non-CHP | 6 | T T T: X; OBS BLQ BLQ: OBG |  |  |  | N |  |  | 1H | [23 empty] | N
60441 | Green Cow Power LLC | 60721 | Green Cow Power | IN | Elkhart | ENG3 | Other Waste Biomass | IC |  | S | X | X |  |  | 1 | 0.8 | 1 | 1 | 0.5 | N |  |  | OP | X | 4 | 2015 |  |  | N | Industrial Non-CHP | 6 | T T T: X; OBS BLQ BLQ: OBG |  |  |  | N |  |  | 1H | [23 empty] | N
58082 | Prairies Edge Dairy Farms LLC | 58129 | Prairies Edge Generating Facility | IN | Jasper | GEN1 | Natural Gas Internal Combustion Engine | IC |  | J | X | X | NIPS.WVPA | NIPS.WVPA | 1.1 | 1 | 0.8 | 0.8 | 0.5 | N |  |  | SB | N | 12 | 2011 |  |  | N | Industrial Non-CHP | 6 | [11 empty] | N | N |  | 10M | [23 empty] | N | N | N | bar: T T T to OBS BLQ BLQ
59591 | Town of Munster | 59808 | Munster Landfill Gas-to-Energy | IN | Lake | GEN1 | Landfill Gas | IC |  | S | X | X |  |  | 1.1 | 0.8 | 1.1 | 1.1 | 0.5 | N |  |  | OP | X | 11 | 2012 |  |  | N | IPP Non-CHP | 2 | T T T: X; OBS BLQ BLQ: LFG |  |  |  | N | N |  | 1H | [23 empty] | N | N | N
3179 | Caterpillar Inc | 50935 | Caterpillar | IN | Tippecanoe | 3516 | Petroleum Liquids | IC |  | S | X | X |  |  | 1.2 | 0.8 | 0.8 | 0.8 | 0.3 | N |  |  | SB | N | 7 | 1987 |  |  | N | Industrial Non-CHP | 6 | T T T: X; OBS BLQ BLQ: DFO |  |  |  | N | N |  | 10M | [23 empty] | N | N | N
56537 | Evonik Degussa Corporation | 54835 | Evonik Industries AG | IN | Tippecanoe | T121 | Petroleum Liquids | IC |  | S | X | X |  |  | 1.2 | 0.8 | 1.2 | 1.2 | 0.3 | N |  |  | SB | Y | 5 | 1992 |  |  | N | Industrial Non-CHP | 6 | T T T: X; OBS BLQ BLQ: DFO |  |  |  | N | N |  | 10M |  | N | [21 empty] | N | N | N
40211 | Wabash Valley Power Assn, Inc | 54925 | Twin Bridges LFGTE | IN | Hendricks | IV-1 | Landfill Gas | IC |  | S | X | X |  |  | 1.6 | 0.8 | 1.6 | 1.6 | 0.8 | N |  |  | OP | X | 6 | 2012 |  |  | N | Electric Utility | 1 | T T T: X; OBS BLQ BLQ: LFG |  |  |  | N | N |  | 10M | [23 empty] | N
40211 | Wabash Valley Power Assn, Inc | 54925 | Twin Bridges LFGTE | IN | Hendricks | IV-2 | Landfill Gas | IC |  | S | X | X |  |  | 1.6 | 0.8 | 1.6 | 1.6 | 0.8 | N |  |  | OP | X | 6 | 2012 |  |  | N | Electric Utility | 1 | T T T: X; OBS BLQ BLQ: LFG |  |  |  | N | N |  | 10M | [23 empty] | N
40211 | Wabash Valley Power Assn, Inc | 56465 | Liberty I & II LFGTE | IN | White | 1-III | Landfill Gas | IC |  | S | X | X |  |  | 1.6 | 0.8 | 1.6 | 1.6 | 0.8 | N |  |  | OP | X | 1 | 2017 |  |  | N | Electric Utility | 1 | T T T: X; OBS BLQ BLQ: LFG |  |  |  | N | N |  | 10M | [23 empty] | N |  | N
40211 | Wabash Valley Power Assn, Inc | 56465 | Liberty I & II LFGTE | IN | White | 2-III | Landfill Gas | IC |  | S | X | X |  |  | 1.6 | 0.8 | 1.6 | 1.6 | 0.8 | N |  |  | OP | X | 1 | 2017 |  |  | N | Electric Utility | 1 | T T T: X; OBS BLQ BLQ: LFG |  |  |  | N |  |  | 10M | [23 empty] | N
40211 | Wabash Valley Power Assn, Inc | 56465 | Liberty I & II LFGTE | IN | White | 3-III | Landfill Gas | IC |  | S | X | X |  |  | 1.6 | 0.8 | 1.6 | 1.6 | 0.8 | N |  |  | OP | X | 1 | 2017 |  |  | N | Electric Utility | 1 | T T T: X; OBS BLQ BLQ: LFG |  |  |  | N | N |  | 10M | [23 empty] | N
40211 | Wabash Valley Power Assn, Inc | 56465 | Liberty I & II LFGTE | IN | White | 4-III | Landfill Gas | IC |  | S | X | X |  |  | 1.6 | 0.8 | 1.6 | 1.6 | 0.8 | N |  |  | OP | X | 1 | 2017 |  |  | N | Electric Utility | 1 | T T T: X; OBS BLQ BLQ: LFG |  |  |  | N | N |  | 10M | [23 empty] | N
17633 | Southern Indiana Gas & Elec Co | 58577 | Veolia ES Blackfoot Landfill Facility | IN | Pike | BLG1 | Landfill Gas | IC |  | S | X | X |  |  | 1.6 | 0.9 | 1.1 | 1 | 0.5 | N |  |  | OP | X | 6 | 2009 |  |  | N | Electric Utility | 1 | T T T: X; OBS BLQ BLQ: LFG |  |  |  | N | N |  | 1H | [23 empty] | N | N | N
17633 | Southern Indiana Gas & Elec Co | 58577 | Veolia ES Blackfoot Landfill Facility | IN | Pike | BLG2 | Landfill Gas | IC |  | S | X | X |  |  | 1.6 | 0.9 | 1.1 | 1 | 0.5 | N |  |  | OP | X | 6 | 2009 |  |  | N | Electric Utility | 1 | T T T: X; OBS BLQ BLQ: LFG |  |  |  | N | N |  | 1H | [23 empty] | N | N | N
59195 | Landfill Energy Systems | 59425 | Zimmerman Energy | IN | Marshall | ZE#4 | Landfill Gas | IC |  | S | X | X |  |  | 1.6 | 0.8 | 1.4 | 1.4 | 0.8 | N |  |  | OP | X | 12 | 2020 |  |  | N | IPP Non-CHP | 2 | T T T: X; OBS BLQ BLQ: LFG |  |  |  | N | N |  | 1H | [23 empty] | N
3599 | Citizens Thermal Energy | 992 | CC Perry K | IN | Marion | 7 | Natural Gas Steam Turbine | ST |  | S | X | X |  |  | 1.7 | 1 | 1.7 | 1.7 | 0.5 | N |  |  | OP | X | 6 | 2009 |  |  | Y | IPP CHP | 3 | [11 empty] | N | N |  | 12H |  | N |  |  | N | [18 empty] | N | N | N | bar: T T T to OBS BLQ BLQ; DFO NG NG
3599 | Citizens Thermal Energy | 992 | CC Perry K | IN | Marion | 8 | Natural Gas Steam Turbine | ST |  | S | X | X |  |  | 1.7 | 1 | 1.7 | 1.7 | 0.5 | N |  |  | OP | X | 6 | 2009 |  |  | Y | IPP CHP | 3 | [11 empty] | N | N |  | 12H |  | N |  |  | N | [18 empty] | N |  | N | bar: T T T to OBS BLQ BLQ; DFO NG NG
19564 | University of Notre Dame | 50366 | University of Notre Dame | IN | St Joseph | GEN2 | Natural Gas Steam Turbine | ST |  | S | X | X |  |  | 1.7 | 0.8 | 1.7 | 1.7 | 0.5 | N |  |  | OP | X | 7 | 1952 |  |  | Y | Commercial CHP | 5 | T T T: T; OBS BLQ BLQ: NG; OBS NG PUR: DFO; DFO NG NG: NG | DFO |  |  | N | N |  | 12H | [23 empty] | Y | Y | Y
14839 | City of Peru - (IN) | 1037 | Peru (IN) | IN | Miami | D1 | Petroleum Liquids | IC |  | S | X | X |  |  | 1.8 | 0.8 | 1.8 | 1.8 | 0.5 | N |  |  | SB | Y | 10 | 2002 |  |  | N | Electric Utility | 1 | T T T: X; OBS BLQ BLQ: DFO |  |  |  | N | N |  | 10M | N | N | [21 empty] | N | N | N
15526 | Purdue University | 50240 | Purdue University | IN | Tippecanoe | GEN3 | Petroleum Liquids | IC |  | S | X | X |  |  | 1.8 | 0.8 | 1.8 | 1.8 | 0.5 | N |  |  | SB | Y | 1 | 2000 |  |  | Y | Commercial CHP | 5 | T T T: T; OBS BLQ BLQ: DFO |  |  |  | N | N |  | 1H | [23 empty] | N | N | N
3179 | Caterpillar Inc | 50935 | Caterpillar | IN | Tippecanoe | 516A | Petroleum Liquids | IC |  | S | X | X |  |  | 1.8 | 0.8 | 1.8 | 1.8 | 0.5 | N |  |  | OP | X | 3 | 1996 |  |  | N | Industrial Non-CHP | 6 | T T T: X; OBS BLQ BLQ: DFO |  |  |  | N | N |  | 10M | [23 empty] | N | N | N
15860 | City of Rensselaer - (IN) | 1038 | Rensselaer City Light Plant | IN | Jasper | 5 | Petroleum Liquids | IC |  | S | X | X |  |  | 1.9 | 0.8 | 1.8 | 1.8 | 0.5 | N |  |  | SB | Y | 1 | 1950 |  |  | N | Electric Utility | 1 | T T T: X; OBS BLQ BLQ: DFO |  |  |  | N | N |  | 1H | [23 empty] | N | N | N
19564 | University of Notre Dame | 50366 | University of Notre Dame | IN | St Joseph | GEN8 | Petroleum Liquids | IC |  | S | X | X |  |  | 1.9 | 0.8 | 1.7 | 1.8 | 0.1 | N |  |  | OP | X | 10 | 2006 |  |  | N | Commercial CHP | 5 | T T T: X; OBS BLQ BLQ: DFO |  |  |  | N |  |  | 10M | [23 empty] | N | N
19564 | University of Notre Dame | 50366 | University of Notre Dame | IN | St Joseph | GEN9 | Petroleum Liquids | IC |  | S | X | X |  |  | 1.9 | 0.8 | 1.7 | 1.8 | 0.1 | N |  |  | OP | X | 10 | 2006 |  |  | N | Commercial CHP | 5 | T T T: X; OBS BLQ BLQ: DFO |  |  |  | N |  |  | 10M | [23 empty] | N | N
19564 | University of Notre Dame | 50366 | University of Notre Dame | IN | St Joseph | GN10 | Petroleum Liquids | IC |  | S | X | X |  |  | 1.9 | 0.8 | 1.7 | 1.8 | 0.1 | N |  |  | OP | X | 10 | 2006 |  |  | N | Commercial CHP | 5 | T T T: X; OBS BLQ BLQ: DFO |  |  |  | N | N |  | 10M | [23 empty] | N | N
15860 | City of Rensselaer - (IN) | 1038 | Rensselaer City Light Plant | IN | Jasper | 10 | Petroleum Liquids | IC |  | S | X | X |  |  | 2 | 0.8 | 1.9 | 1.9 | 0.5 | N |  |  | OS | X | 1 | 1971 |  |  | N | Electric Utility | 1 | T T T: X; OBS BLQ BLQ: DFO |  |  |  | N | N |  | 1H | [23 empty] | N | N | N
15860 | City of Rensselaer - (IN) | 1038 | Rensselaer City Light Plant | IN | Jasper | 11 | Petroleum Liquids | IC |  | S | X | X |  |  | 2 | 0.8 | 1.9 | 1.9 | 0.5 | N |  |  | OS | X | 1 | 1971 |  |  | N | Electric Utility | 1 | T T T: X; OBS BLQ BLQ: DFO |  |  |  | N | N |  | 1H | [23 empty] | N | N | N
3283 | Bunge North America East LLC | 50316 | Bunge North America East LLC | IN | Adams | 3516 | Natural Gas Steam Turbine | ST |  | S | X | X |  |  | 2 | 0.9 | 2.2 | 2.2 | 1 | N |  |  | OP | X | 12 | 1950 |  |  | Y | Industrial CHP | 7 | [11 empty] | N | N |  | 1H | [23 empty] | N | N | N | bar: T T T to OBS BLQ BLQ; DFO NG NG
19564 | University of Notre Dame | 50366 | University of Notre Dame | IN | St Joseph | GEN5 | Natural Gas Steam Turbine | ST |  | S | X | X |  |  | 2 | 0.8 | 2 | 2 | 0.5 | N |  |  | OP | X | 9 | 1956 |  |  | Y | Commercial CHP | 5 | T T T: T; OBS BLQ BLQ: NG; OBS NG PUR: DFO; DFO NG NG: NG | DFO |  |  | N | N |  | 12H | [23 empty] | Y | Y | Y
3179 | Caterpillar Inc | 50935 | Caterpillar | IN | Tippecanoe | ET1 | Natural Gas Internal Combustion Engine | IC |  | S | X | X |  |  | 2 | 0.8 | 2 | 2 | 0.5 | N |  |  | OP | X | 4 | 2011 |  |  | N | Industrial Non-CHP | 6 | [11 empty] | N | N |  | 10M | [23 empty] | N | N | N | bar: T T T to OBS BLQ BLQ
3179 | Caterpillar Inc | 50935 | Caterpillar | IN | Tippecanoe | ET2 | Natural Gas Internal Combustion Engine | IC |  | S | X | X |  |  | 2 | 0.8 | 2 | 2 | 0.5 | N |  |  | OP | X | 4 | 2011 |  |  | N | Industrial Non-CHP | 6 | [11 empty] | N | N |  | 10M | [23 empty] | N | N | N | bar: T T T to OBS BLQ BLQ
57414 | Eli Lilly and Company | 58043 | Lilly Technical Center | IN | Marion | 3 | Petroleum Liquids | IC |  | S | X | X |  |  | 2 | 0.8 | 2 | 2 | 0.6 | N |  |  | SB | N | 4 | 2005 |  |  | N | Industrial Non-CHP | 6 | T T T: X; OBS BLQ BLQ: DFO |  |  |  | N | N |  | 10M |  |  |  | N | [19 empty] | N | N | N
57414 | Eli Lilly and Company | 58043 | Lilly Technical Center | IN | Marion | 4 | Petroleum Liquids | IC |  | S | X | X |  |  | 2 | 0.8 | 2 | 2 | 0.6 | N |  |  | SB | N | 6 | 2010 |  |  | N | Industrial Non-CHP | 6 | T T T: X; OBS BLQ BLQ: DFO |  |  |  | N | N |  | 10M | [23 empty] | N | N | N
59195 | Landfill Energy Systems | 59425 | Zimmerman Energy | IN | Marshall | ZE-#1 | Landfill Gas | IC |  | S | X | X |  |  | 2 | 0.8 | 1.9 | 1.9 | 0.9 | N |  |  | OP | X | 11 | 2014 |  |  | N | IPP Non-CHP | 2 | T T T: X; OBS BLQ BLQ: LFG |  |  |  | N | N |  | 1H | [23 empty] | N | N | N
59195 | Landfill Energy Systems | 59425 | Zimmerman Energy | IN | Marshall | ZE-#2 | Landfill Gas | IC |  | S | X | X |  |  | 2 | 0.8 | 1.9 | 1.9 | 0.9 | N |  |  | OP | X | 11 | 2014 |  |  | N | IPP Non-CHP | 2 | T T T: X; OBS BLQ BLQ: LFG |  |  |  | N | N |  | 1H | [23 empty] | N | N | N
59195 | Landfill Energy Systems | 59425 | Zimmerman Energy | IN | Marshall | ZE-#3 | Landfill Gas | IC |  | S | X | X |  |  | 2 | 0.8 | 1.9 | 1.9 | 0.9 | N |  |  | OP | X | 11 | 2014 |  |  | N | IPP Non-CHP | 2 | T T T: X; OBS BLQ BLQ: LFG |  |  |  | N | N |  | 1H | [23 empty] | N | N | N
9778 | Johnson County Rural E M C | 61267 | Hurricane Creek Lift Station | IN | Johnson | HURR | Petroleum Liquids | IC |  | W | X | X |  |  | 2 | 0.8 | 2 | 2 | 1.7 | N |  |  | SB | Y | 9 | 2004 |  |  | N | Electric Utility | 1 | T T T: X; OBS BLQ BLQ: DFO |  |  |  | N | N | 0 | 10M | [23 empty] | N
15860 | City of Rensselaer - (IN) | 1038 | Rensselaer City Light Plant | IN | Jasper | 6 | Petroleum Liquids | IC |  | S | X | X |  |  | 2.5 | 0.8 | 2.4 | 2.4 | 0.7 | N |  |  | SB | Y | 1 | 1957 |  |  | N | Electric Utility | 1 | T T T: X; OBS BLQ BLQ: DFO |  |  |  | N | N |  | 1H | [23 empty] | N | N | N
3179 | Caterpillar Inc | 50935 | Caterpillar | IN | Tippecanoe | ET3 | Petroleum Liquids | IC |  | S | X | X |  |  | 2.5 | 0.8 | 2.5 | 2.5 | 0.6 | N |  |  | OP | X | 1 | 2011 |  |  | N | Industrial Non-CHP | 6 | T T T: X; OBS BLQ BLQ: DFO |  |  |  | N | N | 0 | 10M | [23 empty] | N | N | N
3179 | Caterpillar Inc | 50935 | Caterpillar | IN | Tippecanoe | ET4 | Natural Gas Internal Combustion Engine | IC |  | S | X | X |  |  | 2.5 | 0.8 | 2.5 | 2.5 | 0.6 | N |  |  | OP | X | 4 | 2013 |  |  | N | Industrial Non-CHP | 6 | [11 empty] | N | N |  | 10M | [23 empty] | N | N | N | bar: T T T to OBS BLQ BLQ
15470 | Duke Energy Indiana, LLC | 1001 | Cayuga | IN | Vermillion | 31 | Petroleum Liquids | IC |  | S | X | X |  |  | 2.6 | 0.9 | 3 | 3 | 3 | N |  |  | OP | X | 6 | 1972 |  |  | N | Electric Utility | 1 | T T T: X; OBS BLQ BLQ: DFO |  |  |  | N | N |  | 1H |  | N | [21 empty] | N | N
15470 | Duke Energy Indiana, LLC | 1001 | Cayuga | IN | Vermillion | 32 | Petroleum Liquids | IC |  | S | X | X |  |  | 2.6 | 0.9 | 3 | 3 | 3 | N |  |  | OP | X | 6 | 1972 |  |  | N | Electric Utility | 1 | T T T: X; OBS BLQ BLQ: DFO |  |  |  | N | N |  | 1H | [23 empty] | N | N
15470 | Duke Energy Indiana, LLC | 1001 | Cayuga | IN | Vermillion | 33 | Petroleum Liquids | IC |  | S | X | X |  |  | 2.6 | 0.9 | 2 | 2 | 2 | N |  |  | OP | X | 6 | 1972 |  |  | N | Electric Utility | 1 | T T T: X; OBS BLQ BLQ: DFO |  |  |  | N | N |  | 1H | [23 empty] | N | N
15470 | Duke Energy Indiana, LLC | 1001 | Cayuga | IN | Vermillion | 34 | Petroleum Liquids | IC |  | S | X | X |  |  | 2.6 | 0.9 | 2 | 2 | 2 | N |  |  | OP | X | 6 | 1972 |  |  | N | Electric Utility | 1 | T T T: X; OBS BLQ BLQ: DFO |  |  |  | N | N |  | 1H | [23 empty] | N | N
9273 | Indianapolis Power & Light Co | 990 | Harding Street | IN | Marion | IC1 | Petroleum Liquids | IC |  | S | X | X |  |  | 2.7 | 0.8 | 3 | 3 | 0.1 | N |  |  | OP | X | 4 | 1967 |  |  | N | Electric Utility | 1 | T T T: X; OBS BLQ BLQ: DFO |  |  |  | N | N |  | 1H | [23 empty] | N
9273 | Indianapolis Power & Light Co | 994 | AES Petersburg | IN | Pike | IC1 | Petroleum Liquids | IC |  | S | X | X |  |  | 2.7 | 0.8 | 3 | 3 | 2.7 | N |  |  | OP | X | 8 | 1967 |  |  | N | Electric Utility | 1 | T T T: X; OBS BLQ BLQ: DFO |  |  |  | N |  |  | 1H | [23 empty] | N
9273 | Indianapolis Power & Light Co | 994 | AES Petersburg | IN | Pike | IC2 | Petroleum Liquids | IC |  | S | X | X |  |  | 2.7 | 0.8 | 3 | 3 | 2.7 | N |  |  | OP | X | 8 | 1967 |  |  | N | Electric Utility | 1 | T T T: X; OBS BLQ BLQ: DFO |  |  |  | N |  |  | 1H | [23 empty] | N
9273 | Indianapolis Power & Light Co | 994 | AES Petersburg | IN | Pike | IC3 | Petroleum Liquids | IC |  | S | X | X |  |  | 2.7 | 0.8 | 3 | 3 | 2.7 | N |  |  | OP | X | 8 | 1967 |  |  | N | Electric Utility | 1 | T T T: X; OBS BLQ BLQ: DFO |  |  |  | N |  |  | 1H | [23 empty] | N
19564 | University of Notre Dame | 50366 | University of Notre Dame | IN | St Joseph | GEN1 | Natural Gas Steam Turbine | ST |  | S | X | X |  |  | 3 | 0.8 | 3 | 3 | 0.5 | N |  |  | OP | X | 6 | 1962 |  |  | Y | Commercial CHP | 5 | T T T: T; OBS BLQ BLQ: NG; OBS NG PUR: DFO; DFO NG NG: NG | DFO |  |  | N | N |  | 12H | [23 empty] | Y | Y | Y
9267 | Hoosier Energy R E C, Inc | 59255 | Osprey Point RES | IN | Sullivan | 1 | Other Gases | IC |  | S | X | X |  |  | 3.3 | 0.8 | 3 | 3 | 2.3 | N |  |  | OS | X | 6 | 2013 |  |  | N | Electric Utility | 1 | [11 empty] | N | N |  | 10M | [23 empty] | N | bar: T T T to OBS BLQ BLQ
9267 | Hoosier Energy R E C, Inc | 59255 | Osprey Point RES | IN | Sullivan | 2 | Other Gases | IC |  | S | X | X |  |  | 3.3 | 0.8 | 3 | 3 | 2.3 | N |  |  | OS | X | 6 | 2013 |  |  | N | Electric Utility | 1 | [11 empty] | N | N |  | 10M | [23 empty] | N | bar: T T T to OBS BLQ BLQ
9267 | Hoosier Energy R E C, Inc | 59255 | Osprey Point RES | IN | Sullivan | 3 | Other Gases | IC |  | S | X | X |  |  | 3.3 | 0.8 | 3 | 3 | 2.3 | N |  |  | OS | X | 6 | 2013 |  |  | N | Electric Utility | 1 | [12 empty] | N |  | 10M | [23 empty] | N | bar: T T T to OBS BLQ BLQ
9267 | Hoosier Energy R E C, Inc | 59255 | Osprey Point RES | IN | Sullivan | 4 | Other Gases | IC |  | S | X | X |  |  | 3.3 | 0.8 | 3 | 3 | 2.3 | N |  |  | OS | X | 6 | 2013 |  |  | N | Electric Utility | 1 | [12 empty] | N |  | 10M | [23 empty] | N | bar: T T T to OBS BLQ BLQ
63585 | POET Biorefining - Portland | 63922 | POET Biorefining - Portland | IN | Jay | G-745 | Natural Gas Steam Turbine | ST |  | S | X | X |  |  | 3.5 | 0.9 | 3.5 | 3.5 | 0.5 | N |  |  | OP | X | 3 | 2017 |  |  | Y | Industrial CHP | 7 | [11 empty] | N | N |  | 12H | [23 empty] | N | bar: T T T to OBS BLQ BLQ; DFO NG NG
63587 | POET Biorefining - Alexandria, LLC. | 63924 | POET Biorefining- Alexandria, LLC | IN | Madison | 1 | Natural Gas Steam Turbine | ST |  | S | X | X |  |  | 3.6 | 0.9 | 3.6 | 3.6 | 0.5 | N |  |  | OP | X | 4 | 2008 |  |  | Y | Industrial CHP | 7 | [11 empty] | N | N |  | 12H | [23 empty] | N | bar: T T T to OBS BLQ BLQ; DFO NG NG
63530 | POET Biorefining - North Manchester, LLC | 63852 | POET Biorefining - North Manchester, LLC | IN | Wabash | K745 | Natural Gas Steam Turbine | ST |  | S | X | X |  |  | 3.9 | 0.85 | 3.9 | 3.9 | 0.5 | N |  |  | OP | X | 6 | 2017 |  |  | Y | Industrial CHP | 7 | [11 empty] | N | N |  | 12H | [23 empty] | N | N | bar: T T T to OBS BLQ BLQ; DFO NG NG
3599 | Citizens Thermal Energy | 992 | CC Perry K | IN | Marion | 6 | Natural Gas Steam Turbine | ST |  | S | X | X |  |  | 5 | 1 | 3 | 5 | 1 | N |  |  | OP | X | 7 | 1938 |  |  | N | IPP CHP | 3 | [11 empty] | N | N |  | 12H |  | N | [21 empty] | N | N | N | bar: T T T to OBS BLQ BLQ; DFO NG NG
15860 | City of Rensselaer - (IN) | 1038 | Rensselaer City Light Plant | IN | Jasper | 14 | Natural Gas Internal Combustion Engine | IC |  | S | X | X |  |  | 5 | 0.8 | 4.8 | 4.8 | 1 | N |  |  | OS | X | 7 | 1994 |  |  | N | Electric Utility | 1 | T T T: X; OBS BLQ BLQ: NG; OBS NG PUR: DFO |  |  |  | N | N |  | 1H | [23 empty] | Y | N | Y
19564 | University of Notre Dame | 50366 | University of Notre Dame | IN | St Joseph | GEN6 | Natural Gas Steam Turbine | ST |  | S | X | X |  |  | 5 | 0.8 | 5 | 5 | 0.5 | N |  |  | OP | X | 2 | 1967 |  |  | Y | Commercial CHP | 5 | T T T: T; OBS BLQ BLQ: NG; OBS NG PUR: DFO; DFO NG NG: NG | DFO |  |  | N | N |  | 12H | [23 empty] | Y | Y | Y
19564 | University of Notre Dame | 50366 | University of Notre Dame | IN | St Joseph | GT1 | Natural Gas Fired Combustion Turbine | GT |  | S | X | X |  |  | 5.4 | 0.8 | 5.6 | 4.7 | 2.7 | N |  |  | OP | X | 6 | 2019 |  |  | Y | Commercial CHP | 5 | [11 empty] | N | N |  | 1H | [23 empty] | N | N | N | bar: T T T to OBS BLQ BLQ
19564 | University of Notre Dame | 50366 | University of Notre Dame | IN | St Joseph | GT2 | Natural Gas Fired Combustion Turbine | GT |  | S | X | X |  |  | 5.4 | 0.8 | 5.6 | 4.7 | 2.7 | N |  |  | OP | X | 6 | 2019 |  |  | Y | Commercial CHP | 5 | [11 empty] | N | N |  | 1H | [23 empty] | N | N | bar: T T T to OBS BLQ BLQ
63589 | POET Biorefing- Shelbyville | 63921 | POET Biorefining - Shelbyville | IN | Shelby | 1 | Natural Gas Steam Turbine | ST |  | S | X | X |  |  | 6.1 | 0.99 | 5.5 | 6.1 | 0.5 | N |  |  | OP | X | 6 | 2020 |  |  | N | Industrial Non-CHP | 6 | [11 empty] | N | N | 0 | 12H | [23 empty] | N | N | bar: T T T to OBS BLQ BLQ; DFO NG NG
4497 | Covanta Indianapolis Inc | 50647 | Covanta Indianapolis Energy | IN | Marion | GEN1 | Municipal Solid Waste | ST |  | S | X | X |  |  | 6.5 | 0.8 | 5 | 5 | 1 | N |  |  | OP | X | 11 | 1988 |  |  | Y | Commercial CHP | 5 | T T T: T; OBS BLQ BLQ: MSW; OBS NG PUR: NG; DFO NG NG: MSW |  |  |  | N | N |  | 12H | [20 empty] | N |  |  | N
8 | Tate & Lyle Ingredients Americas Inc | 50903 | Sagamore Plant Cogeneration | IN | Tippecanoe | GEN1 | Natural Gas Steam Turbine | ST |  | S | X | X |  |  | 7.4 | 0.85 | 7.4 | 7.4 | 1.5 | N |  |  | OP | X | 10 | 1984 |  |  | Y | Industrial CHP | 7 | [11 empty] | N | N |  | 12H | [23 empty] | N | N | N | bar: T T T to OBS BLQ BLQ; DFO NG NG
15860 | City of Rensselaer - (IN) | 1038 | Rensselaer City Light Plant | IN | Jasper | 15 | Natural Gas Internal Combustion Engine | IC |  | S | X | X |  |  | 8.4 | 0.8 | 8.3 | 8.3 | 5.3 | N |  |  | OP | X | 9 | 2006 |  |  | N | Electric Utility | 1 | [11 empty] | N | N |  | 1H | [23 empty] | N | N | N | bar: T T T to OBS BLQ BLQ
19564 | University of Notre Dame | 50366 | University of Notre Dame | IN | St Joseph | GEN7 | Natural Gas Steam Turbine | ST |  | S | X | X |  |  | 9.4 | 0.8 | 9.4 | 9.4 | 0.5 | N |  |  | OP | X | 3 | 2000 |  |  | Y | Commercial CHP | 5 | T T T: T; OBS BLQ BLQ: NG; OBS NG PUR: DFO; DFO NG NG: NG | DFO |  |  | N | N |  | 12H | [23 empty] | Y | Y | Y
44466 | BP PLC | 52130 | Whiting Refinery | IN | Lake | 34TG | Other Gases | ST |  | S | X | X |  |  | 10 | 0.95 | 11.8 | 11.8 | 5 | N |  |  | OP | X | 1 | 1955 |  |  | Y | Industrial CHP | 7 | T | OG | NG | PUR |  |  |  | OG |  |  |  | N | N |  | OVER | [23 empty] | N
15526 | Purdue University | 50240 | Purdue University | IN | Tippecanoe | GEN2 | Natural Gas Steam Turbine | ST |  | S | X | X |  |  | 10.6 | 0.8 | 7 | 10.6 | 3 | N |  |  | OP | X | 1 | 1969 |  |  | Y | Commercial CHP | 5 | T T T: T; OBS BLQ BLQ: NG; OBS NG PUR: BIT; DFO NG NG: NG |  |  |  | N | N |  | 12H | Y |  |  |  | Y | [18 empty] | Y | Y | N
59774 | Crawfordsville Energy LLC | 1024 | Crawfordsville Power Plant | IN | Montgomery | 4 | Conventional Steam Coal | ST |  | S | X | X |  |  | 11.5 | 0.85 | 10.6 | 10.6 | 1.5 | N |  |  | SB | Y | 1 | 1955 |  |  | N | IPP Non-CHP | 2 | T T T: X; OBS BLQ BLQ: BIT; DFO NG NG: NG |  |  |  | N | N |  | 12H |  |  | Y |  | Y | [15 empty] | N |  |  | N | N | N
56165 | ArcelorMittal Indiana Harbor West | 10397 | ArcelorMittal Indiana Harbor West | IN | Lake | GEN5 | Other Gases | ST |  | W | X | X |  |  | 12.5 | 0.8 | 3.1 | 4.9 | 2 | N |  |  | OP | X | 10 | 1939 |  |  | Y | Industrial CHP | 7 | T T T: T; OBS BLQ BLQ: BFG; OBS NG PUR: NG; DFO NG NG: NG |  |  |  | N | N |  | 12H | [23 empty] | N
56165 | ArcelorMittal Indiana Harbor West | 10397 | ArcelorMittal Indiana Harbor West | IN | Lake | GEN6 | Other Gases | ST |  | W | X | X |  |  | 12.5 | 0.8 | 3.1 | 4.9 | 2 | N |  |  | SB | Y | 5 | 1953 |  |  | Y | Industrial CHP | 7 | T T T: T; OBS BLQ BLQ: BFG; OBS NG PUR: NG; DFO NG NG: NG |  |  |  | N |  |  | 12H | [23 empty] | N
44466 | BP PLC | 52130 | Whiting Refinery | IN | Lake | 31TG | Other Gases | ST |  | S | X | X |  |  | 12.5 | 0.95 | 11.2 | 11.2 | 5 | N |  |  | OP | X | 1 | 1948 |  |  | Y | Industrial CHP | 7 | T | OG | NG | PUR |  |  |  | OG |  |  |  | N | N |  | OVER | [23 empty] | N
44466 | BP PLC | 52130 | Whiting Refinery | IN | Lake | 32TG | Other Gases | ST |  | S | X | X |  |  | 12.5 | 0.95 | 11.2 | 11.2 | 5 | N |  |  | OP | X | 1 | 1948 |  |  | Y | Industrial CHP | 7 | T | OG | NG | PUR |  |  |  | OG |  |  |  | N | N |  | OVER | [23 empty] | N
59774 | Crawfordsville Energy LLC | 1024 | Crawfordsville Power Plant | IN | Montgomery | 5 | Conventional Steam Coal | ST |  | S | X | X |  |  | 12.6 | 0.85 | 12.6 | 12.6 | 1.5 | N |  |  | SB | Y | 1 | 1965 |  |  | N | IPP Non-CHP | 2 | T T T: X; OBS BLQ BLQ: BIT; DFO NG NG: WDS | KER |  |  | N | N |  | 12H |  |  | Y |  | Y | [15 empty] | N |  |  | N | N | N
44466 | BP PLC | 52130 | Whiting Refinery | IN | Lake | 33TG | Other Gases | ST |  | S | X | X |  |  | 18.8 | 0.95 | 16.4 | 16.4 | 5 | N |  |  | OP | X | 1 | 1955 |  |  | Y | Industrial CHP | 7 | T | OG | NG | PUR |  |  |  | OG |  |  |  | N | N |  | OVER | [23 empty] | N
15343 | Portside Energy Corp | 55096 | Portside Energy | IN | Porter | ST | Natural Gas Steam Turbine | ST |  | S | X | X |  |  | 19 | 0.8 | 19 | 19 | 2 | N |  |  | OP | X | 9 | 1997 |  |  | Y | IPP CHP | 3 | [11 empty] | N | N |  | 12H |  |  |  |  | N | [18 empty] | N | N | N | bar: T T T to OBS BLQ BLQ; DFO NG NG
56150 | ArcelorMittal USA Inc | 10475 | Expander Turbine | IN | Lake | 16TG | Other Gases | OT |  | S | X | X |  |  | 20 | 1 | 18.8 | 18.8 | 5 | N |  |  | OP | X | 5 | 1981 |  |  | N | Industrial Non-CHP | 6 | T T T: X; OBS BLQ BLQ: BFG |  |  |  | N | N |  | 12H | [23 empty] | N | N | N
14459 | City of Paris - (KY) | 1376 | Paris (KY) | KY | Bourbon | 3 | Petroleum Liquids | IC |  | S | X | X |  |  | 0.7 | 0.8 | 0.8 | 0.8 | 0.2 | N |  |  | OP | X | 12 | 1934 |  |  | N | Electric Utility | 1 | T T T: X; OBS BLQ BLQ: DFO |  |  |  | N |  |  | 1H | [23 empty] | N | N
5580 | East Kentucky Power Coop, Inc | 56277 | Bavarian LFGTE | KY | Boone | 1 | Landfill Gas | IC |  | S | X | X |  |  | 0.8 | 0.8 | 0.8 | 0.8 | 0.1 | N |  |  | OP | X | 9 | 2003 |  |  | N | Electric Utility | 1 | T T T: X; OBS BLQ BLQ: LFG |  |  |  | N | N |  | 10M | [23 empty] | N | N | N
5580 | East Kentucky Power Coop, Inc | 56277 | Bavarian LFGTE | KY | Boone | 2 | Landfill Gas | IC |  | S | X | X |  |  | 0.8 | 0.8 | 0.8 | 0.8 | 0.1 | N |  |  | OP | X | 9 | 2003 |  |  | N | Electric Utility | 1 | T T T: X; OBS BLQ BLQ: LFG |  |  |  | N | N |  | 10M | [23 empty] | N | N | N
5580 | East Kentucky Power Coop, Inc | 56277 | Bavarian LFGTE | KY | Boone | 3 | Landfill Gas | IC |  | S | X | X |  |  | 0.8 | 0.8 | 0.8 | 0.8 | 0.1 | N |  |  | OP | X | 9 | 2003 |  |  | N | Electric Utility | 1 | T T T: X; OBS BLQ BLQ: LFG |  |  |  | N | N |  | 10M | [23 empty] | N | N | N
5580 | East Kentucky Power Coop, Inc | 56277 | Bavarian LFGTE | KY | Boone | 4 | Landfill Gas | IC |  | S | X | X |  |  | 0.8 | 0.8 | 0.8 | 0.8 | 0.1 | N |  |  | OP | X | 9 | 2003 |  |  | N | Electric Utility | 1 | T T T: X; OBS BLQ BLQ: LFG |  |  |  | N | N |  | 10M | [23 empty] | N | N | N
5580 | East Kentucky Power Coop, Inc | 56278 | Green Valley LFGTE | KY | Greenup | 1 | Landfill Gas | IC |  | S | X | X |  |  | 0.8 | 0.8 | 0.8 | 0.8 | 0.1 | N |  |  | OP | X | 9 | 2003 |  |  | N | Electric Utility | 1 | T T T: X; OBS BLQ BLQ: LFG |  |  |  | N | N |  | 10M | [23 empty] | N |  | N
5580 | East Kentucky Power Coop, Inc | 56278 | Green Valley LFGTE | KY | Greenup | 2 | Landfill Gas | IC |  | S | X | X |  |  | 0.8 | 0.8 | 0.8 | 0.8 | 0.1 | N |  |  | OP | X | 9 | 2003 |  |  | N | Electric Utility | 1 | T T T: X; OBS BLQ BLQ: LFG |  |  |  | N | N |  | 10M | [23 empty] | N | N | N
5580 | East Kentucky Power Coop, Inc | 56278 | Green Valley LFGTE | KY | Greenup | 3 | Landfill Gas | IC |  | S | X | X |  |  | 0.8 | 0.8 | 0.8 | 0.8 | 0.1 | N |  |  | OP | X | 9 | 2003 |  |  | N | Electric Utility | 1 | T T T: X; OBS BLQ BLQ: LFG |  |  |  | N | N |  | 10M | [23 empty] | N | N | N
5580 | East Kentucky Power Coop, Inc | 56279 | Laurel Ridge LFGTE | KY | Laurel | 1 | Landfill Gas | IC |  | S | X | X |  |  | 0.8 | 0.8 | 0.8 | 0.8 | 0.1 | N |  |  | OP | X | 9 | 2003 |  |  | N | Electric Utility | 1 | T T T: X; OBS BLQ BLQ: LFG |  |  |  | N | N |  | 10M | [23 empty] | N | N | N
5580 | East Kentucky Power Coop, Inc | 56279 | Laurel Ridge LFGTE | KY | Laurel | 2 | Landfill Gas | IC |  | S | X | X |  |  | 0.8 | 0.8 | 0.8 | 0.8 | 0.1 | N |  |  | OP | X | 9 | 2003 |  |  | N | Electric Utility | 1 | T T T: X; OBS BLQ BLQ: LFG |  |  |  | N | N |  | 10M | [23 empty] | N | N | N
5580 | East Kentucky Power Coop, Inc | 56279 | Laurel Ridge LFGTE | KY | Laurel | 3 | Landfill Gas | IC |  | S | X | X |  |  | 0.8 | 0.8 | 0.8 | 0.8 | 0.1 | N |  |  | OP | X | 9 | 2003 |  |  | N | Electric Utility | 1 | T T T: X; OBS BLQ BLQ: LFG |  |  |  | N | N |  | 10M | [23 empty] | N | N | N
5580 | East Kentucky Power Coop, Inc | 56279 | Laurel Ridge LFGTE | KY | Laurel | 4 | Landfill Gas | IC |  | S | X | X |  |  | 0.8 | 0.8 | 0.8 | 0.8 | 0.1 | N |  |  | OP | X | 9 | 2003 |  |  | N | Electric Utility | 1 | T T T: X; OBS BLQ BLQ: LFG |  |  |  | N | N |  | 10M | [23 empty] | N | N | N
5580 | East Kentucky Power Coop, Inc | 56279 | Laurel Ridge LFGTE | KY | Laurel | 5 | Landfill Gas | IC |  | S | X | X |  |  | 0.8 | 0.8 | 0.8 | 0.8 | 0.1 | N |  |  | OP | X | 2 | 2006 |  |  | N | Electric Utility | 1 | T T T: X; OBS BLQ BLQ: LFG |  |  |  | N | N |  | 10M | [23 empty] | N | N | N
5580 | East Kentucky Power Coop, Inc | 56280 | Hardin County LFGTE | KY | Hardin | 1 | Landfill Gas | IC |  | S | X | X |  |  | 0.8 | 0.8 | 0.8 | 0.8 | 0.1 | N |  |  | OP | X | 1 | 2006 |  |  | N | Electric Utility | 1 | T T T: X; OBS BLQ BLQ: LFG |  |  |  | N | N |  | 10M | [23 empty] | N | N | N
5580 | East Kentucky Power Coop, Inc | 56280 | Hardin County LFGTE | KY | Hardin | 2 | Landfill Gas | IC |  | S | X | X |  |  | 0.8 | 0.8 | 0.8 | 0.8 | 0.1 | N |  |  | OP | X | 1 | 2006 |  |  | N | Electric Utility | 1 | T T T: X; OBS BLQ BLQ: LFG |  |  |  | N | N |  | 10M | [23 empty] | N | N | N
5580 | East Kentucky Power Coop, Inc | 56280 | Hardin County LFGTE | KY | Hardin | 3 | Landfill Gas | IC |  | S | X | X |  |  | 0.8 | 0.8 | 0.8 | 0.8 | 0.1 | N |  |  | OP | X | 1 | 2006 |  |  | N | Electric Utility | 1 | T T T: X; OBS BLQ BLQ: LFG |  |  |  | N | N |  | 10M | [23 empty] | N | N | N
5580 | East Kentucky Power Coop, Inc | 56327 | Pendleton County LFGTE | KY | Pendleton | 1 | Landfill Gas | IC |  | S | X | X |  |  | 0.8 | 0.8 | 0.8 | 0.8 | 0.1 | N |  |  | OP | X | 2 | 2007 |  |  | N | Electric Utility | 1 | T T T: X; OBS BLQ BLQ: LFG |  |  |  | N | N |  | 10M | [23 empty] | N | N | N
5580 | East Kentucky Power Coop, Inc | 56327 | Pendleton County LFGTE | KY | Pendleton | 2 | Landfill Gas | IC |  | S | X | X |  |  | 0.8 | 0.8 | 0.8 | 0.8 | 0.1 | N |  |  | OP | X | 2 | 2007 |  |  | N | Electric Utility | 1 | T T T: X; OBS BLQ BLQ: LFG |  |  |  | N | N |  | 10M | [23 empty] | N |  | N
5580 | East Kentucky Power Coop, Inc | 56327 | Pendleton County LFGTE | KY | Pendleton | 3 | Landfill Gas | IC |  | S | X | X |  |  | 0.8 | 0.8 | 0.8 | 0.8 | 0.1 | N |  |  | OP | X | 2 | 2007 |  |  | N | Electric Utility | 1 | T T T: X; OBS BLQ BLQ: LFG |  |  |  | N | N |  | 10M | [23 empty] | N | N | N
5580 | East Kentucky Power Coop, Inc | 56327 | Pendleton County LFGTE | KY | Pendleton | 4 | Landfill Gas | IC |  | S | X | X |  |  | 0.8 | 0.8 | 0.8 | 0.8 | 0.1 | N |  |  | OP | X | 2 | 2007 |  |  | N | Electric Utility | 1 | T T T: X; OBS BLQ BLQ: LFG |  |  |  | N | N |  | 10M | [23 empty] | N | N | N
14459 | City of Paris - (KY) | 1376 | Paris (KY) | KY | Bourbon | 4 | Petroleum Liquids | IC |  | S | X | X |  |  | 0.9 | 0.8 | 1.1 | 1.1 | 0.2 | N |  |  | OP | X | 12 | 1947 |  |  | N | Electric Utility | 1 | T T T: X; OBS BLQ BLQ: DFO |  |  |  | N |  |  | 1H | [23 empty] | N
4413 | Cox Interior Inc | 54850 | Cox Waste to Energy | KY | Taylor | 02 | Wood/Wood Waste Biomass | ST |  | S | X | X | PJM/EKPC 970242670 | N/A, Exempt | 1 | 0.8 | 0.3 | 0.9 | 0.1 | N |  |  | OA | X | 10 | 2002 |  |  | Y | Industrial CHP | 7 | T T T: B; OBS BLQ BLQ: WDS; DFO NG NG: WDS |  |  |  | Y | N |  | 12H |  |  | N | [20 empty] | N | N | N
5580 | East Kentucky Power Coop, Inc | 60137 | Glasgow LFGTE | KY | Barren | 1 | Landfill Gas | IC |  | S | X | X |  |  | 1 | 0.8 | 0.9 | 0.9 | 0.1 | N |  |  | OP | X | 12 | 2015 |  |  | N | Electric Utility | 1 | T T T: X; OBS BLQ BLQ: LFG |  |  |  | N | N |  | 10M | [23 empty] | N |  | N
60428 | Green City Recovery, LLC | 60703 | Green City Recovery, LLC | KY | Scott | 1 | Landfill Gas | IC |  | W | X | X |  |  | 1 | 0.8 | 1 | 1 | 0.5 | N |  |  | OP | X | 1 | 2016 |  |  | N | IPP Non-CHP | 2 | T T T: X; OBS BLQ BLQ: LFG |  |  |  | N | N |  | 10M | [23 empty] | N | N | N
60428 | Green City Recovery, LLC | 60703 | Green City Recovery, LLC | KY | Scott | 2 | Landfill Gas | IC |  | W | X | X |  |  | 1 | 0.8 | 1 | 1 | 0.5 | N |  |  | OP | X | 7 | 2019 |  |  | N | IPP Non-CHP | 2 | T T T: X; OBS BLQ BLQ: LFG |  |  |  | N | N |  | 10M | [23 empty] | N | N | N
14459 | City of Paris - (KY) | 1376 | Paris (KY) | KY | Bourbon | 5 | Petroleum Liquids | IC |  | S | X | X |  |  | 1.1 | 0.8 | 1.2 | 1.2 | 0.2 | N |  |  | OP | X | 12 | 1949 |  |  | N | Electric Utility | 1 | T T T: X; OBS BLQ BLQ: DFO |  |  |  | N |  |  | 1H | [23 empty] | N | N
14459 | City of Paris - (KY) | 1376 | Paris (KY) | KY | Bourbon | 1 | Petroleum Liquids | IC |  | S | X | X |  |  | 1.3 | 0.8 | 1.4 | 1.4 | 0.2 | N |  |  | OP | X | 12 | 1952 |  |  | N | Electric Utility | 1 | T T T: X; OBS BLQ BLQ: DFO |  |  |  | N |  |  | 1H | [23 empty] | N | N
14459 | City of Paris - (KY) | 1376 | Paris (KY) | KY | Bourbon | 2 | Petroleum Liquids | IC |  | S | X | X |  |  | 1.3 | 0.8 | 1.4 | 1.4 | 0.2 | N |  |  | OP | X | 12 | 1954 |  |  | N | Electric Utility | 1 | T T T: X; OBS BLQ BLQ: DFO |  |  |  | N |  |  | 1H | [23 empty] | N | N
59170 | North American Biofuels, LLC | 62641 | Morehead Generating Facility | KY | Rowan | M3516 | Landfill Gas | IC |  | S | X | X |  |  | 1.4 | 0.9 | 1.4 | 1.4 | 0.4 | N |  |  | OP | X | 11 | 2019 |  |  | N | IPP Non-CHP | 2 | T T T: X; OBS BLQ BLQ: LFG | [6 empty] | 10M | [23 empty] | N
5580 | East Kentucky Power Coop, Inc | 56277 | Bavarian LFGTE | KY | Boone | 5 | Landfill Gas | IC |  | S | X | X |  |  | 1.6 | 0.8 | 1.5 | 1.5 | 0.1 | N |  |  | OP | X | 10 | 2016 |  |  | N | Electric Utility | 1 | T T T: X; OBS BLQ BLQ: LFG |  |  |  | N | N |  | 10M | [23 empty] | N | N | N
59170 | North American Biofuels, LLC | 59392 | Blue Ridge Generating | KY | Estill | GEN1 | Landfill Gas | IC |  | S | X | X |  |  | 1.6 | 0.9 | 1.2 | 1.2 | 1 | N |  |  | OP | X | 11 | 2013 |  |  | N | IPP Non-CHP | 2 | T T T: X; OBS BLQ BLQ: LFG |  |  |  | N |  |  | 10M | [23 empty] | N | N | N
14459 | City of Paris - (KY) | 1376 | Paris (KY) | KY | Bourbon | 6 | Petroleum Liquids | IC |  | S | X | X |  |  | 3.1 | 0.8 | 3 | 3 | 0.2 | N |  |  | OP | X | 12 | 1974 |  |  | N | Electric Utility | 1 | T T T: X; OBS BLQ BLQ: DFO |  |  |  | N |  |  | 1H | [23 empty] | N | N
14459 | City of Paris - (KY) | 1376 | Paris (KY) | KY | Bourbon | 7 | Petroleum Liquids | IC |  | S | X | X |  |  | 3.1 | 0.8 | 3 | 3 | 0.2 | N |  |  | OP | X | 12 | 1974 |  |  | N | Electric Utility | 1 | T T T: X; OBS BLQ BLQ: DFO |  |  |  | N |  |  | 1H | [23 empty] | N | N
4413 | Cox Interior Inc | 54850 | Cox Waste to Energy | KY | Taylor | 01 | Wood/Wood Waste Biomass | ST |  | S | X | X | PJM/EKPC 970242670 | N/A, Exempt | 4 | 1 | 3 | 2.5 | 0.1 | N |  |  | OP | X | 1 | 1995 |  |  | Y | Industrial CHP | 7 | T T T: B; OBS BLQ BLQ: WDS; DFO NG NG: WDS |  |  |  | Y | N |  | 12H |  |  | N | [20 empty] | N | N | N
11249 | Louisville Gas & Electric Co | 1366 | Paddys Run | KY | Jefferson | 11 | Natural Gas Fired Combustion Turbine | GT |  | S | X | X |  |  | 16 | 0.85 | 12 | 13 | 12 | N |  |  | OP | X | 6 | 1968 |  |  | N | Electric Utility | 1 | [11 empty] | N | N |  | 1H | [23 empty] | N | N | N | bar: T T T to OBS BLQ BLQ
11249 | Louisville Gas & Electric Co | 1368 | Zorn | KY | Jefferson | 1 | Natural Gas Fired Combustion Turbine | GT |  | S | X | X |  |  | 18 | 0.85 | 14 | 16 | 14 | N |  |  | OS | X | 5 | 1969 |  |  | N | Electric Utility | 1 | [11 empty] | N | N |  | 1H | [23 empty] | N | N | N | bar: T T T to OBS BLQ BLQ
10171 | Kentucky Utilities Co | 1358 | Haefling | KY | Fayette | 1 | Natural Gas Fired Combustion Turbine | GT |  | S | X | X |  |  | 20.7 | 0.85 | 12 | 14 | 2 | N |  |  | OP | X | 10 | 1970 |  |  | N | Electric Utility | 1 | [11 empty] | N | N |  | 1H | [23 empty] | N | N | N | bar: T T T to OBS BLQ BLQ
10171 | Kentucky Utilities Co | 1358 | Haefling | KY | Fayette | 2 | Natural Gas Fired Combustion Turbine | GT |  | S | X | X |  |  | 20.7 | 0.85 | 12 | 14 | 2 | N |  |  | OP | X | 10 | 1970 |  |  | N | Electric Utility | 1 | [11 empty] | N | N |  | 1H | [23 empty] | N | N | N | bar: T T T to OBS BLQ BLQ
13483 | City of New Roads - (LA) | 1453 | New Roads | LA | Pointe Coupee | 2 | Natural Gas Internal Combustion Engine | IC |  | S | X | X | NA | NA | 0.6 | 0.9 | 0.6 | 0.6 | 0.3 | N |  |  | OP | X | 6 | 1953 |  |  | N | Electric Utility | 1 | T T T: X; OBS BLQ BLQ: NG; OBS NG PUR: DFO |  |  |  | N | N |  | 1H | [23 empty] | Y | Y | Y
11415 | M.A. Patout & Son Limited, LLC | 51008 | Enterprise Sugar Factory | LA | Iberia | 1000 | Other Waste Biomass | ST |  | S | X | X |  |  | 1 | 0.8 | 1 | 1 | 0 | N |  |  | OP | X | 10 | 1981 |  |  | Y | Industrial CHP | 7 | T T T: T; OBS BLQ BLQ: AB; OBS NG PUR: NG; DFO NG NG: AB | NG |  |  | N | N |  | 12H | [23 empty] | Y | Y | N
13483 | City of New Roads - (LA) | 1453 | New Roads | LA | Pointe Coupee | 3 | Natural Gas Internal Combustion Engine | IC |  | S | X | X | NA | NA | 1.1 | 0.9 | 0.7 | 0.7 | 0.3 | N |  |  | OP | X | 6 | 1957 |  |  | N | Electric Utility | 1 | T T T: X; OBS BLQ BLQ: NG; OBS NG PUR: DFO |  |  |  | N | N |  | 1H | [23 empty] | Y | Y | Y
13483 | City of New Roads - (LA) | 1453 | New Roads | LA | Pointe Coupee | 4 | Natural Gas Internal Combustion Engine | IC |  | S | X | X | NA | NA | 1.7 | 0.9 | 1.2 | 1.2 | 0.3 | N |  |  | OP | X | 6 | 1957 |  |  | N | Electric Utility | 1 | T T T: X; OBS BLQ BLQ: NG; OBS NG PUR: DFO |  |  |  | N |  |  | 1H | [23 empty] | Y | Y | Y
13483 | City of New Roads - (LA) | 1453 | New Roads | LA | Pointe Coupee | 5 | Natural Gas Internal Combustion Engine | IC |  | S | X | X | NA | NA | 1.7 | 0.9 | 1.2 | 1.2 | 0.3 | N |  |  | OP | X | 6 | 1951 |  |  | N | Electric Utility | 1 | T T T: X; OBS BLQ BLQ: NG; OBS NG PUR: DFO |  |  |  | N |  |  | 1H | [23 empty] | Y | Y | Y
57145 | Louisiana Sugar Refining LLC | 10301 | Louisiana Sugar Refining | LA | St James | GEN3 | Natural Gas Steam Turbine | ST |  | S | X | X |  |  | 1.7 | 0.8 | 1.5 | 1.5 | 0.1 | N |  |  | SB | Y | 2 | 1957 |  |  | Y | Industrial CHP | 7 | [11 empty] | N | N |  | 12H | [20 empty] | N |  |  | N | N | N | bar: T T T to OBS BLQ BLQ; DFO NG NG
13483 | City of New Roads - (LA) | 1453 | New Roads | LA | Pointe Coupee | 6 | Natural Gas Internal Combustion Engine | IC |  | S | X | X | NA | NA | 2 | 0.9 | 1.5 | 1.5 | 0.3 | N |  |  | OP | X | 6 | 1971 |  |  | N | Electric Utility | 1 | T T T: X; OBS BLQ BLQ: NG; OBS NG PUR: DFO |  |  |  | N |  |  | 1H | [23 empty] | Y | Y | Y
15237 | PCS Nitrogen LP | 50341 | PCS Nitrogen Fertilizer LP | LA | Iberville | GEN3 | Petroleum Liquids | IC |  | S | X | X |  |  | 2 | 0.8 | 1.8 | 1.8 | 0.1 | N |  |  | SB | Y | 10 | 2010 |  |  | N | Industrial Non-CHP | 6 | T T T: X; OBS BLQ BLQ: DFO |  |  |  | N | N |  | 10M | [20 empty] | N |  |  | N | N | N
15237 | PCS Nitrogen LP | 50341 | PCS Nitrogen Fertilizer LP | LA | Iberville | GEN4 | Petroleum Liquids | IC |  | S | X | X |  |  | 2 | 0.8 | 1.8 | 1.8 | 0.1 | N |  |  | SB | Y | 10 | 2014 |  |  | N | Industrial Non-CHP | 6 | T T T: X; OBS BLQ BLQ: DFO |  |  |  | N | N |  | 10M | [23 empty] | N | N | N
11415 | M.A. Patout & Son Limited, LLC | 51008 | Enterprise Sugar Factory | LA | Iberia | 2000 | Other Waste Biomass | ST |  | S | X | X |  |  | 2 | 0.8 | 2 | 2 | 0 | N |  |  | SB | N | 10 | 1981 |  |  | Y | Industrial CHP | 7 | T T T: T; OBS BLQ BLQ: AB; OBS NG PUR: NG; DFO NG NG: AB | NG |  |  | N | N |  | 12H | [23 empty] | Y | Y | N
13483 | City of New Roads - (LA) | 1453 | New Roads | LA | Pointe Coupee | 1 | Natural Gas Internal Combustion Engine | IC |  | S | X | X | NA | NA | 2.3 | 0.9 | 1.8 | 1.8 | 0.3 | N |  |  | OP | X | 6 | 1965 |  |  | N | Electric Utility | 1 | T T T: X; OBS BLQ BLQ: NG; OBS NG PUR: DFO |  |  |  | N | N |  | 1H | [23 empty] | Y | Y | Y
57145 | Louisiana Sugar Refining LLC | 10301 | Louisiana Sugar Refining | LA | St James | GEN2 | Natural Gas Steam Turbine | ST |  | S | X | X |  |  | 2.5 | 0.8 | 1.7 | 1.7 | 0.2 | N |  |  | OP | X | 3 | 1977 |  |  | Y | Industrial CHP | 7 | [11 empty] | N | N |  | 12H | [20 empty] | N |  |  | N | N | N | bar: T T T to OBS BLQ BLQ; DFO NG NG
57145 | Louisiana Sugar Refining LLC | 10301 | Louisiana Sugar Refining | LA | St James | GEN4 | Natural Gas Steam Turbine | ST |  | S | X | X |  |  | 2.5 | 0.8 | 2.1 | 2 | 0.2 | N |  |  | OP | X | 9 | 1969 |  |  | Y | Industrial CHP | 7 | [11 empty] | N | N |  | 12H | [20 empty] | N |  |  | N | N | N | bar: T T T to OBS BLQ BLQ; DFO NG NG
62043 | Cox Operating LLC | 54927 | Grand Isle Gas Plant / Treating Station | LA | Jefferson | 1 | Natural Gas Internal Combustion Engine | IC |  | W | X | X |  |  | 3 | 0.8 | 2.9 | 3 | 0.4 | N |  |  | OP | X | 1 | 1965 |  |  | N | Industrial Non-CHP | 6 | [11 empty] | N | N |  | 10M | [23 empty] | N | N | N | bar: T T T to OBS BLQ BLQ
62043 | Cox Operating LLC | 54927 | Grand Isle Gas Plant / Treating Station | LA | Jefferson | 2 | Natural Gas Internal Combustion Engine | IC |  | W | X | X |  |  | 3 | 0.8 | 2.9 | 3 | 0.4 | N |  |  | OP | X | 1 | 1965 |  |  | N | Industrial Non-CHP | 6 | [11 empty] | N | N |  | 10M | [23 empty] | N | N | N | bar: T T T to OBS BLQ BLQ
62043 | Cox Operating LLC | 54927 | Grand Isle Gas Plant / Treating Station | LA | Jefferson | 3 | Natural Gas Internal Combustion Engine | IC |  | W | X | X |  |  | 3 | 0.8 | 2.9 | 3 | 0.4 | N |  |  | OP | X | 1 | 1965 |  |  | N | Industrial Non-CHP | 6 | [11 empty] | N | N |  | 10M | [23 empty] | N | N | N | bar: T T T to OBS BLQ BLQ
14306 | Eagle 2 US LLC | 50490 | PPG Plant C Caustic | LA | Calcasieu | TE | Natural Gas Steam Turbine | ST |  | S | X | X |  |  | 3.4 | 0.85 | 2.7 | 2.7 | 1 | N |  |  | OP | X | 10 | 1986 |  |  | Y | Industrial CHP | 7 | [11 empty] | N |  |  | 12H | [23 empty] | N | N | N | bar: T T T to OBS BLQ BLQ; DFO NG NG
15173 | Placid Refining Co LLC | 50389 | Port Allen (LA) | LA | West Baton Rouge | GEN1 | Natural Gas Fired Combustion Turbine | GT |  | S | X | X |  |  | 3.8 | 0.9 | 3.5 | 3.5 | 2 | N |  |  | OP | X | 5 | 1990 |  |  | Y | Industrial CHP | 7 | [11 empty] | N | N | 0 | 10M | [23 empty] | N | N | N | bar: T T T to OBS BLQ BLQ; DFO NG NG
15173 | Placid Refining Co LLC | 50389 | Port Allen (LA) | LA | West Baton Rouge | GEN2 | Natural Gas Fired Combustion Turbine | GT |  | S | X | X |  |  | 3.8 | 0.9 | 3.5 | 3.5 | 2 | N |  |  | OP | X | 5 | 1990 |  |  | Y | Industrial CHP | 7 | [11 empty] | N | N | 0 | 10M | [23 empty] | N | N | N | bar: T T T to OBS BLQ BLQ; DFO NG NG
547 | American Sugar Refining Inc. | 54512 | Domino Sugar Arabi Plant | LA | St Bernard | TG3 | Natural Gas Steam Turbine | ST |  | S | X | X |  |  | 4 | 1 | 2 | 1.4 | 1 | N |  |  | OP | X | 1 | 1949 |  |  | Y | Industrial CHP | 7 | [11 empty] | N | N |  | 12H | [23 empty] | N | N | N | bar: T T T to OBS BLQ BLQ; DFO NG NG
26253 | Louisiana Energy & Power Authority | 1456 | Rayne | LA | Acadia | 8 | Petroleum Liquids | IC |  | W | X | X | NA | NA | 4.1 | 0.9 | 3.4 | 3.4 | 0.2 | N |  |  | OS | X | 1 | 1969 |  |  | N | Electric Utility | 1 | T T T: X; OBS BLQ BLQ: DFO |  |  |  | N | N |  | 1H | [23 empty] | N | N
26253 | Louisiana Energy & Power Authority | 1456 | Rayne | LA | Acadia | 9 | Petroleum Liquids | IC |  | W | X | X | NA | NA | 4.1 | 0.9 | 3.6 | 3.6 | 0.2 | N |  |  | OS | X | 6 | 1969 |  |  | N | Electric Utility | 1 | T T T: X; OBS BLQ BLQ: DFO |  |  |  | N | N |  | 1H | [23 empty] | N | N
3455 | Chevron Oronite Co LLC | 55857 | Oak Point Cogen | LA | Plaquemines | 5121 | Natural Gas Fired Combustion Turbine | GT |  | W | X | X |  |  | 4.7 | 0.84 | 4 | 5 | 0.9 | N |  |  | OP | X | 10 | 1999 |  |  | Y | Industrial CHP | 7 | [11 empty] | N | N |  | 1H | [23 empty] | N | N | N | bar: T T T to OBS BLQ BLQ
3455 | Chevron Oronite Co LLC | 55857 | Oak Point Cogen | LA | Plaquemines | 5131 | Natural Gas Fired Combustion Turbine | GT |  | W | X | X |  |  | 4.7 | 0.84 | 4 | 5 | 0.9 | N |  |  | OP | X | 10 | 1999 |  |  | Y | Industrial CHP | 7 | [11 empty] | N | N |  | 1H | [23 empty] | N | N | N | bar: T T T to OBS BLQ BLQ
3455 | Chevron Oronite Co LLC | 55857 | Oak Point Cogen | LA | Plaquemines | 5141 | Natural Gas Fired Combustion Turbine | GT |  | W | X | X |  |  | 4.7 | 0.84 | 4 | 5 | 0.9 | N |  |  | OP | X | 10 | 1999 |  |  | Y | Industrial CHP | 7 | [11 empty] | N | N |  | 1H | [23 empty] | N | N | N | bar: T T T to OBS BLQ BLQ
3455 | Chevron Oronite Co LLC | 55857 | Oak Point Cogen | LA | Plaquemines | 5151 | Natural Gas Fired Combustion Turbine | GT |  | W | X | X |  |  | 4.7 | 0.84 | 4 | 5 | 0.9 | N |  |  | OP | X | 10 | 1999 |  |  | Y | Industrial CHP | 7 | [11 empty] | N | N |  | 1H | [23 empty] | N | N | N | bar: T T T to OBS BLQ BLQ
3455 | Chevron Oronite Co LLC | 55857 | Oak Point Cogen | LA | Plaquemines | 5161 | Natural Gas Fired Combustion Turbine | GT |  | W | X | X |  |  | 4.7 | 0.84 | 4 | 5 | 0.9 | N |  |  | OP | X | 10 | 1999 |  |  | Y | Industrial CHP | 7 | [11 empty] | N | N |  | 1H | [23 empty] | N | N | N | bar: T T T to OBS BLQ BLQ
547 | American Sugar Refining Inc. | 54512 | Domino Sugar Arabi Plant | LA | St Bernard | TG1 | Natural Gas Steam Turbine | ST |  | S | X | X |  |  | 5 | 0.8 | 3.4 | 3.1 | 1 | N |  |  | OP | X | 1 | 1949 |  |  | Y | Industrial CHP | 7 | [11 empty] | N | N |  | 12H | [23 empty] | N | N | N | bar: T T T to OBS BLQ BLQ; DFO NG NG
547 | American Sugar Refining Inc. | 54512 | Domino Sugar Arabi Plant | LA | St Bernard | TG2 | Natural Gas Steam Turbine | ST |  | S | X | X |  |  | 5 | 0.8 | 2.3 | 2.3 | 1 | N |  |  | OP | X | 6 | 2003 |  |  | Y | Industrial CHP | 7 | [11 empty] | N | N |  | 12H | [23 empty] | N | N | N | bar: T T T to OBS BLQ BLQ; DFO NG NG
2091 | Phillips 66 | 52031 | Alliance Refinery | LA | Plaquemines | GEN1 | Other Gases | OT |  | S | X | X |  |  | 6 | 0.85 | 6 | 6 | 0 | N |  |  | OP | X | 12 | 1971 |  |  | N | Industrial Non-CHP | 6 | T T T: X; OBS BLQ BLQ: OG; DFO NG NG: NG |  |  |  | N | N |  | 1H | N | [22 empty] | N | N | N
1182 | BASF Corporation | 10319 | Geismar | LA | Ascension | GEN3 | Natural Gas Steam Turbine | ST |  | S | X | X |  |  | 7.2 | 0.98 | 7.2 | 7.2 | 0.7 | N |  |  | OP | X | 10 | 2005 |  |  | N | Industrial CHP | 7 | [11 empty] | N | N |  | 12H | [23 empty] | N | N | N | bar: T T T to OBS BLQ BLQ; DFO NG NG
56097 | Gramercy Holdings I LLC | 50846 | Gramercy Holdings LLC | LA | St James | ST3 | Natural Gas Steam Turbine | ST |  | S | X | X |  |  | 7.2 | 0.95 | 6 | 6 | 3 | N |  |  | OP | X | 2 | 1969 |  |  | Y | Industrial CHP | 7 | [11 empty] | N | N |  | 12H | [23 empty] | N | bar: T T T to OBS BLQ BLQ; DFO NG NG
11233 | Louisiana Tech University | 54240 | Louisiana Tech University Power Plant | LA | Lincoln | TG3 | Natural Gas Fired Combustion Turbine | GT |  | S | X | X |  |  | 7.5 | 0.8 | 6.4 | 7.4 | 3.6 | N |  |  | OP | X | 7 | 2004 |  |  | Y | Commercial CHP | 5 | [11 empty] | N |  |  | 1H |  | N | [21 empty] | N | N | N | bar: T T T to OBS BLQ BLQ
5065 | Equistar Chemicals LP | 57884 | Lake Charles Polymers | LA | Calcasieu | G-901 | Natural Gas Internal Combustion Engine | IC |  | S | X | X |  |  | 8.4 | 0.93 | 8 | 8.5 | 2 | N |  |  | OP | X | 9 | 2011 |  |  | N | Industrial Non-CHP | 6 | T T T: X; OBS BLQ BLQ: NG; OBS NG PUR: OG |  |  |  | N | N |  | 1H | [23 empty] | Y | Y | N
5065 | Equistar Chemicals LP | 57884 | Lake Charles Polymers | LA | Calcasieu | G-902 | Natural Gas Internal Combustion Engine | IC |  | S | X | X |  |  | 8.4 | 0.93 | 8 | 8.5 | 2 | N |  |  | OP | X | 9 | 2011 |  |  | N | Industrial Non-CHP | 6 | T T T: X; OBS BLQ BLQ: NG; OBS NG PUR: OG |  |  |  | N | N |  | 1H | [23 empty] | Y | Y | N
298 | City of Alexandria - (LA) | 6558 | D G Hunter | LA | Rapides | 10 | Natural Gas Internal Combustion Engine | IC |  | S | X | X |  |  | 9.3 | 0.8 | 8.6 | 8.6 | 3 | N |  |  | OP | X | 3 | 2016 |  |  | N | Electric Utility | 1 | [11 empty] | N | N |  | 10M | [23 empty] | N | N | N | bar: T T T to OBS BLQ BLQ
298 | City of Alexandria - (LA) | 6558 | D G Hunter | LA | Rapides | 11 | Natural Gas Internal Combustion Engine | IC |  | S | X | X |  |  | 9.3 | 0.8 | 8.6 | 8.6 | 3 | N |  |  | OP | X | 3 | 2016 |  |  | N | Electric Utility | 1 | [11 empty] | N | N |  | 10M | [23 empty] | N | N | N | bar: T T T to OBS BLQ BLQ
298 | City of Alexandria - (LA) | 6558 | D G Hunter | LA | Rapides | 5 | Natural Gas Internal Combustion Engine | IC |  | S | X | X |  |  | 9.3 | 0.8 | 8.6 | 8.6 | 3 | N |  |  | OP | X | 3 | 2016 |  |  | N | Electric Utility | 1 | [11 empty] | N | N |  | 10M | [23 empty] | N | N | N | bar: T T T to OBS BLQ BLQ
298 | City of Alexandria - (LA) | 6558 | D G Hunter | LA | Rapides | 6 | Natural Gas Internal Combustion Engine | IC |  | S | X | X |  |  | 9.3 | 0.8 | 8.6 | 8.6 | 3 | N |  |  | OP | X | 3 | 2016 |  |  | N | Electric Utility | 1 | [11 empty] | N | N |  | 10M | [23 empty] | N | N | N | bar: T T T to OBS BLQ BLQ
298 | City of Alexandria - (LA) | 6558 | D G Hunter | LA | Rapides | 7 | Natural Gas Internal Combustion Engine | IC |  | S | X | X |  |  | 9.3 | 0.8 | 8.6 | 8.6 | 3 | N |  |  | OP | X | 3 | 2016 |  |  | N | Electric Utility | 1 | [11 empty] | N | N |  | 10M | [23 empty] | N | N | N | bar: T T T to OBS BLQ BLQ
298 | City of Alexandria - (LA) | 6558 | D G Hunter | LA | Rapides | 8 | Natural Gas Internal Combustion Engine | IC |  | S | X | X |  |  | 9.3 | 0.8 | 8.6 | 8.6 | 3 | N |  |  | OP | X | 3 | 2016 |  |  | N | Electric Utility | 1 | [11 empty] | N | N |  | 10M | [23 empty] | N | N | N | bar: T T T to OBS BLQ BLQ
298 | City of Alexandria - (LA) | 6558 | D G Hunter | LA | Rapides | 9 | Natural Gas Internal Combustion Engine | IC |  | S | X | X |  |  | 9.3 | 0.8 | 8.6 | 8.6 | 3 | N |  |  | OP | X | 3 | 2016 |  |  | N | Electric Utility | 1 | [11 empty] | N | N |  | 10M | [23 empty] | N | N | N | bar: T T T to OBS BLQ BLQ
6564 | Formosa Plastics Corp | 54518 | Formosa Plastics | LA | East Baton Rouge | ST1 | Natural Gas Steam Turbine | ST |  | S | X | X |  |  | 12 | 0.848 | 8 | 8 | 2 | N |  |  | OP | X | 5 | 1985 |  |  | Y | Industrial CHP | 7 | [11 empty] | N |  |  | 12H | [23 empty] | N | N | N | bar: T T T to OBS BLQ BLQ; DFO NG NG
6564 | Formosa Plastics Corp | 54518 | Formosa Plastics | LA | East Baton Rouge | ST2 | Natural Gas Steam Turbine | ST |  | S | X | X |  |  | 12 | 0.85 | 8 | 8 | 2 | N |  |  | OP | X | 10 | 1990 |  |  | Y | Industrial CHP | 7 | [11 empty] | N |  |  | 12H | [23 empty] | N | N | N | bar: T T T to OBS BLQ BLQ; DFO NG NG
135 | Agrilectric Power Partners Ltd | 10593 | Agrilectric Power Partners Ltd | LA | Calcasieu | GEN1 | Other Waste Biomass | ST |  | S | X | X | Rice1 | Rice1 | 12.1 | 0.85 | 11.1 | 11.1 | 3 | N |  |  | OP | X | 7 | 1984 |  |  | N | IPP Non-CHP | 2 | T T T: X; OBS BLQ BLQ: AB; DFO NG NG: NG |  |  |  | N | N |  | 12H |  |  |  | N | [19 empty] | N | N | N
59867 | Hood Container of Louisiana, LLC | 10697 | St Francisville Mill | LA | West Feliciana | GEN2 | Wood/Wood Waste Biomass | ST |  | S | X | X |  |  | 12.5 | 0.9 | 16 | 16.5 | 3 | N |  |  | OP | X | 3 | 1966 |  |  | Y | Industrial CHP | 7 | T T T: T; OBS BLQ BLQ: BLQ; OBS NG PUR: NG; DFO NG NG: NG |  |  |  | N | N |  | 12H | [20 empty] | N |  |  | N
8884 | Terrebonne Parish Consol Gov't | 1439 | Houma | LA | Terrebonne | 14 | Natural Gas Steam Turbine | ST |  | S | X | X |  |  | 12.6 | 0.85 | 10 | 10 | 3.9 | N |  |  | OP | X | 8 | 1967 |  |  | N | Electric Utility | 1 | [11 empty] | N |  |  | 12H | [23 empty] | N | N | N | bar: T T T to OBS BLQ BLQ; DFO NG NG
5065 | Equistar Chemicals LP | 57884 | Lake Charles Polymers | LA | Calcasieu | G-900 | Natural Gas Fired Combustion Turbine | GT |  | S | X | X |  |  | 14.3 | 0.93 | 13.5 | 16 | 3 | N |  |  | OP | X | 9 | 2011 |  |  | N | Industrial Non-CHP | 6 | [11 empty] | N | N |  | 1H | [23 empty] | N | N | N | bar: T T T to OBS BLQ BLQ
18155 | Westrock (LA) | 50810 | Westrock Hodge (LA) | LA | Jackson | NO 7 | Wood/Wood Waste Biomass | ST |  | S | X | X |  |  | 15.6 | 0.85 | 15.6 | 15.6 | 1 | N |  |  | OP | X | 8 | 1957 |  |  | Y | Industrial CHP | 7 | T | BLQ | NG | WDS |  |  |  | NG |  |  |  | N | N |  | 12H | [23 empty] | N | N | N
56097 | Gramercy Holdings I LLC | 50846 | Gramercy Holdings LLC | LA | St James | GT3 | Natural Gas Fired Combustion Turbine | GT |  | S | X | X |  |  | 16 | 0.95 | 15 | 17 | 1 | N |  |  | OP | X | 4 | 1969 |  |  | Y | Industrial CHP | 7 | [11 empty] | N | N |  | 12H | [23 empty] | N | N | bar: T T T to OBS BLQ BLQ
26253 | Louisiana Energy & Power Authority | 58478 | LEPA Unit No. 1 | LA | St Mary | LEPA2 | Natural Gas Fired Combined Cycle | CA | LEPA | S | N | X | LEPA.CC.MGC_01 | LEPA.CC.MGC_01 | 17.1 | 0.85 | 15.2 | 15.2 | 8.2 | N |  |  | OP | X | 6 | 2016 |  |  | N | Electric Utility | 1 | [11 empty] | N | N |  | 12H | [23 empty] | N |  | N | bar: T T T to OBS BLQ BLQ
56097 | Gramercy Holdings I LLC | 50846 | Gramercy Holdings LLC | LA | St James | ST1 | Natural Gas Steam Turbine | ST |  | S | X | X |  |  | 18.7 | 0.95 | 17 | 17 | 2 | N |  |  | OP | X | 2 | 1958 |  |  | Y | Industrial CHP | 7 | [11 empty] | N | N |  | 12H | [23 empty] | N | bar: T T T to OBS BLQ BLQ; DFO NG NG
56097 | Gramercy Holdings I LLC | 50846 | Gramercy Holdings LLC | LA | St James | ST2 | Natural Gas Steam Turbine | ST |  | S | X | X |  |  | 18.7 | 0.95 | 17 | 17 | 2 | N |  |  | OP | X | 2 | 1958 |  |  | Y | Industrial CHP | 7 | [11 empty] | N | N |  | 12H | [23 empty] | N | bar: T T T to OBS BLQ BLQ; DFO NG NG
2091 | Phillips 66 | 52031 | Alliance Refinery | LA | Plaquemines | GEN2 | Other Gases | ST |  | S | X | X |  |  | 19 | 0.9 | 19 | 19 | 2.8 | N |  |  | OP | X | 1 | 1990 |  |  | N | Industrial Non-CHP | 6 | T T T: X; OBS BLQ BLQ: OG; OBS NG PUR: NG; DFO NG NG: NG |  |  |  | N | N |  | 12H | [23 empty] | Y | Y | N
58425 | LSU and A&M College | 58428 | LSU Cogen | LA | East Baton Rouge | 1-02 | Natural Gas Fired Combustion Turbine | GT |  | S | X | X |  |  | 19.6 | 0.85 | 20.6 | 20.6 | 2 | Y | 8 | 2020 | OP | X | 12 | 2004 |  |  | Y | Commercial CHP | 5 | [11 empty] | N | N |  | 1H | [23 empty] | N | N | N | bar: T T T to OBS BLQ BLQ; DFO NG NG
16064 | Graphic Packaging International | 50028 | Plant 31 Paper Mill | LA | Ouachita | GEN6 | Wood/Wood Waste Biomass | ST |  | S | X | X |  |  | 20 | 0.85 | 20 | 20 | 3 | N |  |  | OP | X | 1 | 1977 |  |  | Y | Industrial CHP | 7 | T | BLQ | NG | WDS |  |  |  | NG |  |  |  | N | N |  | 12H | [23 empty] | Y | Y | N
5352 | Dow Chemical Co - St Charles | 50152 | Dow St Charles Operations | LA | St Charles | STG | Natural Gas Fired Combined Cycle | CA | CC1 | S | Y | X |  |  | 22 | 0.95 | 20 | 20 | 5 | N |  |  | OP | X | 2 | 1997 |  |  | Y | Industrial CHP | 7 | T T T: T; OBS BLQ BLQ: NG; OBS NG PUR: OG |  |  |  | N | N |  | 12H | [23 empty] | N
11241 | Entergy Louisiana LLC | 1391 | Louisiana 1 | LA | East Baton Rouge | 1A | Other Gases | ST |  | S | X | X |  |  | 23 | 0.85 | 18 | 18 | 2 | N |  |  | OP | X | 10 | 1951 |  |  | Y | Industrial CHP | 7 | B | OG | NG | DFO |  |  |  | NG | OG |  |  | N |  |  | 12H | [23 empty] | Y |  | N
18155 | Westrock (LA) | 50810 | Westrock Hodge (LA) | LA | Jackson | NO 9 | Wood/Wood Waste Biomass | ST |  | S | X | X |  |  | 23.3 | 0.9 | 23.3 | 23.3 | 1 | N |  |  | OP | X | 10 | 1972 |  |  | Y | Industrial CHP | 7 | T | BLQ | NG | WDS |  |  |  | NG |  |  |  | N | N |  | 12H | [23 empty] | N | N | N
56097 | Gramercy Holdings I LLC | 50846 | Gramercy Holdings LLC | LA | St James | GT4 | Natural Gas Fired Combustion Turbine | GT |  | S | X | X |  |  | 24.7 | 0.95 | 21 | 24 | 1 | N |  |  | OP | X | 4 | 1974 |  |  | Y | Industrial CHP | 7 | [11 empty] | N | N |  | 12H | [23 empty] | N | bar: T T T to OBS BLQ BLQ
55938 | Industrial Power Generating Company LLC | 56680 | Wicomico | MD | Wicomico | 1 | Landfill Gas | IC |  | S | X | X | 45565913 |  | 0.3 | 1 | 0.3 | 0.3 | 0.1 | N |  |  | OP | X | 5 | 2007 |  |  | N | IPP Non-CHP | 2 | T T T: X; OBS BLQ BLQ: LFG; OBS NG PUR: DFO; DFO NG NG: DFO |  |  |  | N | N |  | 1H | [23 empty] | Y | Y | N
55938 | Industrial Power Generating Company LLC | 56680 | Wicomico | MD | Wicomico | 10 | Landfill Gas | IC |  | S | X | X | 45565913 |  | 0.3 | 1 | 0.3 | 0.3 | 0.1 | N |  |  | OP | X | 5 | 2007 |  |  | N | IPP Non-CHP | 2 | T T T: X; OBS BLQ BLQ: LFG; OBS NG PUR: DFO; DFO NG NG: DFO |  |  |  | N | N |  | 1H | [23 empty] | Y | Y | N
55938 | Industrial Power Generating Company LLC | 56680 | Wicomico | MD | Wicomico | 11 | Landfill Gas | IC |  | S | X | X | 45565913 |  | 0.3 | 1 | 0.3 | 0.3 | 0.1 | N |  |  | OP | X | 5 | 2007 |  |  | N | IPP Non-CHP | 2 | T T T: X; OBS BLQ BLQ: LFG; OBS NG PUR: DFO; DFO NG NG: DFO |  |  |  | N | N |  | 1H | [23 empty] | Y | Y | N
55938 | Industrial Power Generating Company LLC | 56680 | Wicomico | MD | Wicomico | 12 | Landfill Gas | IC |  | S | X | X | 45565913 |  | 0.3 | 1 | 0.3 | 0.3 | 0.1 | N |  |  | OP | X | 5 | 2007 |  |  | N | IPP Non-CHP | 2 | T T T: X; OBS BLQ BLQ: LFG; OBS NG PUR: DFO; DFO NG NG: DFO |  |  |  | N | N |  | 1H | [23 empty] | Y | Y | N
55938 | Industrial Power Generating Company LLC | 56680 | Wicomico | MD | Wicomico | 13 | Landfill Gas | IC |  | S | X | X | 45565913 |  | 0.3 | 1 | 0.3 | 0.3 | 0.1 | N |  |  | OP | X | 5 | 2007 |  |  | N | IPP Non-CHP | 2 | T T T: X; OBS BLQ BLQ: LFG; OBS NG PUR: DFO; DFO NG NG: DFO |  |  |  | N | N |  | 1H | [23 empty] | Y | Y | N
55938 | Industrial Power Generating Company LLC | 56680 | Wicomico | MD | Wicomico | 14 | Landfill Gas | IC |  | S | X | X | 45565913 |  | 0.3 | 1 | 0.3 | 0.3 | 0.1 | N |  |  | OP | X | 5 | 2007 |  |  | N | IPP Non-CHP | 2 | T T T: X; OBS BLQ BLQ: LFG; OBS NG PUR: DFO; DFO NG NG: DFO |  |  |  | N | N |  | 1H | [23 empty] | Y | Y | N
55938 | Industrial Power Generating Company LLC | 56680 | Wicomico | MD | Wicomico | 15 | Landfill Gas | IC |  | S | X | X | 45565913 |  | 0.3 | 1 | 0.3 | 0.3 | 0.1 | N |  |  | OP | X | 5 | 2007 |  |  | N | IPP Non-CHP | 2 | T T T: X; OBS BLQ BLQ: LFG; OBS NG PUR: DFO; DFO NG NG: DFO |  |  |  | N | N |  | 1H | [23 empty] | Y | Y | N
55938 | Industrial Power Generating Company LLC | 56680 | Wicomico | MD | Wicomico | 16 | Landfill Gas | IC |  | S | X | X | 45565913 |  | 0.3 | 1 | 0.3 | 0.3 | 0.1 | N |  |  | OP | X | 5 | 2007 |  |  | N | IPP Non-CHP | 2 | T T T: X; OBS BLQ BLQ: LFG; OBS NG PUR: DFO; DFO NG NG: DFO |  |  |  | N | N |  | 1H | [23 empty] | Y | Y | N
55938 | Industrial Power Generating Company LLC | 56680 | Wicomico | MD | Wicomico | 17 | Landfill Gas | IC |  | S | X | X | 45565913 |  | 0.3 | 1 | 0.3 | 0.3 | 0.1 | N |  |  | OP | X | 5 | 2007 |  |  | N | IPP Non-CHP | 2 | T T T: X; OBS BLQ BLQ: LFG; OBS NG PUR: DFO; DFO NG NG: DFO |  |  |  | N | N |  | 1H | [23 empty] | Y | Y | N
55938 | Industrial Power Generating Company LLC | 56680 | Wicomico | MD | Wicomico | 18 | Landfill Gas | IC |  | S | X | X | 45565913 |  | 0.3 | 1 | 0.3 | 0.3 | 0.1 | N |  |  | OP | X | 5 | 2007 |  |  | N | IPP Non-CHP | 2 | T T T: X; OBS BLQ BLQ: LFG; OBS NG PUR: DFO; DFO NG NG: DFO |  |  |  | N | N |  | 1H | [23 empty] | Y | Y | N
55938 | Industrial Power Generating Company LLC | 56680 | Wicomico | MD | Wicomico | 2 | Landfill Gas | IC |  | S | X | X | 45565913 |  | 0.3 | 1 | 0.3 | 0.3 | 0.1 | N |  |  | OP | X | 5 | 2007 |  |  | N | IPP Non-CHP | 2 | T T T: X; OBS BLQ BLQ: LFG; OBS NG PUR: DFO; DFO NG NG: DFO |  |  |  | N | N |  | 1H | [23 empty] | Y | Y | N
55938 | Industrial Power Generating Company LLC | 56680 | Wicomico | MD | Wicomico | 3 | Landfill Gas | IC |  | S | X | X | 45565913 |  | 0.3 | 1 | 0.3 | 0.3 | 0.1 | N |  |  | OP | X | 5 | 2007 |  |  | N | IPP Non-CHP | 2 | T T T: X; OBS BLQ BLQ: LFG; OBS NG PUR: DFO; DFO NG NG: DFO |  |  |  | N | N |  | 1H | [23 empty] | Y | Y | N
55938 | Industrial Power Generating Company LLC | 56680 | Wicomico | MD | Wicomico | 4 | Landfill Gas | IC |  | S | X | X | 45565913 |  | 0.3 | 1 | 0.3 | 0.3 | 0.1 | N |  |  | OP | X | 5 | 2007 |  |  | N | IPP Non-CHP | 2 | T T T: X; OBS BLQ BLQ: LFG; OBS NG PUR: DFO; DFO NG NG: DFO |  |  |  | N | N |  | 1H | [23 empty] | Y | Y | N
55938 | Industrial Power Generating Company LLC | 56680 | Wicomico | MD | Wicomico | 5 | Landfill Gas | IC |  | S | X | X | 45565913 |  | 0.3 | 1 | 0.3 | 0.3 | 0.1 | N |  |  | OP | X | 5 | 2007 |  |  | N | IPP Non-CHP | 2 | T T T: X; OBS BLQ BLQ: LFG; OBS NG PUR: DFO; DFO NG NG: DFO |  |  |  | N | N |  | 1H | [23 empty] | Y | Y | N
55938 | Industrial Power Generating Company LLC | 56680 | Wicomico | MD | Wicomico | 6 | Landfill Gas | IC |  | S | X | X | 45565913 |  | 0.3 | 1 | 0.3 | 0.3 | 0.1 | N |  |  | OP | X | 5 | 2007 |  |  | N | IPP Non-CHP | 2 | T T T: X; OBS BLQ BLQ: LFG; OBS NG PUR: DFO; DFO NG NG: DFO |  |  |  | N | N |  | 1H | [23 empty] | Y | Y | N
55938 | Industrial Power Generating Company LLC | 56680 | Wicomico | MD | Wicomico | 7 | Landfill Gas | IC |  | S | X | X | 45565913 |  | 0.3 | 1 | 0.3 | 0.3 | 0.1 | N |  |  | OP | X | 5 | 2007 |  |  | N | IPP Non-CHP | 2 | T T T: X; OBS BLQ BLQ: LFG; OBS NG PUR: DFO; DFO NG NG: DFO |  |  |  | N | N |  | 1H | [23 empty] | Y | Y | N
55938 | Industrial Power Generating Company LLC | 56680 | Wicomico | MD | Wicomico | 8 | Landfill Gas | IC |  | S | X | X | 45565913 |  | 0.3 | 1 | 0.3 | 0.3 | 0.1 | N |  |  | OP | X | 5 | 2007 |  |  | N | IPP Non-CHP | 2 | T T T: X; OBS BLQ BLQ: LFG; OBS NG PUR: DFO; DFO NG NG: DFO |  |  |  | N | N |  | 1H | [23 empty] | Y | Y | N
55938 | Industrial Power Generating Company LLC | 56680 | Wicomico | MD | Wicomico | 9 | Landfill Gas | IC |  | S | X | X | 45565913 |  | 0.3 | 1 | 0.3 | 0.3 | 0.1 | N |  |  | OP | X | 5 | 2007 |  |  | N | IPP Non-CHP | 2 | T T T: X; OBS BLQ BLQ: LFG; OBS NG PUR: DFO; DFO NG NG: DFO |  |  |  | N | N |  | 1H | [23 empty] | Y | Y | N
84 | A & N Electric Coop | 6391 | Smith Island | MD | Somerset | 2 | Petroleum Liquids | IC |  | S | X | X |  |  | 0.5 | 0.8 | 0.4 | 0.4 | 0.1 | N |  |  | OP | X | 3 | 1994 |  |  | N | Electric Utility | 1 | T T T: X; OBS BLQ BLQ: DFO |  |  |  | N |  |  | 10M | [23 empty] | N
56318 | CB&I | 55885 | Montgomery County Oaks LFGE Plant | MD | Montgomery | GEJGC | Landfill Gas | IC |  | W | X | X |  |  | 0.8 | 0.8 | 0.8 | 0.8 | 0.4 | N |  |  | OP | X | 6 | 2009 |  |  | N | IPP Non-CHP | 2 | T T T: X; OBS BLQ BLQ: LFG |  |  |  | N | N |  | 1H | [23 empty] | N | N | N
15380 | Prince George's County | 50060 | Brown Station Road Plant I | MD | Prince Georges | 3972 | Landfill Gas | IC |  | S | X | X | RITCHIE 69 KV PG COGEN |  | 0.9 | 0.8 | 0.8 | 0.8 | 0.4 | N |  |  | OS | X | 10 | 1987 |  |  | N | Commercial Non-CHP | 4 | T T T: X; OBS BLQ BLQ: LFG |  |  |  | N | N |  | 12H | [23 empty] | N | N | N
15380 | Prince George's County | 50060 | Brown Station Road Plant I | MD | Prince Georges | 9314 | Landfill Gas | IC |  | S | X | X | RITCHIE 69 KV PG COGEN |  | 0.9 | 0.8 | 0.8 | 0.8 | 0.4 | N |  |  | OS | X | 10 | 1987 |  |  | N | Commercial Non-CHP | 4 | T T T: X; OBS BLQ BLQ: LFG |  |  |  | N | N |  | 12H | [23 empty] | N | N | N
15380 | Prince George's County | 50060 | Brown Station Road Plant I | MD | Prince Georges | 9340 | Landfill Gas | IC |  | S | X | X | RITCHIE 69 KV PG COGEN |  | 0.9 | 0.8 | 0.8 | 0.8 | 0.4 | N |  |  | OS | X | 10 | 1987 |  |  | N | Commercial Non-CHP | 4 | T T T: X; OBS BLQ BLQ: LFG |  |  |  | N | N |  | 12H | [23 empty] | N | N | N
11704 | Maryland Environmental Service | 10693 | Eastern Correctional Institute | MD | Somerset | DG1 | Petroleum Liquids | IC |  | S | X | X |  |  | 1 | 0.8 | 1 | 1 | 0.4 | N |  |  | SB | Y | 11 | 1988 |  |  | N | Commercial CHP | 5 | T T T: X; OBS BLQ BLQ: DFO |  |  |  | N | N |  | 10M | [23 empty] | N
11704 | Maryland Environmental Service | 10693 | Eastern Correctional Institute | MD | Somerset | DG2 | Petroleum Liquids | IC |  | S | X | X |  |  | 1 | 0.8 | 1 | 1 | 0.4 | N |  |  | SB | Y | 11 | 1988 |  |  | N | Commercial CHP | 5 | T T T: X; OBS BLQ BLQ: DFO |  |  |  | N | N |  | 10M | [23 empty] | N
15380 | Prince George's County | 55964 | Brown Station Road Plant II | MD | Prince Georges | 1 | Landfill Gas | IC |  | S | X | X | RITCHIE 69 KV BROWNLF |  | 1 | 0.8 | 0.8 | 0.8 | 0.4 | N |  |  | OP | X | 12 | 2003 |  |  | N | Commercial Non-CHP | 4 | T T T: X; OBS BLQ BLQ: LFG; OBS NG PUR: WO |  |  |  | N | N |  | 12H | [23 empty] | N | N | N
15380 | Prince George's County | 55964 | Brown Station Road Plant II | MD | Prince Georges | 2 | Landfill Gas | IC |  | S | X | X | RITCHIE 69 KV BROWNLF |  | 1 | 0.8 | 0.8 | 0.8 | 0.4 | N |  |  | OP | X | 12 | 2003 |  |  | N | Commercial Non-CHP | 4 | T T T: X; OBS BLQ BLQ: LFG; OBS NG PUR: WO |  |  |  | N | N |  | 12H | [23 empty] | N | N | N
15380 | Prince George's County | 55964 | Brown Station Road Plant II | MD | Prince Georges | 3 | Landfill Gas | IC |  | S | X | X | RITCHIE 69 KV BROWNLF |  | 1 | 0.8 | 0.8 | 0.8 | 0.4 | N |  |  | OP | X | 12 | 2003 |  |  | N | Commercial Non-CHP | 4 | T T T: X; OBS BLQ BLQ: LFG |  |  |  | N | N |  | 12H | [23 empty] | N | N | N
15380 | Prince George's County | 55964 | Brown Station Road Plant II | MD | Prince Georges | 4 | Landfill Gas | IC |  | S | X | X | RITCHIE 69 KV BROWNLF |  | 1 | 0.8 | 0.8 | 0.8 | 0.4 | N |  |  | OP | X | 12 | 2003 |  |  | N | Commercial Non-CHP | 4 | T T T: X; OBS BLQ BLQ: LFG |  |  |  | N | N |  | 12H | [23 empty] | N | N | N
62884 | Energy Power Partners | 56571 | Eastern Landfill Gas LLC | MD | Baltimore | 1 | Landfill Gas | IC |  | W | X | X | 5021702 | 5021702 | 1 | 0.8 | 1.3 | 1.3 | 0.5 | N |  |  | OP | X | 10 | 2006 |  |  | N | IPP Non-CHP | 2 | T T T: X; OBS BLQ BLQ: LFG |  |  |  | N | N |  | 1H | [23 empty] | N
62884 | Energy Power Partners | 56571 | Eastern Landfill Gas LLC | MD | Baltimore | 2 | Landfill Gas | IC |  | W | X | X | 5021702 | 5021702 | 1 | 0.8 | 1.3 | 1.3 | 0.5 | N |  |  | OP | X | 10 | 2006 |  |  | N | IPP Non-CHP | 2 | T T T: X; OBS BLQ BLQ: LFG |  |  |  | N | N |  | 1H | [23 empty] | N
62884 | Energy Power Partners | 56571 | Eastern Landfill Gas LLC | MD | Baltimore | 3 | Landfill Gas | IC |  | W | X | X | 5021702 | 5021702 | 1 | 0.8 | 1.3 | 1.3 | 0.5 | N |  |  | OP | X | 10 | 2006 |  |  | N | IPP Non-CHP | 2 | T T T: X; OBS BLQ BLQ: LFG |  |  |  | N | N |  | 1H | [23 empty] | N
58229 | Howard County - Maryland | 58252 | Alpha Ridge LFG | MD | Howard | JEN1 | Landfill Gas | IC |  | S | X | X |  |  | 1 | 0.8 | 1 | 1 | 0.7 | N |  |  | OP | X | 7 | 2012 |  |  | N | IPP Non-CHP | 2 | T T T: X; OBS BLQ BLQ: LFG |  |  |  | N | N |  | 10M | [23 empty] | N | N
58889 | Dominion Cove Point LNG, LP | 59073 | Cove Point LNG Terminal | MD | Calvert | 5EG | Petroleum Liquids | IC |  | S | X | X | N/A | N/A | 1 | 0.8 | 1 | 1 | 0 | N |  |  | OP | X | 4 | 2018 |  |  | N | Commercial Non-CHP | 4 | T T T: X; OBS BLQ BLQ: DFO |  |  |  | N | N |  | 10M |  |  |  |  | N | [18 empty] | N | N | N
1615 | Town of Berlin - (MD) | 6565 | Berlin | MD | Worcester | 1A | Petroleum Liquids | IC |  | S | X | X |  |  | 1.1 | 0.8 | 1.1 | 1.1 | 0.8 | N |  |  | OP | X | 6 | 1961 |  |  | N | Electric Utility | 1 | T T T: X; OBS BLQ BLQ: DFO |  |  |  | N | N |  | 10M | [23 empty] | N | N | N
58870 | Mayor and City Council of Baltimore City | 59026 | Back River Waste Water Treatment | MD | Baltimore City | CHP 1 | Other Waste Biomass | IC |  | S | X | X |  |  | 1.1 | 0.85 | 0.9 | 0.7 | 0.5 | N |  |  | OP | X | 1 | 2009 |  |  | N | IPP Non-CHP | 2 | T T T: X; OBS BLQ BLQ: OBG |  |  |  | N | N |  | 1H | [23 empty] | N | N | N
58870 | Mayor and City Council of Baltimore City | 59026 | Back River Waste Water Treatment | MD | Baltimore City | CHP 2 | Other Waste Biomass | IC |  | S | X | X |  |  | 1.1 | 0.85 | 0.9 | 0.7 | 0.5 | N |  |  | OP | X | 1 | 2009 |  |  | N | IPP Non-CHP | 2 | T T T: X; OBS BLQ BLQ: OBG |  |  |  | N | N |  | 1H | [23 empty] | N | N | N
84 | A & N Electric Coop | 6391 | Smith Island | MD | Somerset | 3 | Petroleum Liquids | IC |  | S | X | X |  |  | 1.2 | 0.8 | 1.2 | 1.2 | 0.1 | N |  |  | OS | X | 3 | 1994 |  |  | N | Electric Utility | 1 | T T T: X; OBS BLQ BLQ: DFO |  |  |  | N |  |  | 1H | [23 empty] | N
5625 | Easton Utilities Comm | 1580 | Easton | MD | Talbot | 101 | Petroleum Liquids | IC |  | S | X | X |  |  | 1.5 | 0.8 | 1.5 | 1.5 | 0 | N |  |  | OP | X | 12 | 1995 |  |  | N | Electric Utility | 1 | T T T: X; OBS BLQ BLQ: DFO |  |  |  | N | N |  | 1H | [23 empty] | N | N | N
5625 | Easton Utilities Comm | 1580 | Easton | MD | Talbot | 102 | Petroleum Liquids | IC |  | S | X | X |  |  | 1.5 | 0.8 | 1.5 | 1.5 | 0 | N |  |  | OP | X | 12 | 1995 |  |  | N | Electric Utility | 1 | T T T: X; OBS BLQ BLQ: DFO |  |  |  | N | N |  | 1H | [23 empty] | N | N | N
5625 | Easton Utilities Comm | 4257 | Easton 2 | MD | Talbot | 201 | Petroleum Liquids | IC |  | S | X | X |  |  | 1.5 | 0.8 | 1.5 | 1.5 | 0 | N |  |  | OP | X | 5 | 1995 |  |  | N | Electric Utility | 1 | T T T: X; OBS BLQ BLQ: DFO |  |  |  | N | N |  | 1H | [23 empty] | N | N | N
5625 | Easton Utilities Comm | 4257 | Easton 2 | MD | Talbot | 202 | Petroleum Liquids | IC |  | S | X | X |  |  | 1.5 | 0.8 | 1.5 | 1.5 | 0 | N |  |  | OP | X | 5 | 1995 |  |  | N | Electric Utility | 1 | T T T: X; OBS BLQ BLQ: DFO |  |  |  | N | N |  | 1H | [23 empty] | N | N | N
56318 | CB&I | 55885 | Montgomery County Oaks LFGE Plant | MD | Montgomery | CAT35 | Landfill Gas | IC |  | W | X | X |  |  | 1.6 | 1 | 1.5 | 1.5 | 0.7 | N |  |  | OP | X | 6 | 2009 |  |  | N | IPP Non-CHP | 2 | T T T: X; OBS BLQ BLQ: LFG |  |  |  | N | N |  | 1H | [23 empty] | N | N | N
58221 | LES Operations Services LLC | 58246 | Millersville LFG | MD | Anne Arundel | CAT1 | Landfill Gas | IC |  | S | X | X |  |  | 1.6 | 0.8 | 1.5 | 1.5 | 0.7 | N |  |  | OP | X | 7 | 2012 |  |  | N | IPP Non-CHP | 2 | T T T: X; OBS BLQ BLQ: LFG |  |  |  | N | N |  | 10M | [23 empty] | N | N
58221 | LES Operations Services LLC | 58246 | Millersville LFG | MD | Anne Arundel | CAT2 | Landfill Gas | IC |  | S | X | X |  |  | 1.6 | 0.8 | 1.5 | 1.5 | 0.7 | N |  |  | OP | X | 7 | 2012 |  |  | N | IPP Non-CHP | 2 | T T T: X; OBS BLQ BLQ: LFG |  |  |  | N | N |  | 10M | [23 empty] | N | N
11704 | Maryland Environmental Service | 10693 | Eastern Correctional Institute | MD | Somerset | 1147 | Wood/Wood Waste Biomass | ST |  | S | X | X |  |  | 1.9 | 0.8 | 1.3 | 0.8 | 0.5 | N |  |  | OP | X | 8 | 1987 |  |  | Y | Commercial CHP | 5 | T T T: T; OBS BLQ BLQ: WDS; OBS NG PUR: DFO; DFO NG NG: PG | DFO |  |  | N | N |  | 12H |  |  | N | [20 empty] | Y | Y | N
11704 | Maryland Environmental Service | 10693 | Eastern Correctional Institute | MD | Somerset | 1148 | Wood/Wood Waste Biomass | ST |  | S | X | X |  |  | 1.9 | 0.8 | 1.3 | 0.8 | 0.5 | N |  |  | OP | X | 8 | 1987 |  |  | Y | Commercial CHP | 5 | T T T: T; OBS BLQ BLQ: WDS; OBS NG PUR: DFO; DFO NG NG: PG | DFO |  |  | N | N |  | 12H |  |  | N | [20 empty] | Y | Y | N
1615 | Town of Berlin - (MD) | 6565 | Berlin | MD | Worcester | 8A | Natural Gas Internal Combustion Engine | IC |  | S | X | X |  |  | 2 | 1 | 2 | 2 | 1 | N |  |  | OP | X | 9 | 2020 |  |  | N | Electric Utility | 1 | [11 empty] | N | N |  | 10M | [23 empty] | N | bar: T T T to OBS BLQ BLQ
19198 | Trigen Inner Harbor East, LLC | 56050 | Inner Harbor East Heating | MD | Baltimore City | 1 | Natural Gas Internal Combustion Engine | IC |  | S | X | X |  |  | 2.1 | 0.8 | 2.1 | 2.1 | 0.8 | N |  |  | SB | Y | 9 | 2004 |  |  | Y | Commercial CHP | 5 | [11 empty] | N | N |  | 1H | [23 empty] | N | N | N | bar: T T T to OBS BLQ BLQ
58178 | GSA Metropolitan Service Center | 58207 | Central Utility Plant at White Oak | MD | Montgomery | G10 | Petroleum Liquids | IC |  | S | X | X |  |  | 2.3 | 0.8 | 2.3 | 2.3 | 0.5 | N |  |  | OP | X | 2 | 2014 |  |  | N | Commercial CHP | 5 | T T T: X; OBS BLQ BLQ: DFO |  |  |  | N | N |  | 10M | [23 empty] | N | N | N
58178 | GSA Metropolitan Service Center | 58207 | Central Utility Plant at White Oak | MD | Montgomery | G11 | Petroleum Liquids | IC |  | S | X | X |  |  | 2.3 | 0.8 | 2.3 | 2.3 | 0.5 | N |  |  | OP | X | 2 | 2014 |  |  | N | Commercial CHP | 5 | T T T: X; OBS BLQ BLQ: DFO |  |  |  | N | N |  | 10M | [23 empty] | N | N | N
58178 | GSA Metropolitan Service Center | 58207 | Central Utility Plant at White Oak | MD | Montgomery | G2 | Petroleum Liquids | IC |  | S | X | X |  |  | 2.3 | 0.8 | 2.3 | 2.3 | 0.5 | N |  |  | SB | Y | 11 | 2003 |  |  | N | Commercial CHP | 5 | T T T: X; OBS BLQ BLQ: DFO |  |  |  | N | N |  | 10M | [23 empty] | N | N | N
5625 | Easton Utilities Comm | 1580 | Easton | MD | Talbot | 7 | Petroleum Liquids | IC |  | S | X | X |  |  | 2.5 | 0.8 | 2 | 2 | 0 | N |  |  | OP | X | 11 | 1954 |  |  | N | Electric Utility | 1 | T T T: X; OBS BLQ BLQ: DFO; OBS NG PUR: NG |  |  |  | N | N |  | 1H | [23 empty] | N | N | N
5625 | Easton Utilities Comm | 1580 | Easton | MD | Talbot | 8 | Petroleum Liquids | IC |  | S | X | X |  |  | 2.5 | 0.8 | 2 | 2 | 0 | N |  |  | OP | X | 5 | 1957 |  |  | N | Electric Utility | 1 | T T T: X; OBS BLQ BLQ: DFO |  |  |  | N | N |  | 1H | [23 empty] | N | N | N
1615 | Town of Berlin - (MD) | 6565 | Berlin | MD | Worcester | 5A | Petroleum Liquids | IC |  | S | X | X |  |  | 2.5 | 0.8 | 2.5 | 2.5 | 1.2 | N |  |  | OP | X | 12 | 1989 |  |  | N | Electric Utility | 1 | T T T: X; OBS BLQ BLQ: DFO |  |  |  | N | N |  | 1H | [23 empty] | N | N | N
5277 | American Sugar Refining, Inc. | 54795 | Domino Sugar Baltimore | MD | Baltimore City | GEN2 | Natural Gas Steam Turbine | ST |  | S | X | X |  |  | 2.5 | 0.8 | 2.5 | 2.5 | 0.5 | N |  |  | OP | X | 6 | 1955 |  |  | Y | Industrial CHP | 7 | T T T: B; OBS BLQ BLQ: NG; OBS NG PUR: RFO; DFO NG NG: NG | RFO |  |  | N | N |  | 12H | [23 empty] | Y | N | Y
56609 | Calpine Mid-Atlantic Generation LLC | 1563 | Crisfield | MD | Somerset | CRIS | Petroleum Liquids | IC |  | S | X | X | 50881 | 50881 | 2.9 | 0.8 | 2.6 | 2.6 | 2 | N |  |  | SB | Y | 5 | 1968 |  |  | N | IPP Non-CHP | 2 | T T T: X; OBS BLQ BLQ: DFO |  |  |  | N | N |  | 1H | [23 empty] | N | N
56609 | Calpine Mid-Atlantic Generation LLC | 1563 | Crisfield | MD | Somerset | CRS2 | Petroleum Liquids | IC |  | S | X | X | 50882 | 50882 | 2.9 | 0.8 | 2.6 | 2.6 | 2 | N |  |  | SB | Y | 5 | 1968 |  |  | N | IPP Non-CHP | 2 | T T T: X; OBS BLQ BLQ: DFO |  |  |  | N | N |  | 1H | [23 empty] | N | N
56609 | Calpine Mid-Atlantic Generation LLC | 1563 | Crisfield | MD | Somerset | CRS3 | Petroleum Liquids | IC |  | S | X | X | 50883 | 50883 | 2.9 | 0.8 | 2.6 | 2.6 | 2 | N |  |  | SB | Y | 5 | 1968 |  |  | N | IPP Non-CHP | 2 | T T T: X; OBS BLQ BLQ: DFO |  |  |  | N | N |  | 1H | [23 empty] | N | N
56609 | Calpine Mid-Atlantic Generation LLC | 1563 | Crisfield | MD | Somerset | CRS4 | Petroleum Liquids | IC |  | S | X | X | 50884 | 50884 | 2.9 | 0.8 | 2.6 | 2.6 | 2 | N |  |  | SB | Y | 5 | 1968 |  |  | N | IPP Non-CHP | 2 | T T T: X; OBS BLQ BLQ: DFO |  |  |  | N |  |  | 1H | [23 empty] | N | N
5625 | Easton Utilities Comm | 1580 | Easton | MD | Talbot | 9 | Petroleum Liquids | IC |  | S | X | X |  |  | 3 | 0.8 | 2.5 | 2.5 | 0 | N |  |  | OP | X | 12 | 1961 |  |  | N | Electric Utility | 1 | T T T: X; OBS BLQ BLQ: DFO |  |  |  | N | N |  | 1H | [23 empty] | N | N | N
5625 | Easton Utilities Comm | 1580 | Easton | MD | Talbot | 10 | Petroleum Liquids | IC |  | S | X | X |  |  | 3.5 | 0.8 | 3.5 | 3.5 | 0 | N |  |  | OP | X | 5 | 1966 |  |  | N | Electric Utility | 1 | T T T: X; OBS BLQ BLQ: DFO; OBS NG PUR: NG |  |  |  | N | N |  | 1H | [20 empty] | N |  |  | N | N | N
5625 | Easton Utilities Comm | 1580 | Easton | MD | Talbot | 11 | Petroleum Liquids | IC |  | S | X | X |  |  | 3.8 | 0.8 | 3.6 | 3.6 | 0 | N |  |  | OP | X | 6 | 1968 |  |  | N | Electric Utility | 1 | T T T: X; OBS BLQ BLQ: DFO; OBS NG PUR: NG |  |  |  | N | N |  | 1H | [23 empty] | N | N | N
5625 | Easton Utilities Comm | 1580 | Easton | MD | Talbot | 12 | Petroleum Liquids | IC |  | S | X | X |  |  | 4.1 | 0.8 | 4.1 | 4.1 | 0 | N |  |  | OP | X | 7 | 1970 |  |  | N | Electric Utility | 1 | T T T: X; OBS BLQ BLQ: DFO; OBS NG PUR: NG |  |  |  | N | N |  | 1H | [23 empty] | N | N | N
20541 | Wheelabrator Environmental Systems | 10629 | Wheelabrator Baltimore Refuse | MD | Baltimore City | GEN2 | Municipal Solid Waste | ST |  | S | X | X |  |  | 4.3 | 0.9 | 4.3 | 4.3 | 2 | N |  |  | OP | X | 1 | 2001 |  |  | Y | IPP CHP | 3 | T T T: T; OBS BLQ BLQ: MSW; DFO NG NG: NG |  |  |  | N | N |  | 12H |  |  |  | N | N | [18 empty] | N | N
58178 | GSA Metropolitan Service Center | 58207 | Central Utility Plant at White Oak | MD | Montgomery | G3 | Natural Gas Fired Combustion Turbine | GT |  | S | X | X |  |  | 4.3 | 0.8 | 4.3 | 4.6 | 0.5 | N |  |  | OP | X | 11 | 2003 |  |  | Y | Commercial CHP | 5 | [11 empty] | N | N |  | 1H | [23 empty] | N | N | N | bar: T T T to OBS BLQ BLQ
58178 | GSA Metropolitan Service Center | 58207 | Central Utility Plant at White Oak | MD | Montgomery | G4 | Natural Gas Fired Combustion Turbine | GT |  | S | X | X |  |  | 4.3 | 0.8 | 4.3 | 4.6 | 0.5 | N |  |  | OP | X | 4 | 2008 |  |  | Y | Commercial CHP | 5 | [11 empty] | N | N |  | 1H | [23 empty] | N | N | N | bar: T T T to OBS BLQ BLQ
58178 | GSA Metropolitan Service Center | 58207 | Central Utility Plant at White Oak | MD | Montgomery | G5 | Natural Gas Fired Combustion Turbine | GT |  | S | X | X |  |  | 4.3 | 0.8 | 4.3 | 4.6 | 0.5 | N |  |  | OP | X | 3 | 2009 |  |  | Y | Commercial CHP | 5 | [11 empty] | N | N |  | 1H | [23 empty] | N | N | N | bar: T T T to OBS BLQ BLQ
58178 | GSA Metropolitan Service Center | 58207 | Central Utility Plant at White Oak | MD | Montgomery | G6 | Natural Gas Fired Combustion Turbine | GT |  | S | X | X |  |  | 4.3 | 0.8 | 4.3 | 4.6 | 0.5 | N |  |  | OP | X | 5 | 2010 |  |  | N | Commercial CHP | 5 | [11 empty] | N |  |  | 1H | [23 empty] | N | N | N | bar: T T T to OBS BLQ BLQ
58178 | GSA Metropolitan Service Center | 58207 | Central Utility Plant at White Oak | MD | Montgomery | G9 | Natural Gas Fired Combined Cycle | CT | CC1 | S | X | Y |  |  | 4.5 | 0.8 | 4.5 | 4.5 | 0.5 | N |  |  | OP | X | 2 | 2014 |  |  | Y | Commercial CHP | 5 | [11 empty] | N | N |  | 1H | [23 empty] | N | N | N | bar: T T T to OBS BLQ BLQ
5277 | American Sugar Refining, Inc. | 54795 | Domino Sugar Baltimore | MD | Baltimore City | GEN1 | Natural Gas Steam Turbine | ST |  | S | X | X |  |  | 5 | 0.8 | 5 | 5 | 1 | N |  |  | OP | X | 6 | 1959 |  |  | Y | Industrial CHP | 7 | T T T: B; OBS BLQ BLQ: NG; OBS NG PUR: RFO; DFO NG NG: NG | RFO |  |  | N | N |  | 12H | [23 empty] | Y | N | Y
58178 | GSA Metropolitan Service Center | 58207 | Central Utility Plant at White Oak | MD | Montgomery | G12 | Natural Gas Fired Combined Cycle | CA | CC1 | S | Y | X |  |  | 5 | 0.8 | 5 | 5 | 0.5 | N |  |  | OP | X | 2 | 2014 |  |  | Y | Commercial CHP | 5 | [11 empty] | N | N |  | 12H | [23 empty] | N | N | N | bar: T T T to OBS BLQ BLQ
5625 | Easton Utilities Comm | 4257 | Easton 2 | MD | Talbot | 203 | Petroleum Liquids | GT |  | S | X | X |  |  | 5.4 | 0.8 | 4.5 | 5.1 | 0 | N |  |  | OP | X | 11 | 2004 |  |  | N | Electric Utility | 1 | T T T: X; OBS BLQ BLQ: DFO; OBS NG PUR: NG |  |  |  | N | N |  | 1H | [23 empty] | N | N | N
5625 | Easton Utilities Comm | 4257 | Easton 2 | MD | Talbot | 204 | Petroleum Liquids | GT |  | S | X | X |  |  | 5.4 | 0.8 | 4.5 | 5.1 | 0 | N |  |  | OP | X | 11 | 2004 |  |  | N | Electric Utility | 1 | T T T: X; OBS BLQ BLQ: DFO; OBS NG PUR: NG |  |  |  | N | N |  | 1H | [23 empty] | N | N | N
19165 | Trigen-Cinergy Solutions College Park | 56038 | UMCP CHP Plant | MD | Prince Georges | 3 | Natural Gas Steam Turbine | ST |  | W | X | X |  |  | 5.4 | 0.9 | 2 | 5.1 | 2 | N |  |  | OP | X | 7 | 2003 |  |  | Y | IPP CHP | 3 | T T T: T; OBS BLQ BLQ: NG; OBS NG PUR: DFO; DFO NG NG: WH |  |  |  | N |  |  | 1H | [23 empty] | Y | N | Y
5625 | Easton Utilities Comm | 1580 | Easton | MD | Talbot | 13 | Petroleum Liquids | IC |  | S | X | X |  |  | 5.6 | 0.8 | 5.6 | 5.6 | 0 | N |  |  | OP | X | 7 | 1973 |  |  | N | Electric Utility | 1 | T T T: X; OBS BLQ BLQ: DFO; OBS NG PUR: NG |  |  |  | N | N |  | 1H | [23 empty] | N | N | N
5625 | Easton Utilities Comm | 1580 | Easton | MD | Talbot | 14 | Petroleum Liquids | IC |  | S | X | X |  |  | 5.6 | 0.8 | 5.6 | 5.6 | 0 | N |  |  | OP | X | 7 | 1973 |  |  | N | Electric Utility | 1 | T T T: X; OBS BLQ BLQ: DFO; OBS NG PUR: NG |  |  |  | N | N |  | 1H | [23 empty] | N | N | N
58178 | GSA Metropolitan Service Center | 58207 | Central Utility Plant at White Oak | MD | Montgomery | G1 | Natural Gas Internal Combustion Engine | IC | CC1 | S | X | X |  |  | 5.7 | 0.8 | 5.6 | 5.6 | 1 | N |  |  | OP | X | 11 | 2003 |  |  | Y | Commercial CHP | 5 | T T T: T; OBS BLQ BLQ: NG; OBS NG PUR: DFO |  |  |  | N | N |  | 1H | [23 empty] | Y | N | Y
5625 | Easton Utilities Comm | 4257 | Easton 2 | MD | Talbot | 21 | Petroleum Liquids | IC |  | S | X | X |  |  | 6.2 | 0.8 | 6.2 | 6.2 | 0 | N |  |  | OP | X | 3 | 1978 |  |  | N | Electric Utility | 1 | T T T: X; OBS BLQ BLQ: DFO; OBS NG PUR: RFO |  |  |  | N | N |  | 1H | [23 empty] | N | N | N
5625 | Easton Utilities Comm | 4257 | Easton 2 | MD | Talbot | 22 | Petroleum Liquids | IC |  | S | X | X |  |  | 6.2 | 0.8 | 6.2 | 6.2 | 0 | N |  |  | OP | X | 3 | 1978 |  |  | N | Electric Utility | 1 | T T T: X; OBS BLQ BLQ: DFO; OBS NG PUR: RFO |  |  |  | N | N |  | 1H | [23 empty] | N | N | N
5625 | Easton Utilities Comm | 4257 | Easton 2 | MD | Talbot | 23 | Petroleum Liquids | IC |  | S | X | X |  |  | 6.3 | 0.8 | 6.3 | 6.3 | 0 | N |  |  | OP | X | 6 | 1989 |  |  | N | Electric Utility | 1 | T T T: X; OBS BLQ BLQ: RFO; OBS NG PUR: DFO |  |  |  | N | N |  | 1H | [23 empty] | N | N | N
5625 | Easton Utilities Comm | 4257 | Easton 2 | MD | Talbot | 24 | Petroleum Liquids | IC |  | S | X | X |  |  | 6.3 | 0.8 | 6.3 | 6.3 | 0 | N |  |  | OP | X | 6 | 1989 |  |  | N | Electric Utility | 1 | T T T: X; OBS BLQ BLQ: RFO; OBS NG PUR: DFO |  |  |  | N | N |  | 1H | [23 empty] | N | N | N
58178 | GSA Metropolitan Service Center | 58207 | Central Utility Plant at White Oak | MD | Montgomery | G7 | Natural Gas Fired Combined Cycle | CT | CC1 | S | X | N |  |  | 7.5 | 0.8 | 7.5 | 7.5 | 0.5 | N |  |  | OP | X | 2 | 2014 |  |  | Y | Commercial CHP | 5 | T T T: T; OBS BLQ BLQ: NG; OBS NG PUR: DFO |  |  |  | N | N |  | 1H | [23 empty] | Y | N | Y
58178 | GSA Metropolitan Service Center | 58207 | Central Utility Plant at White Oak | MD | Montgomery | G8 | Natural Gas Fired Combined Cycle | CT | CC1 | S | X | N |  |  | 7.5 | 0.8 | 7.5 | 7.5 | 0.5 | N |  |  | OP | X | 2 | 2014 |  |  | Y | Commercial CHP | 5 | T T T: T; OBS BLQ BLQ: NG; OBS NG PUR: DFO |  |  |  | N | N |  | 1H | [23 empty] | Y | N | Y
60890 | US Dept of Army, Garrison, APG | 61282 | APG Combined Heat and Power Plant | MD | Harford | GEN1 | Natural Gas Fired Combustion Turbine | GT |  | S | X | X |  |  | 7.9 | 0.99 | 6.2 | 9 | 3.9 | N |  |  | OP | X | 12 | 2016 |  |  | Y | Commercial CHP | 5 | T T T: T; OBS BLQ BLQ: NG; OBS NG PUR: DFO | [6 empty] | 12H | [23 empty] | Y | N | N
58889 | Dominion Cove Point LNG, LP | 59073 | Cove Point LNG Terminal | MD | Calvert | 111JA | Natural Gas Fired Combustion Turbine | GT |  | S | X | X | N/A | N/A | 9.4 | 0.8 | 8.5 | 9.4 | 1 | N |  |  | OP | X | 1 | 1978 |  |  | N | Commercial Non-CHP | 4 | [11 empty] | N | N |  | 1H | [23 empty] | N | N | N | bar: T T T to OBS BLQ BLQ
58889 | Dominion Cove Point LNG, LP | 59073 | Cove Point LNG Terminal | MD | Calvert | 111JB | Natural Gas Fired Combustion Turbine | GT |  | S | X | X | N/A | N/A | 9.4 | 0.8 | 8.5 | 9.4 | 1 | N |  |  | OP | X | 1 | 1978 |  |  | N | Commercial Non-CHP | 4 | [11 empty] | N | N |  | 1H | [23 empty] | N | N | N | bar: T T T to OBS BLQ BLQ
58889 | Dominion Cove Point LNG, LP | 59073 | Cove Point LNG Terminal | MD | Calvert | 111JC | Natural Gas Fired Combustion Turbine | GT |  | S | X | X | N/A | N/A | 9.4 | 0.8 | 8.5 | 9.4 | 1 | N |  |  | OP | X | 1 | 1978 |  |  | N | Commercial Non-CHP | 4 | [11 empty] | N | N |  | 1H | [23 empty] | N | N | N | bar: T T T to OBS BLQ BLQ
5277 | American Sugar Refining, Inc. | 54795 | Domino Sugar Baltimore | MD | Baltimore City | GEN4 | Natural Gas Steam Turbine | ST |  | S | X | X |  |  | 10 | 0.9 | 10 | 10 | 1 | N |  |  | OP | X | 6 | 2001 |  |  | Y | Industrial CHP | 7 | [11 empty] | N | N |  | 12H | [23 empty] | N | N | N | bar: T T T to OBS BLQ BLQ; DFO NG NG
19165 | Trigen-Cinergy Solutions College Park | 56038 | UMCP CHP Plant | MD | Prince Georges | 1 | Natural Gas Fired Combustion Turbine | GT |  | W | X | X |  |  | 11 | 0.9 | 9.4 | 10.8 | 6 | N |  |  | OP | X | 6 | 2003 |  |  | Y | IPP CHP | 3 | T T T: T; OBS BLQ BLQ: NG; OBS NG PUR: DFO |  |  |  | N |  |  | 1H | [23 empty] | Y | N | Y
19165 | Trigen-Cinergy Solutions College Park | 56038 | UMCP CHP Plant | MD | Prince Georges | 2 | Natural Gas Fired Combustion Turbine | GT |  | W | X | X |  |  | 11 | 0.9 | 9.4 | 10.8 | 6 | N |  |  | OP | X | 6 | 2003 |  |  | Y | IPP CHP | 3 | T T T: T; OBS BLQ BLQ: NG; OBS NG PUR: DFO |  |  |  | N |  |  | 1H | [23 empty] | Y | N | Y
58889 | Dominion Cove Point LNG, LP | 59073 | Cove Point LNG Terminal | MD | Calvert | 311JA | Natural Gas Fired Combustion Turbine | GT |  | S | X | X | N/A | N/A | 15.6 | 0.85 | 12.9 | 15.6 | 1 | N |  |  | OP | X | 2 | 2009 |  |  | N | Commercial Non-CHP | 4 | [11 empty] | N | N |  | 1H | [23 empty] | N | N | N | bar: T T T to OBS BLQ BLQ
60422 | H.A. Wagner LLC | 1554 | Herbert A Wagner | MD | Anne Arundel | GT1 | Petroleum Liquids | GT |  | S | X | X | 50688 | 50688 | 16 | 0.85 | 12.9 | 12.9 | 2 | N |  |  | OP | X | 8 | 1967 |  |  | N | IPP Non-CHP | 2 | T T T: X; OBS BLQ BLQ: DFO |  |  |  | N | N |  | 1H | [23 empty] | N |  | N
12628 | Chalk Point Steam, LLC | 1571 | Chalk Point LLC | MD | Prince Georges | GT1 | Petroleum Liquids | GT |  | S | X | X | 50809 | CHALKPT 4 KV CT1 | 16 | 0.85 | 20 | 20 | 5 | N |  |  | OP | X | 4 | 1967 |  |  | N | IPP Non-CHP | 2 | T T T: X; OBS BLQ BLQ: DFO |  |  |  | N |  |  | 1H | [20 empty] | N |  |  | N
12653 | Lanyard Power Holdings, LLC | 1573 | Morgantown Generating Plant | MD | Charles | GT1 | Petroleum Liquids | GT |  | S | X | X | 50832 | MORGANTO13KV UNITC1 | 18 | 0.8 | 13 | 17 | 7 | N |  |  | OP | X | 12 | 1970 | 9 | 2022 | N | IPP Non-CHP | 2 | T T T: X; OBS BLQ BLQ: DFO |  |  |  | N | N |  | 1H | [20 empty] | N |  |  | N
12653 | Lanyard Power Holdings, LLC | 1573 | Morgantown Generating Plant | MD | Charles | GT2 | Petroleum Liquids | GT |  | S | X | X | 50833 | MORGANTO13KV UNITC2 | 18 | 0.8 | 13 | 17 | 7 | N |  |  | OP | X | 2 | 1971 | 9 | 2022 | N | IPP Non-CHP | 2 | T T T: X; OBS BLQ BLQ: DFO |  |  |  | N | N |  | 1H | [20 empty] | N |  |  | N
19830 | NRG Vienna Operations Inc | 1564 | Vienna Operations | MD | Dorchester | 10 | Petroleum Liquids | GT |  | W | X | X |  |  | 18.6 | 0.85 | 14.3 | 14.3 | 14 | N |  |  | OP | X | 1 | 1968 |  |  | N | IPP Non-CHP | 2 | T T T: X; OBS BLQ BLQ: DFO |  |  |  | N | N |  | 1H | [23 empty] | N | N | N
12653 | Lanyard Power Holdings, LLC | 1572 | Dickerson | MD | Montgomery | GT1 | Petroleum Liquids | GT |  | S | X | X | 50819 | DICKERSH 13 KV HCT1 | 19 | 0.85 | 18 | 18 | 18 | N |  |  | OP | X | 3 | 1967 |  |  | N | IPP Non-CHP | 2 | T T T: X; OBS BLQ BLQ: DFO |  |  |  | N | N |  | 1H | [23 empty] | N | N | N
4161 | Constellation Power Source Gen | 1557 | Philadelphia | MD | Baltimore City | GT1 | Petroleum Liquids | GT |  | S | X | X | PHILADRD4 KVCT 1 | PHILADRD4 KVCT 1 | 20.7 | 0.85 | 15.3 | 16 | 3 | N |  |  | OP | X | 8 | 1970 |  |  | N | IPP Non-CHP | 2 | T T T: X; OBS BLQ BLQ: DFO |  |  |  | N | N |  | 1H | [20 empty] | N |  |  | N
4161 | Constellation Power Source Gen | 1557 | Philadelphia | MD | Baltimore City | GT2 | Petroleum Liquids | GT |  | S | X | X | PHILADRD4 KVCT 2 | PHILADRD4 KVCT 2 | 20.7 | 0.85 | 16 | 16 | 3 | N |  |  | OP | X | 8 | 1970 |  |  | N | IPP Non-CHP | 2 | T T T: X; OBS BLQ BLQ: DFO |  |  |  | N | N |  | 1H | [20 empty] | N |  |  | N
4161 | Constellation Power Source Gen | 1557 | Philadelphia | MD | Baltimore City | GT3 | Petroleum Liquids | GT |  | S | X | X | PHILADRD4 KVCT 3 | PHILADRD4 KVCT 3 | 20.7 | 0.85 | 14.8 | 16 | 3 | N |  |  | OP | X | 9 | 1970 |  |  | N | IPP Non-CHP | 2 | T T T: X; OBS BLQ BLQ: DFO |  |  |  | N | N |  | 1H | [20 empty] | N |  |  | N
4161 | Constellation Power Source Gen | 1557 | Philadelphia | MD | Baltimore City | GT4 | Petroleum Liquids | GT |  | S | X | X | PHILADRD4 KVCT 4 | PHILADRD4 KVCT 4 | 20.7 | 0.85 | 14.8 | 16 | 3 | N |  |  | OP | X | 9 | 1970 |  |  | N | IPP Non-CHP | 2 | T T T: X; OBS BLQ BLQ: DFO |  |  |  | N | N |  | 1H | [20 empty] | N |  |  | N
58889 | Dominion Cove Point LNG, LP | 59073 | Cove Point LNG Terminal | MD | Calvert | 214JA | Natural Gas Fired Combustion Turbine | GT |  | S | X | X | N/A | N/A | 23.9 | 0.85 | 21.7 | 23.9 | 1 | N |  |  | OP | X | 2 | 2009 |  |  | N | Commercial Non-CHP | 4 | [11 empty] | N | N |  | 1H | [23 empty] | N | N | N | bar: T T T to OBS BLQ BLQ
58889 | Dominion Cove Point LNG, LP | 59073 | Cove Point LNG Terminal | MD | Calvert | 214JB | Natural Gas Fired Combustion Turbine | GT |  | S | X | X | N/A | N/A | 23.9 | 0.85 | 21.7 | 23.9 | 1 | N |  |  | OP | X | 2 | 2009 |  |  | N | Commercial Non-CHP | 4 | [11 empty] | N | N |  | 1H | [23 empty] | N | N | N | bar: T T T to OBS BLQ BLQ
13945 | Beaumont Hospital Dearborn Campus | 50260 | Beaumont Hospital Dearborn Campus | MI | Wayne | 500A | Petroleum Liquids | IC |  | S | X | X |  |  | 0.5 | 0.8 | 0.5 | 0.5 | 0 | N |  |  | SB | N | 2 | 2006 |  |  | N | Commercial Non-CHP | 4 | T T T: X; OBS BLQ BLQ: DFO |  |  |  | N | N |  | 10M | [20 empty] | N |  |  | N
17886 | City of St Louis - (MI) | 1852 | St Louis | MI | Gratiot | 2 | Petroleum Liquids | IC |  | S | X | X |  |  | 0.6 | 0.9 | 0.6 | 0.6 | 0.1 | N |  |  | SB | Y | 1 | 1945 |  |  | N | Electric Utility | 1 | T T T: X; OBS BLQ BLQ: DFO |  |  |  | N | N |  | 1H | [23 empty] | N
16873 | City of Sebewaing - (MI) | 1853 | Main Street (MI) | MI | Huron | 6 | Petroleum Liquids | IC |  | S | X | X | CONS.MPPA | MISO-CONS.MPPA | 0.6 | 0.95 | 0.6 | 0.6 | 0.1 | N |  |  | SB | Y | 4 | 1967 |  |  | N | Electric Utility | 1 | T T T: X; OBS BLQ BLQ: DFO; OBS NG PUR: NG |  |  |  | N | N |  | 12H | [23 empty] | N | N | N
18895 | Thumb Electric Coop of Mich | 1875 | Ubly | MI | Huron | 1 | Petroleum Liquids | IC |  | S | X | X |  |  | 0.6 | 0.8 | 0.6 | 0.6 | 0.3 | N |  |  | OP | X | 6 | 1938 |  |  | N | Electric Utility | 1 | T T T: X; OBS BLQ BLQ: DFO |  |  |  | N | N |  | 1H | [23 empty] | N |  | N
4562 | City of Croswell - (MI) | 7497 | Croswell | MI | Sanilac | 1 | Petroleum Liquids | IC |  | S | X | X |  |  | 0.6 | 0.9 | 0.6 | 0.6 | 0.3 | N |  |  | SB | Y | 11 | 1982 |  |  | N | Electric Utility | 1 | T T T: X; OBS BLQ BLQ: DFO; OBS NG PUR: NG |  |  |  | N |  |  | 1H | [23 empty] | Y | N | N
55858 | EDL Inc | 54757 | Grand Blanc Generating Station | MI | Genesee | CIB | Landfill Gas | IC |  | S | X | X |  |  | 0.6 | 1 | 0.6 | 0.6 | 0.6 | N |  |  | OP | X | 8 | 2010 |  |  | N | IPP Non-CHP | 2 | T T T: X; OBS BLQ BLQ: LFG |  |  |  | N | N |  | 12H | [23 empty] | N
55858 | EDL Inc | 54910 | Brent Run Generating Station | MI | Genesee | 7-3 | Landfill Gas | IC |  | S | X | X |  |  | 0.6 | 0.8 | 0.6 | 0.6 | 0.6 | N |  |  | OP | X | 11 | 2010 |  |  | N | IPP Non-CHP | 2 | T T T: X; OBS BLQ BLQ: LFG |  |  |  | N | N |  | 1H | [23 empty] | N
13525 | Newberry Water & Light Board | 1846 | Newberry | MI | Luce | 2 | Petroleum Liquids | IC |  | S | X | X |  |  | 0.7 | 0.9 | 0.5 | 0.5 | 0.5 | N |  |  | OP | X | 9 | 1948 |  |  | N | Electric Utility | 1 | T T T: X; OBS BLQ BLQ: DFO |  |  |  | N | N |  | 1H | [20 empty] | N |  |  | N | N | N
18895 | Thumb Electric Coop of Mich | 1875 | Ubly | MI | Huron | 2 | Petroleum Liquids | IC |  | S | X | X |  |  | 0.7 | 0.8 | 0.6 | 0.6 | 0.3 | N |  |  | OP | X | 6 | 1938 |  |  | N | Electric Utility | 1 | T T T: X; OBS BLQ BLQ: DFO |  |  |  | N | N |  | 1H | [23 empty] | N |  | N
18895 | Thumb Electric Coop of Mich | 1875 | Ubly | MI | Huron | 3 | Petroleum Liquids | IC |  | S | X | X |  |  | 0.7 | 0.8 | 0.7 | 0.7 | 0.4 | N |  |  | OP | X | 6 | 1938 |  |  | N | Electric Utility | 1 | T T T: X; OBS BLQ BLQ: DFO |  |  |  | N | N |  | 1H | [23 empty] | N |  | N
4562 | City of Croswell - (MI) | 7497 | Croswell | MI | Sanilac | 2 | Petroleum Liquids | IC |  | S | X | X |  |  | 0.7 | 0.9 | 0.7 | 0.7 | 0.3 | N |  |  | SB | Y | 11 | 1984 |  |  | N | Electric Utility | 1 | T T T: X; OBS BLQ BLQ: DFO; OBS NG PUR: NG |  |  |  | N |  |  | 1H | [23 empty] | Y | N | N
15246 | City of Portland - (MI) | 1851 | Frank Jenkins | MI | Ionia | 4 | Petroleum Liquids | IC |  | S | X | X |  |  | 0.8 | 1 | 0.8 | 0.8 | 0.1 | N |  |  | SB | Y | 5 | 1950 |  |  | N | Electric Utility | 1 | T T T: X; OBS BLQ BLQ: DFO |  |  |  | N | N |  | 12H | [23 empty] | N
55858 | EDL Inc | 10532 | Grand River | MI | Clinton | 2-1 | Landfill Gas | IC |  | S | X | X |  |  | 0.8 | 1 | 0.8 | 0.8 | 0.6 | N |  |  | OP | X | 4 | 1991 |  |  | N | IPP Non-CHP | 2 | T T T: X; OBS BLQ BLQ: LFG |  |  |  | N | N |  | 1H | [23 empty] | N
55858 | EDL Inc | 10532 | Grand River | MI | Clinton | 2-3 | Landfill Gas | IC |  | S | X | X |  |  | 0.8 | 1 | 0.8 | 0.8 | 0.6 | N |  |  | OP | X | 4 | 1991 |  |  | N | IPP Non-CHP | 2 | T T T: X; OBS BLQ BLQ: LFG |  |  |  | N | N |  | 1H | [23 empty] | N
55858 | EDL Inc | 10532 | Grand River | MI | Clinton | 2-4 | Landfill Gas | IC |  | S | X | X |  |  | 0.8 | 1 | 0.8 | 0.8 | 0.6 | N |  |  | OP | X | 1 | 1996 |  |  | N | IPP Non-CHP | 2 | T T T: X; OBS BLQ BLQ: LFG |  |  |  | N | N |  | 1H | [23 empty] | N
55858 | EDL Inc | 10532 | Grand River | MI | Clinton | 2-5 | Landfill Gas | IC |  | S | X | X |  |  | 0.8 | 1 | 0.8 | 0.8 | 0.6 | N |  |  | OP | X | 8 | 1997 |  |  | N | IPP Non-CHP | 2 | T T T: X; OBS BLQ BLQ: LFG |  |  |  | N | N |  | 1H | [23 empty] | N
56355 | LES Project Holdings LLC | 54536 | Sumpter Energy Associates | MI | Wayne | 0202 | Landfill Gas | IC |  | S | X | X |  |  | 0.8 | 0.95 | 0.8 | 0.8 | 0.3 | N |  |  | OP | X | 7 | 1998 |  |  | N | IPP Non-CHP | 2 | T T T: X; OBS BLQ BLQ: LFG |  |  |  | N | N |  | 10M | [23 empty] | N
56355 | LES Project Holdings LLC | 54536 | Sumpter Energy Associates | MI | Wayne | 0203 | Landfill Gas | IC |  | S | X | X |  |  | 0.8 | 0.95 | 0.8 | 0.8 | 0.3 | N |  |  | OP | X | 7 | 1998 |  |  | N | IPP Non-CHP | 2 | T T T: X; OBS BLQ BLQ: LFG |  |  |  | N | N |  | 10M | [23 empty] | N
56355 | LES Project Holdings LLC | 54536 | Sumpter Energy Associates | MI | Wayne | 0204 | Landfill Gas | IC |  | S | X | X |  |  | 0.8 | 0.95 | 0.8 | 0.8 | 0.3 | N |  |  | OP | X | 7 | 1998 |  |  | N | IPP Non-CHP | 2 | T T T: X; OBS BLQ BLQ: LFG |  |  |  | N |  |  | 10M | [23 empty] | N
56355 | LES Project Holdings LLC | 54536 | Sumpter Energy Associates | MI | Wayne | 0205 | Landfill Gas | IC |  | S | X | X |  |  | 0.8 | 0.95 | 0.8 | 0.8 | 0.3 | N |  |  | OP | X | 7 | 1998 |  |  | N | IPP Non-CHP | 2 | T T T: X; OBS BLQ BLQ: LFG |  |  |  | N |  |  | 10M | [23 empty] | N
56355 | LES Project Holdings LLC | 54536 | Sumpter Energy Associates | MI | Wayne | 0386 | Landfill Gas | IC |  | S | X | X |  |  | 0.8 | 0.95 | 0.8 | 0.8 | 0.3 | N |  |  | OP | X | 7 | 1992 |  |  | N | IPP Non-CHP | 2 | T T T: X; OBS BLQ BLQ: LFG |  |  |  | N |  |  | 10M | [23 empty] | N
56355 | LES Project Holdings LLC | 54536 | Sumpter Energy Associates | MI | Wayne | 0388 | Landfill Gas | IC |  | S | X | X |  |  | 0.8 | 0.95 | 0.8 | 0.8 | 0.3 | N |  |  | OP | X | 7 | 1992 |  |  | N | IPP Non-CHP | 2 | T T T: X; OBS BLQ BLQ: LFG |  |  |  | N |  |  | 10M | [23 empty] | N
56355 | LES Project Holdings LLC | 54536 | Sumpter Energy Associates | MI | Wayne | 0389 | Landfill Gas | IC |  | S | X | X |  |  | 0.8 | 0.95 | 0.8 | 0.8 | 0.3 | N |  |  | OP | X | 7 | 1992 |  |  | N | IPP Non-CHP | 2 | T T T: X; OBS BLQ BLQ: LFG |  |  |  | N |  |  | 10M | [23 empty] | N
56355 | LES Project Holdings LLC | 54536 | Sumpter Energy Associates | MI | Wayne | 0392 | Landfill Gas | IC |  | S | X | X |  |  | 0.8 | 0.95 | 0.8 | 0.8 | 0.3 | N |  |  | OP | X | 7 | 1992 |  |  | N | IPP Non-CHP | 2 | T T T: X; OBS BLQ BLQ: LFG |  |  |  | N |  |  | 10M | [23 empty] | N
56355 | LES Project Holdings LLC | 54536 | Sumpter Energy Associates | MI | Wayne | 0435 | Landfill Gas | IC |  | S | X | X |  |  | 0.8 | 0.95 | 0.8 | 0.8 | 0.3 | N |  |  | OP | X | 7 | 1992 |  |  | N | IPP Non-CHP | 2 | T T T: X; OBS BLQ BLQ: LFG |  |  |  | N |  |  | 10M | [23 empty] | N
56355 | LES Project Holdings LLC | 54536 | Sumpter Energy Associates | MI | Wayne | 0437 | Landfill Gas | IC |  | S | X | X |  |  | 0.8 | 0.95 | 0.8 | 0.8 | 0.3 | N |  |  | OP | X | 7 | 1992 |  |  | N | IPP Non-CHP | 2 | T T T: X; OBS BLQ BLQ: LFG |  |  |  | N |  |  | 10M | [23 empty] | N
56355 | LES Project Holdings LLC | 54536 | Sumpter Energy Associates | MI | Wayne | 0440 | Landfill Gas | IC |  | S | X | X |  |  | 0.8 | 0.95 | 0.8 | 0.8 | 0.3 | N |  |  | OP | X | 7 | 1992 |  |  | N | IPP Non-CHP | 2 | T T T: X; OBS BLQ BLQ: LFG |  |  |  | N |  |  | 10M | [23 empty] | N
56355 | LES Project Holdings LLC | 54536 | Sumpter Energy Associates | MI | Wayne | 0447 | Landfill Gas | IC |  | S | X | X |  |  | 0.8 | 0.95 | 0.8 | 0.8 | 0.3 | N |  |  | OP | X | 7 | 1992 |  |  | N | IPP Non-CHP | 2 | T T T: X; OBS BLQ BLQ: LFG |  |  |  | N |  |  | 10M | [23 empty] | N
56355 | LES Project Holdings LLC | 54536 | Sumpter Energy Associates | MI | Wayne | 0464 | Landfill Gas | IC |  | S | X | X |  |  | 0.8 | 0.95 | 0.8 | 0.8 | 0.3 | N |  |  | OP | X | 7 | 1992 |  |  | N | IPP Non-CHP | 2 | T T T: X; OBS BLQ BLQ: LFG |  |  |  | N |  |  | 10M | [23 empty] | N
56355 | LES Project Holdings LLC | 54536 | Sumpter Energy Associates | MI | Wayne | 0467 | Landfill Gas | IC |  | S | X | X |  |  | 0.8 | 0.95 | 0.8 | 0.8 | 0.3 | N |  |  | OP | X | 7 | 1992 |  |  | N | IPP Non-CHP | 2 | T T T: X; OBS BLQ BLQ: LFG |  |  |  | N |  |  | 10M | [23 empty] | N
54842 | WM Renewable Energy LLC | 54539 | Venice Resources Gas Recovery | MI | Shiawassee | GEN1 | Landfill Gas | IC |  | S | X | X | Zonal | Zonal | 0.8 | 0.98 | 0.8 | 0.8 | 0.5 | N |  |  | OP | X | 3 | 1992 |  |  | N | IPP Non-CHP | 2 | T T T: X; OBS BLQ BLQ: LFG |  |  |  | N | N |  | 1H | [23 empty] | N | N | N
54842 | WM Renewable Energy LLC | 54539 | Venice Resources Gas Recovery | MI | Shiawassee | GEN2 | Landfill Gas | IC |  | S | X | X | Zonal | Zonal | 0.8 | 0.98 | 0.8 | 0.8 | 0.5 | N |  |  | OP | X | 3 | 1992 |  |  | N | IPP Non-CHP | 2 | T T T: X; OBS BLQ BLQ: LFG |  |  |  | N | N | 0 | 1H | [23 empty] | N | N | N
55858 | EDL Inc | 54549 | Wood Road | MI | Clinton | 1-1 | Landfill Gas | IC |  | S | X | X |  |  | 0.8 | 1 | 0.8 | 0.8 | 0.6 | N |  |  | OP | X | 1 | 1993 |  |  | N | IPP Non-CHP | 2 | T T T: X; OBS BLQ BLQ: LFG |  |  |  | N | N |  | 1H | [23 empty] | N
55858 | EDL Inc | 54549 | Wood Road | MI | Clinton | 1-2 | Landfill Gas | IC |  | S | X | X |  |  | 0.8 | 1 | 0.8 | 0.8 | 0.6 | N |  |  | OP | X | 1 | 1993 |  |  | N | IPP Non-CHP | 2 | T T T: X; OBS BLQ BLQ: LFG |  |  |  | N | N |  | 1H | [23 empty] | N
55858 | EDL Inc | 54549 | Wood Road | MI | Clinton | 1-3 | Landfill Gas | IC |  | S | X | X |  |  | 0.8 | 1 | 0.8 | 0.8 | 0.6 | N |  |  | OP | X | 1 | 1994 |  |  | N | IPP Non-CHP | 2 | T T T: X; OBS BLQ BLQ: LFG |  |  |  | N | N |  | 1H | [23 empty] | N
55858 | EDL Inc | 54549 | Wood Road | MI | Clinton | 1-4 | Landfill Gas | IC |  | S | X | X |  |  | 0.8 | 1 | 0.8 | 0.8 | 0.6 | N |  |  | OP | X | 12 | 1997 |  |  | N | IPP Non-CHP | 2 | T T T: X; OBS BLQ BLQ: LFG |  |  |  | N |  |  | 1H | [23 empty] | N
55858 | EDL Inc | 54756 | Coopersville | MI | Ottawa | 3-1 | Landfill Gas | IC |  | S | X | X |  |  | 0.8 | 1 | 0.8 | 0.8 | 0.6 | N |  |  | OP | X | 6 | 1994 |  |  | N | IPP Non-CHP | 2 | T T T: X; OBS BLQ BLQ: LFG |  |  |  | N | N |  | 1H | [23 empty] | N
55858 | EDL Inc | 54756 | Coopersville | MI | Ottawa | 3-2 | Landfill Gas | IC |  | S | X | X |  |  | 0.8 | 1 | 0.8 | 0.8 | 0.6 | N |  |  | OP | X | 6 | 1994 |  |  | N | IPP Non-CHP | 2 | T T T: X; OBS BLQ BLQ: LFG |  |  |  | N | N |  | 1H | [23 empty] | N
55858 | EDL Inc | 54756 | Coopersville | MI | Ottawa | 3-3 | Landfill Gas | IC |  | S | X | X |  |  | 0.8 | 1 | 0.8 | 0.8 | 0.6 | N |  |  | OP | X | 6 | 1994 |  |  | N | IPP Non-CHP | 2 | T T T: X; OBS BLQ BLQ: LFG |  |  |  | N | N |  | 1H | [23 empty] | N
55858 | EDL Inc | 54756 | Coopersville | MI | Ottawa | 3-4 | Landfill Gas | IC |  | S | X | X |  |  | 0.8 | 1 | 0.8 | 0.8 | 0.6 | N |  |  | OP | X | 6 | 1994 |  |  | N | IPP Non-CHP | 2 | T T T: X; OBS BLQ BLQ: LFG |  |  |  | N | N |  | 1H | [23 empty] | N
55858 | EDL Inc | 54756 | Coopersville | MI | Ottawa | 3-5 | Landfill Gas | IC |  | S | X | X |  |  | 0.8 | 1 | 0.8 | 0.8 | 0.6 | N |  |  | OP | X | 6 | 1994 |  |  | N | IPP Non-CHP | 2 | T T T: X; OBS BLQ BLQ: LFG |  |  |  | N | N |  | 1H | [23 empty] | N
55858 | EDL Inc | 54756 | Coopersville | MI | Ottawa | 3-6 | Landfill Gas | IC |  | S | X | X |  |  | 0.8 | 1 | 0.8 | 0.8 | 0.6 | N |  |  | OP | X | 6 | 1994 |  |  | N | IPP Non-CHP | 2 | T T T: X; OBS BLQ BLQ: LFG |  |  |  | N | N |  | 1H | [23 empty] | N
55858 | EDL Inc | 54757 | Grand Blanc Generating Station | MI | Genesee | 4-1 | Landfill Gas | IC |  | S | X | X |  |  | 0.8 | 1 | 0.8 | 0.8 | 0.6 | N |  |  | OP | X | 7 | 1994 |  |  | N | IPP Non-CHP | 2 | T T T: X; OBS BLQ BLQ: LFG |  |  |  | N | N |  | 1H | [23 empty] | N
55858 | EDL Inc | 54757 | Grand Blanc Generating Station | MI | Genesee | 4-2 | Landfill Gas | IC |  | S | X | X |  |  | 0.8 | 1 | 0.8 | 0.8 | 0.6 | N |  |  | OP | X | 7 | 1994 |  |  | N | IPP Non-CHP | 2 | T T T: X; OBS BLQ BLQ: LFG |  |  |  | N | N |  | 1H | [23 empty] | N
55858 | EDL Inc | 54757 | Grand Blanc Generating Station | MI | Genesee | 4-3 | Landfill Gas | IC |  | S | X | X |  |  | 0.8 | 1 | 0.8 | 0.8 | 0.6 | N |  |  | OP | X | 7 | 1994 |  |  | N | IPP Non-CHP | 2 | T T T: X; OBS BLQ BLQ: LFG |  |  |  | N | N |  | 1H | [23 empty] | N
55858 | EDL Inc | 54757 | Grand Blanc Generating Station | MI | Genesee | 4-4 | Landfill Gas | IC |  | S | X | X |  |  | 0.8 | 1 | 0.8 | 0.8 | 0.6 | N |  |  | OP | X | 10 | 2000 |  |  | N | IPP Non-CHP | 2 | T T T: X; OBS BLQ BLQ: LFG |  |  |  | N | N |  | 1H | [23 empty] | N
55858 | EDL Inc | 54757 | Grand Blanc Generating Station | MI | Genesee | 4-5 | Landfill Gas | IC |  | S | X | X |  |  | 0.8 | 1 | 0.8 | 0.8 | 0.6 | N |  |  | OP | X | 1 | 2003 |  |  | N | IPP Non-CHP | 2 | T T T: X; OBS BLQ BLQ: LFG |  |  |  | N | N |  | 1H | [23 empty] | N
56355 | LES Project Holdings LLC | 54903 | Adrian Energy Associates LLC | MI | Lenawee | UNT1 | Landfill Gas | IC |  | J | X | X |  |  | 0.8 | 0.95 | 0.8 | 0.8 | 0.3 | N |  |  | OP | X | 12 | 1994 |  |  | N | IPP Non-CHP | 2 | T T T: X; OBS BLQ BLQ: LFG |  |  |  | N | N |  | 10M | [23 empty] | N
56355 | LES Project Holdings LLC | 54903 | Adrian Energy Associates LLC | MI | Lenawee | UNT2 | Landfill Gas | IC |  | J | X | X |  |  | 0.8 | 0.95 | 0.8 | 0.8 | 0.3 | N |  |  | OP | X | 12 | 1994 |  |  | N | IPP Non-CHP | 2 | T T T: X; OBS BLQ BLQ: LFG |  |  |  | N | N |  | 10M | [23 empty] | N
56355 | LES Project Holdings LLC | 54903 | Adrian Energy Associates LLC | MI | Lenawee | UNT3 | Landfill Gas | IC |  | J | X | X |  |  | 0.8 | 0.95 | 0.8 | 0.8 | 0.3 | N |  |  | OP | X | 12 | 1994 |  |  | N | IPP Non-CHP | 2 | T T T: X; OBS BLQ BLQ: LFG |  |  |  | N | N |  | 10M | [23 empty] | N
56355 | LES Project Holdings LLC | 54989 | Pine Tree Acres | MI | Macomb | GEN1 | Landfill Gas | IC |  | S | X | X |  |  | 0.8 | 0.95 | 0.8 | 0.8 | 0.3 | N |  |  | OP | X | 6 | 1998 |  |  | N | IPP Non-CHP | 2 | T T T: X; OBS BLQ BLQ: LFG |  |  |  | N | N |  | 10M | [23 empty] | N
56355 | LES Project Holdings LLC | 54989 | Pine Tree Acres | MI | Macomb | GEN2 | Landfill Gas | IC |  | S | X | X |  |  | 0.8 | 0.95 | 0.8 | 0.8 | 0.3 | N |  |  | OP | X | 6 | 1998 |  |  | N | IPP Non-CHP | 2 | T T T: X; OBS BLQ BLQ: LFG |  |  |  | N | N |  | 10M | [23 empty] | N
56355 | LES Project Holdings LLC | 54989 | Pine Tree Acres | MI | Macomb | GEN3 | Landfill Gas | IC |  | S | X | X |  |  | 0.8 | 0.95 | 0.8 | 0.8 | 0.3 | N |  |  | OP | X | 6 | 1998 |  |  | N | IPP Non-CHP | 2 | T T T: X; OBS BLQ BLQ: LFG |  |  |  | N | N |  | 10M | [23 empty] | N
56355 | LES Project Holdings LLC | 54989 | Pine Tree Acres | MI | Macomb | GEN4 | Landfill Gas | IC |  | S | X | X |  |  | 0.8 | 0.95 | 0.8 | 0.8 | 0.3 | N |  |  | OP | X | 6 | 1998 |  |  | N | IPP Non-CHP | 2 | T T T: X; OBS BLQ BLQ: LFG |  |  |  | N | N |  | 10M | [23 empty] | N
56355 | LES Project Holdings LLC | 54989 | Pine Tree Acres | MI | Macomb | GEN5 | Landfill Gas | IC |  | S | X | X |  |  | 0.8 | 0.95 | 0.8 | 0.8 | 0.3 | N |  |  | OP | X | 6 | 1998 |  |  | N | IPP Non-CHP | 2 | T T T: X; OBS BLQ BLQ: LFG |  |  |  | N | N |  | 10M | [23 empty] | N
56355 | LES Project Holdings LLC | 54989 | Pine Tree Acres | MI | Macomb | GEN6 | Landfill Gas | IC |  | S | X | X |  |  | 0.8 | 0.95 | 0.8 | 0.8 | 0.3 | N |  |  | OP | X | 12 | 2003 |  |  | N | IPP Non-CHP | 2 | T T T: X; OBS BLQ BLQ: LFG |  |  |  | N | N |  | 10M | [23 empty] | N
56355 | LES Project Holdings LLC | 54989 | Pine Tree Acres | MI | Macomb | GEN7 | Landfill Gas | IC |  | S | X | X |  |  | 0.8 | 0.95 | 0.8 | 0.8 | 0.3 | N |  |  | OP | X | 12 | 2003 |  |  | N | IPP Non-CHP | 2 | T T T: X; OBS BLQ BLQ: LFG |  |  |  | N | N |  | 10M | [23 empty] | N
58106 | Western Michigan University | 58161 | Western Michigan University Power Plant | MI | Kalamazoo | EG-1 | Natural Gas Internal Combustion Engine | IC |  | S | X | X |  |  | 0.8 | 0.8 | 0.8 | 0.8 | 0.8 | N |  |  | OP | X | 3 | 1999 |  |  | N | Commercial CHP | 5 | [11 empty] | N | N |  | 10M | [23 empty] | N | N | bar: T T T to OBS BLQ BLQ
55858 | EDL Inc | 58546 | Watervliet | MI | Berrien | GEN3 | Landfill Gas | IC |  | S | X | X |  |  | 0.8 | 0.8 | 0.8 | 0.8 | 0.4 | N |  |  | OP | X | 7 | 2019 |  |  | N | IPP Non-CHP | 2 | T T T: X; OBS BLQ BLQ: LFG | [6 empty] | 1H | [23 empty] | N | N | N
13559 | North American Natural Res | 59436 | Lennon Generating | MI | Shiawassee | 3 | Landfill Gas | IC |  | S | X | X |  |  | 0.8 | 0.96 | 0.8 | 0.8 | 0.5 | N |  |  | OP | X | 2 | 2001 |  |  | N | IPP Non-CHP | 2 | T T T: X; OBS BLQ BLQ: LFG |  |  |  |  | N |  | 10M | [23 empty] | N
13559 | North American Natural Res | 59436 | Lennon Generating | MI | Shiawassee | 4 | Landfill Gas | IC |  | S | X | X |  |  | 0.8 | 0.96 | 0.8 | 0.8 | 0.5 | N |  |  | OP | X | 2 | 2006 |  |  | N | IPP Non-CHP | 2 | T T T: X; OBS BLQ BLQ: LFG |  |  |  |  | N |  | 10M | [23 empty] | N
13559 | North American Natural Res | 59436 | Lennon Generating | MI | Shiawassee | 5 | Landfill Gas | IC |  | S | X | X |  |  | 0.8 | 0.96 | 0.8 | 0.8 | 0.5 | N |  |  | OP | X | 1 | 2007 |  |  | N | IPP Non-CHP | 2 | T T T: X; OBS BLQ BLQ: LFG |  |  |  |  | N |  | 10M | [23 empty] | N
13559 | North American Natural Res | 59436 | Lennon Generating | MI | Shiawassee | 6 | Landfill Gas | IC |  | S | X | X |  |  | 0.8 | 0.96 | 0.8 | 0.8 | 0.5 | N |  |  | OP | X | 9 | 2007 |  |  | N | IPP Non-CHP | 2 | T T T: X; OBS BLQ BLQ: LFG |  |  |  |  | N |  | 10M | [23 empty] | N
59876 | Lorin Industries | 60102 | Lorin Industries | MI | Muskegon | 1 | Natural Gas Internal Combustion Engine | IC |  | S | X | X |  |  | 0.8 | 0.8 | 0.8 | 0.8 | 0.2 | N |  |  | OP | X | 1 | 1990 |  |  | Y | Industrial CHP | 7 | [11 empty] | N | N |  | 1H | [23 empty] | N | N | bar: T T T to OBS BLQ BLQ
59876 | Lorin Industries | 60102 | Lorin Industries | MI | Muskegon | 2 | Natural Gas Internal Combustion Engine | IC |  | S | X | X |  |  | 0.8 | 0.8 | 0.8 | 0.8 | 0.2 | N |  |  | OP | X | 1 | 1990 |  |  | Y | Industrial CHP | 7 | [11 empty] | N | N |  | 1H | [23 empty] | N | N | bar: T T T to OBS BLQ BLQ
59876 | Lorin Industries | 60102 | Lorin Industries | MI | Muskegon | 3 | Natural Gas Internal Combustion Engine | IC |  | S | X | X |  |  | 0.8 | 0.8 | 0.8 | 0.8 | 0.2 | N |  |  | OP | X | 1 | 1990 |  |  | Y | Industrial CHP | 7 | [11 empty] | N | N |  | 1H | [23 empty] | N | N | bar: T T T to OBS BLQ BLQ
59876 | Lorin Industries | 60102 | Lorin Industries | MI | Muskegon | 4 | Natural Gas Internal Combustion Engine | IC |  | S | X | X |  |  | 0.8 | 0.8 | 0.8 | 0.8 | 0.2 | N |  |  | OP | X | 1 | 1990 |  |  | Y | Industrial CHP | 7 | [11 empty] | N | N |  | 1H | [23 empty] | N | N | bar: T T T to OBS BLQ BLQ
13559 | North American Natural Res | 63709 | Autumn Hills Generating Facility | MI | Ottawa | 1 | Landfill Gas | IC |  | S | X | X |  |  | 0.8 | 0.8 | 0.8 | 0.8 | 0.5 | N |  |  | OP | X | 7 | 2009 |  |  | N | IPP Non-CHP | 2 | T T T: X; OBS BLQ BLQ: LFG | [6 empty] | 10M | [23 empty] | N
63632 | North American Central - LLC | 63977 | Central Generating | MI | Montcalm | 2 | Landfill Gas | IC |  | S | X | X |  |  | 0.8 | 0.9 | 0.8 | 0.8 | 0.5 | N |  |  | OP | X | 9 | 2018 |  |  | N | IPP Non-CHP | 2 | T T T: X; OBS BLQ BLQ: LFG |  |  |  |  | N |  | 10M | [23 empty] | N
17886 | City of St Louis - (MI) | 1852 | St Louis | MI | Gratiot | 3 | Petroleum Liquids | IC |  | S | X | X |  |  | 0.9 | 0.9 | 0.9 | 0.9 | 0.1 | N |  |  | SB | Y | 1 | 1951 |  |  | N | Electric Utility | 1 | T T T: X; OBS BLQ BLQ: DFO |  |  |  | N | N |  | 1H | [23 empty] | N
16873 | City of Sebewaing - (MI) | 1853 | Main Street (MI) | MI | Huron | 2 | Petroleum Liquids | IC |  | S | X | X | CONS.MPPA | MISO-CONS.MPPA | 0.9 | 0.95 | 0.8 | 0.9 | 0.1 | N |  |  | SB | Y | 6 | 1947 |  |  | N | Electric Utility | 1 | T T T: X; OBS BLQ BLQ: DFO |  |  |  | N | N |  | 12H | [23 empty] | N | N | N
18895 | Thumb Electric Coop of Mich | 1875 | Ubly | MI | Huron | 4 | Petroleum Liquids | IC |  | S | X | X |  |  | 0.9 | 0.8 | 0.9 | 0.9 | 0.5 | N |  |  | OP | X | 8 | 1947 |  |  | N | Electric Utility | 1 | T T T: X; OBS BLQ BLQ: DFO |  |  |  | N | N |  | 1H | [23 empty] | N |  | N
38084 | Great Lakes Energy Coop | 7831 | Beaver Island | MI | Charlevoix | 3 | Petroleum Liquids | IC |  | S | X | X |  |  | 0.9 | 0.8 | 0.8 | 0.8 | 0.3 | N |  |  | SB | Y | 1 | 2001 |  |  | N | Electric Utility | 1 | T T T: X; OBS BLQ BLQ: DFO |  |  |  | N | N |  | 1H | [20 empty] | N |  |  | N | N | N
58106 | Western Michigan University | 58161 | Western Michigan University Power Plant | MI | Kalamazoo | STG-1 | Natural Gas Fired Combined Cycle | CA | CC1 | S | Y | X |  |  | 0.9 | 0.8 | 0.9 | 0.9 | 0.2 | N |  |  | OP | X | 3 | 1999 |  |  | Y | Commercial CHP | 5 | [11 empty] | N | N |  | 12H | [23 empty] | N | N | bar: T T T to OBS BLQ BLQ
11713 | City of Marshall - (MI) | 1844 | Marshall (MI) | MI | Calhoun | IC4 | Petroleum Liquids | IC |  | S | X | X |  |  | 1 | 0.8 | 0.7 | 0.7 | 0.3 | N |  |  | OS | X | 1 | 1942 | 5 | 2021 | N | Electric Utility | 1 | T T T: X; OBS BLQ BLQ: DFO |  |  |  | N | N |  | 1H | [23 empty] | N | N | N
15246 | City of Portland - (MI) | 1851 | Frank Jenkins | MI | Ionia | 6 | Petroleum Liquids | IC |  | S | X | X |  |  | 1 | 1 | 1 | 1 | 0.1 | N |  |  | SB | Y | 7 | 2002 |  |  | N | Electric Utility | 1 | T T T: X; OBS BLQ BLQ: DFO; OBS NG PUR: NG |  |  |  | N | N |  | 12H | [23 empty] | Y | Y | Y
16873 | City of Sebewaing - (MI) | 1853 | Main Street (MI) | MI | Huron | 1 | Petroleum Liquids | IC |  | S | X | X | CONS.MPPA | MISO-CONS.MPPA | 1 | 0.95 | 0.9 | 1 | 0.1 | N |  |  | SB | Y | 3 | 1961 |  |  | N | Electric Utility | 1 | T T T: X; OBS BLQ BLQ: DFO; OBS NG PUR: NG |  |  |  | N | N |  | 12H | [23 empty] | N | N | N
3828 | Cloverland Electric Co-op | 1868 | Dafter | MI | Chippewa | 1 | Petroleum Liquids | IC |  | S | X | X | MIUP.DFTR13N1 |  | 1 | 0.9 | 0.9 | 0.9 | 0.9 | N |  |  | OP | X | 11 | 1955 |  |  | N | Electric Utility | 1 | T T T: X; OBS BLQ BLQ: DFO |  |  |  | N | N |  | 1H | [23 empty] | N
3828 | Cloverland Electric Co-op | 1868 | Dafter | MI | Chippewa | 3 | Petroleum Liquids | IC |  | S | X | X | MIUP.DFTR13N1 |  | 1 | 0.9 | 0.9 | 0.9 | 0.9 | N |  |  | OP | X | 11 | 1955 |  |  | N | Electric Utility | 1 | T T T: X; OBS BLQ BLQ: DFO |  |  |  | N | N |  | 1H | [23 empty] | N
20910 | Wolverine Power Supply Coop | 1877 | George Johnson | MI | Osceola | 11 | Petroleum Liquids | IC |  | S | X | X |  |  | 1 | 0.8 | 1 | 1 | 0.6 | N |  |  | SB | Y | 9 | 1993 |  |  | N | Electric Utility | 1 | T T T: X; OBS BLQ BLQ: DFO |  |  |  | N |  |  | 1H | [23 empty] | N
56478 | University of Michigan NCampus Research | 54604 | Warner Lambert | MI | Washtenaw | 016E | Petroleum Liquids | IC |  | S | X | X |  |  | 1 | 0.8 | 1 | 1 | 0 | N |  |  | SB | N | 6 | 1992 |  |  | N | Commercial CHP | 5 | T T T: X; OBS BLQ BLQ: DFO |  |  |  | N | N |  | 10M | [23 empty] | N | N | N
25049 | Gas Recovery Systems Inc | 55597 | GRS C&C | MI | Calhoun | 1 | Landfill Gas | IC |  | S | X | X |  |  | 1 | 0.98 | 0.9 | 0.9 | 0.8 | N |  |  | OP | X | 2 | 1995 |  |  | N | IPP Non-CHP | 2 | T T T: X; OBS BLQ BLQ: LFG |  |  |  |  | N |  | 1H | [23 empty] | N
25049 | Gas Recovery Systems Inc | 55597 | GRS C&C | MI | Calhoun | 2 | Landfill Gas | IC |  | S | X | X |  |  | 1 | 0.98 | 0.9 | 0.9 | 0.8 | N |  |  | OS | X | 2 | 1995 |  |  | N | IPP Non-CHP | 2 | T T T: X; OBS BLQ BLQ: LFG |  |  |  |  | N |  | 1H | [23 empty] | N
25049 | Gas Recovery Systems Inc | 55597 | GRS C&C | MI | Calhoun | 3 | Landfill Gas | IC |  | S | X | X |  |  | 1 | 0.98 | 0.9 | 0.9 | 0.8 | N |  |  | OP | X | 2 | 1995 |  |  | N | IPP Non-CHP | 2 | T T T: X; OBS BLQ BLQ: LFG |  |  |  |  | N |  | 1H | [23 empty] | N
3304 | Central Michigan University | 56190 | Central Michigan University | MI | Isabella | STM1 | Natural Gas Steam Turbine | ST |  | S | X | X |  |  | 1 | 0.85 | 1 | 1 | 0.2 | N |  |  | OP | X | 12 | 1987 |  |  | Y | Commercial CHP | 5 | T T T: T; OBS BLQ BLQ: NG; OBS NG PUR: WDS; DFO NG NG: NG |  |  |  | N |  |  | 12H | [23 empty] | Y | Y | N
21158 | City of Zeeland - (MI) | 56504 | Municipal Power Plant | MI | Ottawa | 1 | Natural Gas Internal Combustion Engine | IC |  | S | X | X | CONS.MPPA | CONS.MPPA | 1 | 0.8 | 1 | 1 | 0.2 | N |  |  | SB | Y | 6 | 2002 |  |  | N | Electric Utility | 1 | [11 empty] | N | N |  | 10M | [23 empty] | N | N | N | bar: T T T to OBS BLQ BLQ
21158 | City of Zeeland - (MI) | 56504 | Municipal Power Plant | MI | Ottawa | 2 | Natural Gas Internal Combustion Engine | IC |  | S | X | X | CONS.MPPA | CONS.MPPA | 1 | 0.8 | 1 | 1 | 0.2 | N |  |  | SB | Y | 6 | 2002 |  |  | N | Electric Utility | 1 | [11 empty] | N | N |  | 10M | [23 empty] | N | N | N | bar: T T T to OBS BLQ BLQ
57324 | Michigan Sugar Company | 57949 | MSC Sebewaing | MI | Huron | 2 | Conventional Steam Coal | ST |  | S | X | X | generator can not deliver power to the grid | generator can not deliver power to the grid | 1 | 0.8 |  | 0.9 | 0.1 | N |  |  | OS | X | 10 | 1979 |  |  | N | Industrial CHP | 7 | T T T: X; OBS BLQ BLQ: BIT; OBS NG PUR: NG; DFO NG NG: NG |  |  |  | N | N |  | OVER |  | N | Y |  | Y | [18 empty] | Y | N | N
11713 | City of Marshall - (MI) | 1844 | Marshall (MI) | MI | Calhoun | IC2 | Natural Gas Internal Combustion Engine | IC |  | S | X | X |  |  | 1.1 | 0.8 | 0.9 | 0.9 | 0.6 | N |  |  | OS | X | 11 | 1953 | 5 | 2021 | N | Electric Utility | 1 | T T T: X; OBS BLQ BLQ: NG; OBS NG PUR: DFO |  |  |  | N | N |  | 1H | [23 empty] | Y | N | Y
17886 | City of St Louis - (MI) | 1852 | St Louis | MI | Gratiot | 7 | Petroleum Liquids | IC |  | S | X | X |  |  | 1.1 | 0.9 | 1.1 | 1.1 | 0.1 | N |  |  | SB | Y | 7 | 1996 |  |  | N | Electric Utility | 1 | T T T: X; OBS BLQ BLQ: DFO; OBS NG PUR: NG |  |  |  | N |  |  | 1H | [23 empty] | Y | N | Y
16873 | City of Sebewaing - (MI) | 1853 | Main Street (MI) | MI | Huron | 3 | Petroleum Liquids | IC |  | S | X | X | CONS.MPPA | MISO-CONS.MPPA | 1.1 | 0.95 | 1.1 | 1.1 | 0.1 | N |  |  | SB | Y | 8 | 1966 |  |  | N | Electric Utility | 1 | T T T: X; OBS BLQ BLQ: DFO; OBS NG PUR: NG |  |  |  | N | N |  | 12H | [23 empty] | N | N | N
16873 | City of Sebewaing - (MI) | 1853 | Main Street (MI) | MI | Huron | 5 | Petroleum Liquids | IC |  | S | X | X | CONS.MPPA | MISO-CONS.MPPA | 1.1 | 0.95 | 1 | 1.1 | 0.1 | N |  |  | SB | Y | 9 | 1979 |  |  | N | Electric Utility | 1 | T T T: X; OBS BLQ BLQ: DFO; OBS NG PUR: NG |  |  |  | N | N |  | 12H | [23 empty] | N | N | N
21158 | City of Zeeland - (MI) | 1867 | Zeeland | MI | Ottawa | 2 | Natural Gas Internal Combustion Engine | IC |  | S | X | X | CONS.MPPA | CONS.MPPA | 1.1 | 0.8 | 1.2 | 1.2 | 0.6 | N |  |  | OP | X | 3 | 1967 |  |  | N | Electric Utility | 1 | T T T: X; OBS BLQ BLQ: NG; OBS NG PUR: DFO |  |  |  | N | N |  | 1H | [23 empty] | Y | N | Y
4562 | City of Croswell - (MI) | 7497 | Croswell | MI | Sanilac | 3 | Petroleum Liquids | IC |  | S | X | X |  |  | 1.2 | 0.9 | 1.2 | 1.2 | 0.6 | N |  |  | SB | Y | 11 | 1988 |  |  | N | Electric Utility | 1 | T T T: X; OBS BLQ BLQ: DFO |  |  |  | N |  |  | 1H | [23 empty] | N | N | N
38084 | Great Lakes Energy Coop | 7831 | Beaver Island | MI | Charlevoix | 1 | Petroleum Liquids | IC |  | S | X | X |  |  | 1.2 | 0.8 | 1 | 1 | 0.4 | N |  |  | SB | Y | 9 | 2000 |  |  | N | Electric Utility | 1 | T T T: X; OBS BLQ BLQ: DFO |  |  |  | N | N |  | 1H | [20 empty] | N |  |  | N | N | N
38084 | Great Lakes Energy Coop | 7831 | Beaver Island | MI | Charlevoix | 2 | Petroleum Liquids | IC |  | S | X | X |  |  | 1.2 | 0.8 | 1 | 1 | 0.4 | N |  |  | SB | Y | 9 | 2000 |  |  | N | Electric Utility | 1 | T T T: X; OBS BLQ BLQ: DFO |  |  |  | N | N |  | 1H | [20 empty] | N |  |  | N | N | N
17886 | City of St Louis - (MI) | 1852 | St Louis | MI | Gratiot | 1 | Petroleum Liquids | IC |  | S | X | X |  |  | 1.3 | 0.9 | 1.3 | 1.3 | 0.1 | N |  |  | SB | Y | 1 | 1958 |  |  | N | Electric Utility | 1 | T T T: X; OBS BLQ BLQ: DFO; OBS NG PUR: NG |  |  |  | N | N |  | 1H | [23 empty] | Y | N | Y
17886 | City of St Louis - (MI) | 1852 | St Louis | MI | Gratiot | 9 | Petroleum Liquids | IC |  | S | X | X |  |  | 1.3 | 0.9 | 1.1 | 1.1 | 0.1 | N |  |  | SB | Y | 5 | 2003 |  |  | N | Electric Utility | 1 | T T T: X; OBS BLQ BLQ: DFO |  |  |  | N |  |  | 1H | [23 empty] | N
16873 | City of Sebewaing - (MI) | 1853 | Main Street (MI) | MI | Huron | 4 | Petroleum Liquids | IC |  | S | X | X | CONS.MPPA | MISO-CONS.MPPA | 1.3 | 0.95 | 1.2 | 1.3 | 0.1 | N |  |  | SB | Y | 10 | 1966 |  |  | N | Electric Utility | 1 | T T T: X; OBS BLQ BLQ: DFO; OBS NG PUR: NG |  |  |  | N | N |  | 12H | [23 empty] | N | N | N
18895 | Thumb Electric Coop of Mich | 1874 | Caro | MI | Tuscola | 1 | Petroleum Liquids | IC |  | S | X | X |  |  | 1.3 | 0.8 | 1 | 1 | 0.5 | N |  |  | OP | X | 8 | 1949 |  |  | N | Electric Utility | 1 | T T T: X; OBS BLQ BLQ: DFO |  |  |  | N | N |  | 1H | [23 empty] | N |  | N
18895 | Thumb Electric Coop of Mich | 1874 | Caro | MI | Tuscola | 2 | Petroleum Liquids | IC |  | S | X | X |  |  | 1.3 | 0.8 | 1 | 1 | 0.5 | N |  |  | OP | X | 8 | 1949 |  |  | N | Electric Utility | 1 | T T T: X; OBS BLQ BLQ: DFO |  |  |  | N |  |  | 1H | [23 empty] | N |  | N
18895 | Thumb Electric Coop of Mich | 1874 | Caro | MI | Tuscola | 3 | Petroleum Liquids | IC |  | S | X | X |  |  | 1.3 | 0.8 | 1 | 1 | 0.5 | N |  |  | OP | X | 8 | 1952 |  |  | N | Electric Utility | 1 | T T T: X; OBS BLQ BLQ: DFO |  |  |  | N |  |  | 1H | [23 empty] | N |  | N
4562 | City of Croswell - (MI) | 7497 | Croswell | MI | Sanilac | 4 | Petroleum Liquids | IC |  | S | X | X |  |  | 1.3 | 0.9 | 1.3 | 1.3 | 0.6 | N |  |  | SB | Y | 11 | 1990 |  |  | N | Electric Utility | 1 | T T T: X; OBS BLQ BLQ: DFO; OBS NG PUR: NG |  |  |  | N |  |  | 1H | [23 empty] | Y | N | N
4562 | City of Croswell - (MI) | 7497 | Croswell | MI | Sanilac | 5 | Petroleum Liquids | IC |  | S | X | X |  |  | 1.3 | 0.9 | 1.3 | 1.3 | 0.6 | N |  |  | SB | Y | 10 | 1996 |  |  | N | Electric Utility | 1 | T T T: X; OBS BLQ BLQ: DFO; OBS NG PUR: NG |  |  |  | N |  |  | 1H | [23 empty] | Y | N | N
57324 | Michigan Sugar Company | 57950 | MSC Croswell | MI | Sanilac | 1 | Natural Gas Steam Turbine | ST |  | S | X | X |  |  | 1.3 | 0.8 |  | 1.2 | 0.1 | N |  |  | OP | X | 10 | 1948 |  |  | Y | Industrial CHP | 7 | [11 empty] | N | N |  | OVER |  |  |  |  | N | [18 empty] | N | N | N | bar: T T T to OBS BLQ BLQ; DFO NG NG
8205 | City of Hart Hydro - (MI) | 1827 | Hart | MI | Oceana | 4 | Natural Gas Internal Combustion Engine | IC |  | S | X | X |  |  | 1.4 | 0.8 | 1.4 | 1.4 | 0.4 | N |  |  | OP | X | 3 | 1964 |  |  | N | Electric Utility | 1 | T T T: X; OBS BLQ BLQ: NG; OBS NG PUR: DFO |  |  |  | N | N |  | 1H | [23 empty] | Y | N | Y
21158 | City of Zeeland - (MI) | 1867 | Zeeland | MI | Ottawa | 1 | Natural Gas Internal Combustion Engine | IC |  | S | X | X | CONS.MPPA | CONS.MPPA | 1.4 | 0.8 | 1.5 | 1.5 | 0.7 | N |  |  | OP | X | 11 | 1966 |  |  | N | Electric Utility | 1 | T T T: X; OBS BLQ BLQ: NG; OBS NG PUR: DFO |  |  |  | N | N |  | 1H | [23 empty] | Y | N | Y
17886 | City of St Louis - (MI) | 1852 | St Louis | MI | Gratiot | 8 | Petroleum Liquids | IC |  | S | X | X |  |  | 1.5 | 0.9 | 1.5 | 1.5 | 0.1 | N |  |  | OP | X | 5 | 2003 |  |  | N | Electric Utility | 1 | T T T: X; OBS BLQ BLQ: DFO |  |  |  | N |  |  | 1H | [23 empty] | N
18895 | Thumb Electric Coop of Mich | 1874 | Caro | MI | Tuscola | 4 | Petroleum Liquids | IC |  | S | X | X |  |  | 1.5 | 1 | 1.5 | 1.5 | 0.8 | N |  |  | OP | X | 8 | 1984 |  |  | N | Electric Utility | 1 | T T T: X; OBS BLQ BLQ: DFO |  |  |  | N | N |  | 1H | [23 empty] | N |  | N
18895 | Thumb Electric Coop of Mich | 1875 | Ubly | MI | Huron | 5 | Petroleum Liquids | IC |  | S | X | X |  |  | 1.5 | 0.8 | 1.5 | 1.5 | 0.8 | N |  |  | OP | X | 10 | 1987 |  |  | N | Electric Utility | 1 | T T T: X; OBS BLQ BLQ: DFO |  |  |  | N | N |  | 1H | [23 empty] | N |  | N
18895 | Thumb Electric Coop of Mich | 1875 | Ubly | MI | Huron | 6 | Petroleum Liquids | IC |  | S | X | X |  |  | 1.5 | 0.8 | 1.5 | 1.5 | 0.8 | N |  |  | OP | X | 11 | 1993 |  |  | N | Electric Utility | 1 | T T T: X; OBS BLQ BLQ: DFO; OBS NG PUR: NG |  |  |  | N | N |  | 1H | [23 empty] | Y | N | Y
18895 | Thumb Electric Coop of Mich | 1875 | Ubly | MI | Huron | 9 | Petroleum Liquids | IC |  | S | X | X |  |  | 1.5 | 1 | 1.5 | 1.5 | 0.8 | N |  |  | OP | X | 8 | 2002 |  |  | N | Electric Utility | 1 | T T T: X; OBS BLQ BLQ: DFO; OBS NG PUR: NG |  |  |  | N | N |  | 1H | [23 empty] | Y | N | Y
56478 | University of Michigan NCampus Research | 54604 | Warner Lambert | MI | Washtenaw | 0550 | Petroleum Liquids | IC |  | S | X | X |  |  | 1.5 | 0.8 | 1.5 | 1.5 | 0 | N |  |  | SB | N | 6 | 2002 |  |  | N | Commercial CHP | 5 | T T T: X; OBS BLQ BLQ: DFO |  |  |  | N | N |  | 10M | [23 empty] | N | N | N
57324 | Michigan Sugar Company | 57949 | MSC Sebewaing | MI | Huron | 1 | Conventional Steam Coal | ST |  | S | X | X | generator can not deliver power to the grid | generator can not deliver power to the grid | 1.5 | 0.8 |  | 1.4 | 0.1 | N |  |  | OP | X | 10 | 1990 |  |  | Y | Industrial CHP | 7 | T T T: T; OBS BLQ BLQ: BIT; OBS NG PUR: NG; DFO NG NG: NG |  |  |  | N | N |  | OVER |  | N | Y |  | Y | [18 empty] | Y | N | N
55858 | EDL Inc | 54549 | Wood Road | MI | Clinton | 1-5 | Landfill Gas | IC |  | S | X | X |  |  | 1.6 | 1 | 1.6 | 1.6 | 1.2 | N |  |  | OP | X | 12 | 2008 |  |  | N | IPP Non-CHP | 2 | T T T: X; OBS BLQ BLQ: LFG |  |  |  | N | N |  | 1H | [23 empty] | N
55858 | EDL Inc | 54549 | Wood Road | MI | Clinton | 1-6 | Landfill Gas | IC |  | S | X | X |  |  | 1.6 | 1 | 1.6 | 1.6 | 1.2 | N |  |  | OP | X | 12 | 2008 |  |  | N | IPP Non-CHP | 2 | T T T: X; OBS BLQ BLQ: LFG |  |  |  | N | N |  | 1H | [23 empty] | N
55858 | EDL Inc | 54549 | Wood Road | MI | Clinton | 1-7 | Landfill Gas | IC |  | S | X | X |  |  | 1.6 | 1 | 1.6 | 1.6 | 1.2 | N |  |  | OP | X | 12 | 2008 |  |  | N | IPP Non-CHP | 2 | T T T: X; OBS BLQ BLQ: LFG |  |  |  | N | N |  | 1H | [23 empty] | N
55858 | EDL Inc | 54756 | Coopersville | MI | Ottawa | 3-7 | Landfill Gas | IC |  | S | X | X |  |  | 1.6 | 1 | 1.6 | 1.6 | 0.6 | N |  |  | OP | X | 2 | 2006 |  |  | N | IPP Non-CHP | 2 | T T T: X; OBS BLQ BLQ: LFG |  |  |  | N | N |  | 1H | [23 empty] | N
55858 | EDL Inc | 54757 | Grand Blanc Generating Station | MI | Genesee | 4-7 | Landfill Gas | IC |  | S | X | X |  |  | 1.6 | 1 | 1.6 | 1.6 | 1 | N |  |  | OP | X | 8 | 2012 |  |  | N | IPP Non-CHP | 2 | T T T: X; OBS BLQ BLQ: LFG |  |  |  | N | N |  | 12H | [23 empty] | N
55858 | EDL Inc | 54757 | Grand Blanc Generating Station | MI | Genesee | 4-8 | Landfill Gas | IC |  | S | X | X |  |  | 1.6 | 1 | 1.6 | 1.6 | 1 | N |  |  | OP | X | 8 | 2012 |  |  | N | IPP Non-CHP | 2 | T T T: X; OBS BLQ BLQ: LFG |  |  |  | N | N |  | 12H | [23 empty] | N
55858 | EDL Inc | 54910 | Brent Run Generating Station | MI | Genesee | 7-1 | Landfill Gas | IC |  | S | X | X |  |  | 1.6 | 0.8 | 1.6 | 1.6 | 0.6 | N |  |  | OP | X | 1 | 1998 |  |  | N | IPP Non-CHP | 2 | T T T: X; OBS BLQ BLQ: LFG |  |  |  | N | N |  | 1H | [23 empty] | N
55858 | EDL Inc | 54910 | Brent Run Generating Station | MI | Genesee | 7-2 | Landfill Gas | IC |  | S | X | X |  |  | 1.6 | 0.8 | 1.6 | 1.6 | 0.6 | N |  |  | OP | X | 1 | 1998 |  |  | N | IPP Non-CHP | 2 | T T T: X; OBS BLQ BLQ: LFG |  |  |  | N | N |  | 1H | [23 empty] | N
55858 | EDL Inc | 54910 | Brent Run Generating Station | MI | Genesee | 7-4 | Landfill Gas | IC |  | S | X | X |  |  | 1.6 | 0.8 | 1.6 | 1.6 | 0.6 | N |  |  | OP | X | 11 | 2012 |  |  | N | IPP Non-CHP | 2 | T T T: X; OBS BLQ BLQ: LFG |  |  |  | N | N |  | 1H | [23 empty] | N
55858 | EDL Inc | 54910 | Brent Run Generating Station | MI | Genesee | 7-5 | Landfill Gas | IC |  | S | X | X |  |  | 1.6 | 0.8 | 1.6 | 1.6 | 0.6 | N |  |  | OP | X | 11 | 2012 |  |  | N | IPP Non-CHP | 2 | T T T: X; OBS BLQ BLQ: LFG |  |  |  | N | N |  | 1H | [23 empty] | N
56355 | LES Project Holdings LLC | 54989 | Pine Tree Acres | MI | Macomb | GEN8 | Landfill Gas | IC |  | S | X | X |  |  | 1.6 | 0.95 | 1.6 | 1.6 | 0.3 | N |  |  | OP | X | 9 | 2010 |  |  | N | IPP Non-CHP | 2 | T T T: X; OBS BLQ BLQ: LFG |  |  |  | N | N |  | 10M | [23 empty] | N
56355 | LES Project Holdings LLC | 54989 | Pine Tree Acres | MI | Macomb | GEN9 | Landfill Gas | IC |  | S | X | X |  |  | 1.6 | 0.95 | 1.6 | 1.6 | 0.3 | N |  |  | OP | X | 9 | 2010 |  |  | N | IPP Non-CHP | 2 | T T T: X; OBS BLQ BLQ: LFG |  |  |  | N | N |  | 10M | [23 empty] | N
55858 | EDL Inc | 56851 | Bryon Center | MI | KENT | 1 | Landfill Gas | IC |  | S | X | X |  |  | 1.6 | 1 | 1.5 | 1.5 | 1.2 | N |  |  | OP | X | 3 | 2009 |  |  | N | IPP Non-CHP | 2 | T T T: X; OBS BLQ BLQ: LFG |  |  |  | N | N |  | 1H | [23 empty] | N
55858 | EDL Inc | 56851 | Bryon Center | MI | KENT | 2 | Landfill Gas | IC |  | S | X | X |  |  | 1.6 | 1 | 1.5 | 1.5 | 1.2 | N |  |  | OP | X | 3 | 2009 |  |  | N | IPP Non-CHP | 2 | T T T: X; OBS BLQ BLQ: LFG |  |  |  | N | N |  | 1H | [23 empty] | N
55858 | EDL Inc | 56852 | Pinconning White Feather | MI | BAY | 1 | Landfill Gas | IC |  | S | X | X |  |  | 1.6 | 1 | 1.5 | 1.5 | 1.2 | N |  |  | OP | X | 3 | 2009 |  |  | N | IPP Non-CHP | 2 | T T T: X; OBS BLQ BLQ: LFG |  |  |  | N | N |  | 1H | [23 empty] | N
55858 | EDL Inc | 56852 | Pinconning White Feather | MI | BAY | 2 | Landfill Gas | IC |  | S | X | X |  |  | 1.6 | 1 | 1.5 | 1.5 | 1.2 | N |  |  | OP | X | 3 | 2009 |  |  | N | IPP Non-CHP | 2 | T T T: X; OBS BLQ BLQ: LFG |  |  |  | N | N |  | 1H | [23 empty] | N
54842 | WM Renewable Energy LLC | 57024 | Waste Management Northern Oaks LFGTE | MI | Clare | GEN1 | Landfill Gas | IC |  | S | X | X | Zonal | Zonal | 1.6 | 0.98 | 1.6 | 1.6 | 0.8 | N |  |  | OP | X | 11 | 2010 |  |  | N | IPP Non-CHP | 2 | T T T: X; OBS BLQ BLQ: LFG | [6 empty] | 1H | [23 empty] | N | N | N
54842 | WM Renewable Energy LLC | 57405 | Eagle Valley (MI) | MI | Oakland | GEN1 | Landfill Gas | IC |  | S | X | X | DTE | DTE | 1.6 | 0.98 | 1.6 | 1.6 | 0.8 | N |  |  | OP | X | 7 | 2011 |  |  | N | IPP Non-CHP | 2 | T T T: X; OBS BLQ BLQ: LFG |  |  |  | N |  |  | 1H | [23 empty] | N | N | N
54842 | WM Renewable Energy LLC | 57405 | Eagle Valley (MI) | MI | Oakland | GEN2 | Landfill Gas | IC |  | S | X | X | DTE | DTE | 1.6 | 0.98 | 1.6 | 1.6 | 0.8 | N |  |  | OP | X | 7 | 2011 |  |  | N | IPP Non-CHP | 2 | T T T: X; OBS BLQ BLQ: LFG |  |  |  | N |  |  | 1H | [23 empty] | N | N | N
54842 | WM Renewable Energy LLC | 57443 | Pine Tree Acres WM LFGTE | MI | Macomb | GEN1 | Landfill Gas | IC |  | S | X | X | DECO.PINE_TREE | DECO.PINE_TREE | 1.6 | 0.98 | 1.6 | 1.6 | 0.8 | N |  |  | OP | X | 3 | 2012 |  |  | N | IPP Non-CHP | 2 | T T T: X; OBS BLQ BLQ: LFG |  |  |  | N |  |  | 1H | [23 empty] | N | N | N
54842 | WM Renewable Energy LLC | 57443 | Pine Tree Acres WM LFGTE | MI | Macomb | GEN2 | Landfill Gas | IC |  | S | X | X | DECO.PINE_TREE | DECO.PINE_TREE | 1.6 | 0.98 | 1.6 | 1.6 | 0.8 | N |  |  | OP | X | 3 | 2012 |  |  | N | IPP Non-CHP | 2 | T T T: X; OBS BLQ BLQ: LFG |  |  |  | N |  |  | 1H | [23 empty] | N | N | N
54842 | WM Renewable Energy LLC | 57443 | Pine Tree Acres WM LFGTE | MI | Macomb | GEN3 | Landfill Gas | IC |  | S | X | X | DECO.PINE_TREE | DECO.PINE_TREE | 1.6 | 0.98 | 1.6 | 1.6 | 0.8 | N |  |  | OP | X | 3 | 2012 |  |  | N | IPP Non-CHP | 2 | T T T: X; OBS BLQ BLQ: LFG |  |  |  | N |  |  | 1H | [23 empty] | N | N | N
54842 | WM Renewable Energy LLC | 57443 | Pine Tree Acres WM LFGTE | MI | Macomb | GEN4 | Landfill Gas | IC |  | S | X | X | DECO.PINE_TREE | DECO.PINE_TREE | 1.6 | 0.98 | 1.6 | 1.6 | 0.8 | N |  |  | OP | X | 3 | 2012 |  |  | N | IPP Non-CHP | 2 | T T T: X; OBS BLQ BLQ: LFG |  |  |  | N |  |  | 1H | [23 empty] | N | N | N
54842 | WM Renewable Energy LLC | 57443 | Pine Tree Acres WM LFGTE | MI | Macomb | GEN5 | Landfill Gas | IC |  | S | X | X | DECO.PINE_TREE | DECO.PINE_TREE | 1.6 | 0.98 | 1.6 | 1.6 | 0.8 | N |  |  | OP | X | 3 | 2012 |  |  | N | IPP Non-CHP | 2 | T T T: X; OBS BLQ BLQ: LFG |  |  |  | N |  |  | 1H | [23 empty] | N | N | N
54842 | WM Renewable Energy LLC | 57443 | Pine Tree Acres WM LFGTE | MI | Macomb | GEN6 | Landfill Gas | IC |  | S | X | X | DECO.PINE_TREE | DECO.PINE_TREE | 1.6 | 0.98 | 1.6 | 1.6 | 0.8 | N |  |  | OP | X | 3 | 2012 |  |  | N | IPP Non-CHP | 2 | T T T: X; OBS BLQ BLQ: LFG |  |  |  | N |  |  | 1H | [23 empty] | N | N | N
54842 | WM Renewable Energy LLC | 57443 | Pine Tree Acres WM LFGTE | MI | Macomb | GEN7 | Landfill Gas | IC |  | S | X | X | DECO.PINE_TREE | DECO.PINE_TREE | 1.6 | 0.98 | 1.6 | 1.6 | 0.8 | N |  |  | OP | X | 3 | 2012 |  |  | N | IPP Non-CHP | 2 | T T T: X; OBS BLQ BLQ: LFG |  |  |  | N |  |  | 1H | [23 empty] | N | N | N
54842 | WM Renewable Energy LLC | 57443 | Pine Tree Acres WM LFGTE | MI | Macomb | GEN8 | Landfill Gas | IC |  | S | X | X | DECO.PINE_TREE | DECO.PINE_TREE | 1.6 | 0.98 | 1.6 | 1.6 | 0.8 | N |  |  | OP | X | 3 | 2012 |  |  | N | IPP Non-CHP | 2 | T T T: X; OBS BLQ BLQ: LFG |  |  |  | N |  |  | 1H | [23 empty] | N | N | N
57029 | Blue Water Renewables Inc | 57706 | Blue Water Renewables Inc | MI | St Clair | 1 | Landfill Gas | IC |  | S | X | X |  |  | 1.6 | 0.8 | 1.6 | 1.6 | 1.1 | N |  |  | OP | X | 12 | 2011 |  |  | N | IPP Non-CHP | 2 | T T T: X; OBS BLQ BLQ: LFG |  |  |  | N | N |  | 1H |  |  |  |  | N | [15 empty] | N |  |  | N | N | N
57029 | Blue Water Renewables Inc | 57706 | Blue Water Renewables Inc | MI | St Clair | 2 | Landfill Gas | IC |  | S | X | X |  |  | 1.6 | 0.8 | 1.6 | 1.6 | 1.1 | N |  |  | OP | X | 12 | 2011 |  |  | N | IPP Non-CHP | 2 | T T T: X; OBS BLQ BLQ: LFG |  |  |  | N | N |  | 1H |  |  |  |  | N | [15 empty] | N |  |  | N | N | N
55858 | EDL Inc | 58546 | Watervliet | MI | Berrien | GEN1 | Landfill Gas | IC |  | S | X | X |  |  | 1.6 | 1 | 1.6 | 1.6 | 1.2 | N |  |  | OP | X | 2 | 2013 |  |  | N | IPP Non-CHP | 2 | T T T: X; OBS BLQ BLQ: LFG |  |  |  | N | N |  | 1H | [23 empty] | N
55858 | EDL Inc | 58546 | Watervliet | MI | Berrien | GEN2 | Landfill Gas | IC |  | S | X | X |  |  | 1.6 | 1 | 1.6 | 1.6 | 1.2 | N |  |  | OP | X | 2 | 2013 |  |  | N | IPP Non-CHP | 2 | T T T: X; OBS BLQ BLQ: LFG |  |  |  | N | N |  | 1H | [23 empty] | N
58643 | Zeeland Farm Services | 58704 | Zeeland Farm Services | MI | Ottawa | CAT-1 | Other Waste Biomass | IC |  | S | X | X |  |  | 1.6 | 0.8 | 1.4 | 1.5 | 0.8 | N |  |  | OP | X | 3 | 2006 |  |  | N | IPP Non-CHP | 2 | T T T: X; OBS BLQ BLQ: OBG | [6 empty] | 10M | [23 empty] | N
58643 | Zeeland Farm Services | 58704 | Zeeland Farm Services | MI | Ottawa | CAT-2 | Other Waste Biomass | IC |  | S | X | X |  |  | 1.6 | 0.8 | 1.5 | 1.5 | 0.8 | N |  |  | OP | X | 8 | 2009 |  |  | N | IPP Non-CHP | 2 | T T T: X; OBS BLQ BLQ: OBG | [6 empty] | 10M | [23 empty] | N
13559 | North American Natural Res | 59436 | Lennon Generating | MI | Shiawassee | 10 | Landfill Gas | IC |  | S | X | X |  |  | 1.6 | 0.96 | 1.5 | 1.5 | 1.4 | N |  |  | OP | X | 9 | 2012 |  |  | N | IPP Non-CHP | 2 | T T T: X; OBS BLQ BLQ: LFG |  |  |  |  | N |  | 10M | [23 empty] | N
13559 | North American Natural Res | 59436 | Lennon Generating | MI | Shiawassee | 7 | Landfill Gas | IC |  | S | X | X |  |  | 1.6 | 0.96 | 1.5 | 1.5 | 1.4 | N |  |  | OP | X | 5 | 2014 |  |  | N | IPP Non-CHP | 2 | T T T: X; OBS BLQ BLQ: LFG |  |  |  | N | N |  | 10M | [23 empty] | N
13559 | North American Natural Res | 59436 | Lennon Generating | MI | Shiawassee | 8 | Landfill Gas | IC |  | S | X | X |  |  | 1.6 | 0.96 | 1.5 | 1.5 | 1.4 | N |  |  | OP | X | 5 | 2014 |  |  | N | IPP Non-CHP | 2 | T T T: X; OBS BLQ BLQ: LFG |  |  |  | N | N |  | 10M | [23 empty] | N
13559 | North American Natural Res | 59436 | Lennon Generating | MI | Shiawassee | 9 | Landfill Gas | IC |  | S | X | X |  |  | 1.6 | 0.96 | 1.5 | 1.5 | 1.4 | N |  |  | OP | X | 9 | 2012 |  |  | N | IPP Non-CHP | 2 | T T T: X; OBS BLQ BLQ: LFG |  |  |  | N | N |  | 10M | [23 empty] | N
13559 | North American Natural Res | 63709 | Autumn Hills Generating Facility | MI | Ottawa | 2 | Landfill Gas | IC |  | S | X | X |  |  | 1.6 | 0.8 | 1.6 | 1.6 | 1.2 | N |  |  | OP | X | 7 | 2009 |  |  | N | IPP Non-CHP | 2 | T T T: X; OBS BLQ BLQ: LFG | [6 empty] | 10M | [23 empty] | N
13559 | North American Natural Res | 63709 | Autumn Hills Generating Facility | MI | Ottawa | 3 | Landfill Gas | IC |  | S | X | X |  |  | 1.6 | 0.8 | 1.6 | 1.6 | 1.2 | N |  |  | OP | X | 7 | 2009 |  |  | N | IPP Non-CHP | 2 | T T T: X; OBS BLQ BLQ: LFG | [6 empty] | 10M | [23 empty] | N
63632 | North American Central - LLC | 63977 | Central Generating | MI | Montcalm | 1 | Landfill Gas | IC |  | S | X | X |  |  | 1.6 | 0.9 | 1.6 | 1.6 | 1.2 | N |  |  | OP | X | 9 | 2018 |  |  | N | IPP Non-CHP | 2 | T T T: X; OBS BLQ BLQ: LFG |  |  |  |  | N |  | 10M | [23 empty] | N
63632 | North American Central - LLC | 63977 | Central Generating | MI | Montcalm | 3 | Landfill Gas | IC |  | S | X | X |  |  | 1.6 | 0.9 | 1.6 | 1.6 | 1.2 | N |  |  | OP | X | 8 | 2020 |  |  | N | IPP Non-CHP | 2 | T T T: X; OBS BLQ BLQ: LFG |  |  |  |  | N |  | 10M | [23 empty] | N
8205 | City of Hart Hydro - (MI) | 1827 | Hart | MI | Oceana | IC1 | Petroleum Liquids | IC |  | S | X | X |  |  | 1.7 | 0.8 | 1.7 | 1.7 | 0.4 | N |  |  | OP | X | 3 | 1985 |  |  | N | Electric Utility | 1 | T T T: X; OBS BLQ BLQ: DFO; OBS NG PUR: NG |  |  |  | N | N |  | 1H | [23 empty] | Y | N | Y
11713 | City of Marshall - (MI) | 1844 | Marshall (MI) | MI | Calhoun | IC5 | Natural Gas Internal Combustion Engine | IC |  | S | X | X |  |  | 1.7 | 0.8 | 1.4 | 1.4 | 0.5 | N |  |  | OP | X | 4 | 1948 |  |  | N | Electric Utility | 1 | T T T: X; OBS BLQ BLQ: NG; OBS NG PUR: DFO |  |  |  | N | N |  | 1H | [23 empty] | Y | N | Y
21158 | City of Zeeland - (MI) | 1867 | Zeeland | MI | Ottawa | 8 | Natural Gas Internal Combustion Engine | IC |  | S | X | X | CONS.MPPA | CONS.MPPA | 1.7 | 0.8 | 1.6 | 1.6 | 0.9 | N |  |  | OP | X | 1 | 1963 |  |  | N | Electric Utility | 1 | T T T: X; OBS BLQ BLQ: NG; OBS NG PUR: DFO |  |  |  | N | N |  | 1H | [23 empty] | Y | N | Y
13525 | Newberry Water & Light Board | 1846 | Newberry | MI | Luce | 4 | Petroleum Liquids | IC |  | S | X | X |  |  | 1.8 | 0.9 | 1.5 | 1.5 | 1.5 | N |  |  | OP | X | 7 | 1988 |  |  | N | Electric Utility | 1 | T T T: X; OBS BLQ BLQ: DFO |  |  |  | N | N | 0 | 1H | [20 empty] | N |  |  | N | N | N
21048 | Wyandotte Municipal Serv Comm | 1866 | Wyandotte | MI | Wayne | DG1 | Petroleum Liquids | IC |  | S | X | X |  |  | 1.8 | 0.85 | 1.8 | 1.8 | 1.8 | N |  |  | OP | X | 1 | 2007 |  |  | N | Electric Utility | 1 | T T T: X; OBS BLQ BLQ: DFO |  |  |  | N | N |  | 1H | [23 empty] | N | N | N
21048 | Wyandotte Municipal Serv Comm | 1866 | Wyandotte | MI | Wayne | DG2 | Petroleum Liquids | IC |  | S | X | X |  |  | 1.8 | 0.85 | 1.8 | 1.8 | 1.8 | N |  |  | OP | X | 1 | 2007 |  |  | N | Electric Utility | 1 | T T T: X; OBS BLQ BLQ: DFO |  |  |  | N | N |  | 1H | [23 empty] | N | N | N
21048 | Wyandotte Municipal Serv Comm | 1866 | Wyandotte | MI | Wayne | DG3 | Petroleum Liquids | IC |  | S | X | X |  |  | 1.8 | 0.85 | 1.8 | 1.8 | 1.8 | N |  |  | OP | X | 1 | 2007 |  |  | N | Electric Utility | 1 | T T T: X; OBS BLQ BLQ: DFO |  |  |  | N | N |  | 1H | [23 empty] | N | N | N
7475 | Graphic Packaging Corp | 10698 | Graphic Packaging | MI | Kalamazoo | GEN2 | Natural Gas Steam Turbine | ST |  | S | X | X |  |  | 1.8 | 0.8 | 1.5 | 1.5 | 0.3 | N |  |  | OP | X | 1 | 1992 |  |  | Y | Industrial CHP | 7 | [11 empty] | N | N |  | OVER | [23 empty] | N | N | N | bar: T T T to OBS BLQ BLQ; DFO NG NG
20680 | William Beaumont Hospital | 50937 | William Beaumont Hospital | MI | Oakland | GENA | Petroleum Liquids | IC |  | S | X | X |  |  | 1.9 | 0.8 | 1.9 | 1.9 | 0.5 | N |  |  | SB | Y | 10 | 1992 |  |  | N | Commercial Non-CHP | 4 | T T T: X; OBS BLQ BLQ: DFO; OBS NG PUR: NG |  |  |  | N |  |  | 10M | [23 empty] | Y | Y | Y
20680 | William Beaumont Hospital | 50937 | William Beaumont Hospital | MI | Oakland | GENB | Petroleum Liquids | IC |  | S | X | X |  |  | 1.9 | 0.8 | 1.9 | 1.9 | 0.5 | N |  |  | SB | Y | 10 | 1992 |  |  | N | Commercial Non-CHP | 4 | T T T: X; OBS BLQ BLQ: DFO; OBS NG PUR: NG |  |  |  | N |  |  | 10M | [23 empty] | Y | Y | Y
3828 | Cloverland Electric Co-op | 1750 | Manistique | MI | Schoolcraft | 1 | Petroleum Liquids | IC |  | S | X | X | MIUP.MANSTQN1 |  | 2 | 0.9 | 2 | 2 | 2 | N |  |  | OP | X | 7 | 1960 |  |  | N | Electric Utility | 1 | T T T: X; OBS BLQ BLQ: DFO |  |  |  | N | N |  | 1H | [23 empty] | N | N | N
8205 | City of Hart Hydro - (MI) | 1827 | Hart | MI | Oceana | IC3 | Petroleum Liquids | IC |  | S | X | X |  |  | 2 | 0.8 | 2 | 2 | 0.4 | N |  |  | OP | X | 4 | 1985 |  |  | N | Electric Utility | 1 | T T T: X; OBS BLQ BLQ: DFO; OBS NG PUR: NG |  |  |  | N |  |  | 1H | [23 empty] | Y | N | Y
15246 | City of Portland - (MI) | 1851 | Frank Jenkins | MI | Ionia | 5 | Petroleum Liquids | IC |  | S | X | X |  |  | 2 | 1 | 1.7 | 1.7 | 0.2 | N |  |  | SB | Y | 8 | 1995 |  |  | N | Electric Utility | 1 | T T T: X; OBS BLQ BLQ: DFO; OBS NG PUR: NG |  |  |  | N | N |  | 12H | [23 empty] | Y | Y | Y
21158 | City of Zeeland - (MI) | 1867 | Zeeland | MI | Ottawa | 7 | Natural Gas Internal Combustion Engine | IC |  | S | X | X | CONS.MPPA | CONS.MPPA | 2 | 0.8 | 2 | 2 | 1 | N |  |  | OP | X | 1 | 1957 |  |  | N | Electric Utility | 1 | T T T: X; OBS BLQ BLQ: NG; OBS NG PUR: DFO |  |  |  | N | N |  | 1H | [23 empty] | Y | N | Y
18895 | Thumb Electric Coop of Mich | 1874 | Caro | MI | Tuscola | 5 | Petroleum Liquids | IC |  | S | X | X |  |  | 2 | 1 | 2 | 2 | 1 | N |  |  | OP | X | 5 | 1999 |  |  | N | Electric Utility | 1 | T T T: X; OBS BLQ BLQ: DFO |  |  |  | N | N |  | 1H | [23 empty] | N |  | N
18895 | Thumb Electric Coop of Mich | 1874 | Caro | MI | Tuscola | 6 | Petroleum Liquids | IC |  | S | X | X |  |  | 2 | 1 | 2 | 2 | 1 | N |  |  | OP | X | 4 | 2000 |  |  | N | Electric Utility | 1 | T T T: X; OBS BLQ BLQ: DFO |  |  |  | N | N |  | 1H | [23 empty] | N |  | N
13945 | Beaumont Hospital Dearborn Campus | 50260 | Beaumont Hospital Dearborn Campus | MI | Wayne | 1 2M | Petroleum Liquids | IC |  | S | X | X |  |  | 2 | 0.8 | 2 | 2 | 0 | N |  |  | SB | N | 1 | 2006 |  |  | N | Commercial Non-CHP | 4 | T T T: X; OBS BLQ BLQ: DFO |  |  |  | N | N |  | 10M | [20 empty] | N |  |  | N | N | N
13945 | Beaumont Hospital Dearborn Campus | 50260 | Beaumont Hospital Dearborn Campus | MI | Wayne | 2 2M | Petroleum Liquids | IC |  | S | X | X |  |  | 2 | 0.8 | 2 | 2 | 0 | N |  |  | SB | N | 1 | 2006 |  |  | N | Commercial Non-CHP | 4 | T T T: X; OBS BLQ BLQ: DFO |  |  |  | N | N |  | 10M | [20 empty] | N |  |  | N | N | N
2769 | Cargill Inc | 54965 | Cargill Salt | MI | St Clair | ACTG | Natural Gas Steam Turbine | ST |  | S | X | X |  |  | 2 | 0.8 | 2 | 2 | 0.9 | N |  |  | OP | X | 1 | 1968 |  |  | Y | Industrial CHP | 7 | [11 empty] | N | N |  | 12H | N | N |  |  | N | N | N | [16 empty] | N | N | N | bar: T T T to OBS BLQ BLQ; DFO NG NG
21158 | City of Zeeland - (MI) | 56503 | Riley Generating Station | MI | Ottawa | 1 | Natural Gas Internal Combustion Engine | IC |  | S | X | X | CONS.MPPA | CONS.MPPA | 2 | 0.8 | 2 | 2.1 | 0.2 | N |  |  | OP | X | 7 | 2006 |  |  | N | Electric Utility | 1 | [11 empty] | N | N |  | 1H | [23 empty] | N | N | N | bar: T T T to OBS BLQ BLQ
21158 | City of Zeeland - (MI) | 56503 | Riley Generating Station | MI | Ottawa | 2 | Natural Gas Internal Combustion Engine | IC |  | S | X | X | CONS.MPPA | CONS.MPPA | 2 | 0.8 | 2 | 2.1 | 0.2 | N |  |  | OP | X | 7 | 2006 |  |  | N | Electric Utility | 1 | [11 empty] | N | N |  | 1H | [23 empty] | N | N | N | bar: T T T to OBS BLQ BLQ
21158 | City of Zeeland - (MI) | 56503 | Riley Generating Station | MI | Ottawa | 3 | Natural Gas Internal Combustion Engine | IC |  | S | X | X | CONS.MPPA | CONS.MPPA | 2 | 0.8 | 2 | 2.1 | 0.2 | N |  |  | OP | X | 7 | 2006 |  |  | N | Electric Utility | 1 | [11 empty] | N | N |  | 1H | [23 empty] | N | N | N | bar: T T T to OBS BLQ BLQ
21158 | City of Zeeland - (MI) | 56503 | Riley Generating Station | MI | Ottawa | 4 | Natural Gas Internal Combustion Engine | IC |  | S | X | X | CONS.MPPA | CONS.MPPA | 2 | 0.8 | 2 | 2.1 | 0.2 | N |  |  | OP | X | 7 | 2006 |  |  | N | Electric Utility | 1 | [11 empty] | N | N |  | 1H | [23 empty] | N | N | N | bar: T T T to OBS BLQ BLQ
21158 | City of Zeeland - (MI) | 56503 | Riley Generating Station | MI | Ottawa | 5 | Natural Gas Internal Combustion Engine | IC |  | S | X | X | CONS.MPPA | CONS.MPPA | 2 | 0.8 | 2 | 2.1 | 0.2 | N |  |  | OP | X | 7 | 2006 |  |  | N | Electric Utility | 1 | [11 empty] | N | N |  | 1H | [23 empty] | N | N | N | bar: T T T to OBS BLQ BLQ
57427 | RockTenn-Battle Creek Mill | 58052 | Battle Creek Mill | MI | Calhoun | 1TG | Natural Gas Steam Turbine | ST |  | S | X | X |  |  | 2 | 0.8 | 0.8 | 1.2 | 0.1 | N |  |  | OP | X | 12 | 2000 |  |  | Y | Industrial CHP | 7 | T T T: T; OBS BLQ BLQ: NG; OBS NG PUR: DFO; DFO NG NG: NG |  |  |  | N | N |  | 12H | [20 empty] | N |  |  | Y | N | Y
57427 | RockTenn-Battle Creek Mill | 58052 | Battle Creek Mill | MI | Calhoun | 2TG | Natural Gas Steam Turbine | ST |  | S | X | X |  |  | 2 | 0.8 | 0.8 | 1.2 | 0.2 | N |  |  | OS | X | 1 | 1951 |  |  | Y | Industrial CHP | 7 | T T T: T; OBS BLQ BLQ: NG; OBS NG PUR: DFO; DFO NG NG: NG |  |  |  | N | N |  | 12H | [23 empty] | Y | N | Y
58313 | The Andersons Albion Ethanol LLC | 58330 | The Andersons Albion Ethanol LLC | MI | Calhoun | 9611 | Natural Gas Steam Turbine | ST |  | S | X | X |  |  | 2 | 0.9 | 1.2 | 1.2 | 0.1 | N |  |  | OP | X | 8 | 2006 |  |  | Y | Industrial CHP | 7 | [11 empty] | N | N |  | 12H | [23 empty] | N | bar: T T T to OBS BLQ BLQ; DFO NG NG
11713 | City of Marshall - (MI) | 1844 | Marshall (MI) | MI | Calhoun | IC3 | Natural Gas Internal Combustion Engine | IC |  | S | X | X |  |  | 2.1 | 0.8 | 1.9 | 1.9 | 1 | N |  |  | OP | X | 8 | 1973 |  |  | N | Electric Utility | 1 | T T T: X; OBS BLQ BLQ: NG; OBS NG PUR: DFO |  |  |  | N | N |  | 1H | [23 empty] | Y | N | Y
58170 | Cargill Salt Hersey | 58196 | Cargill Salt Hersey | MI | Osceola | ST1 | Natural Gas Steam Turbine | ST |  | S | X | X |  |  | 2.1 | 0.8 | 2.1 | 2.1 | 0.6 | N |  |  | OP | X | 9 | 1998 |  |  | Y | Industrial CHP | 7 | [11 empty] | N | N |  | OVER | [20 empty] | N |  |  | N | N | N | bar: T T T to OBS BLQ BLQ; DFO NG NG
2769 | Cargill Inc | 54965 | Cargill Salt | MI | St Clair | EACTG | Natural Gas Steam Turbine | ST |  | S | X | X |  |  | 2.2 | 0.85 | 2.2 | 2.2 | 0.5 | N |  |  | OA | X | 8 | 2017 |  |  | Y | Industrial CHP | 7 | [11 empty] | N | N |  | 12H | [23 empty] | N | N | N | bar: T T T to OBS BLQ BLQ; DFO NG NG
56478 | University of Michigan NCampus Research | 54604 | Warner Lambert | MI | Washtenaw | 085-1 | Petroleum Liquids | IC |  | S | X | X |  |  | 2.3 | 0.8 | 2.3 | 2.3 | 0 | N |  |  | SB | Y | 12 | 2005 |  |  | N | Commercial CHP | 5 | T T T: X; OBS BLQ BLQ: DFO |  |  |  | N | N |  | 10M | [23 empty] | N | N | N
56478 | University of Michigan NCampus Research | 54604 | Warner Lambert | MI | Washtenaw | 085-2 | Petroleum Liquids | IC |  | S | X | X |  |  | 2.3 | 0.8 | 2.3 | 2.3 | 0 | N |  |  | SB | Y | 12 | 2005 |  |  | N | Commercial CHP | 5 | T T T: X; OBS BLQ BLQ: DFO |  |  |  | N | N |  | 10M | [20 empty] | N |  |  | N | N | N
56478 | University of Michigan NCampus Research | 54604 | Warner Lambert | MI | Washtenaw | 800-1 | Petroleum Liquids | IC |  | S | X | X |  |  | 2.3 | 0.8 | 2.3 | 2.3 | 0 | N |  |  | SB | Y | 11 | 2007 |  |  | N | Commercial CHP | 5 | T T T: X; OBS BLQ BLQ: DFO |  |  |  | N | N |  | 10M | [20 empty] | N |  |  | N |  | N
18895 | Thumb Electric Coop of Mich | 1875 | Ubly | MI | Huron | 7 | Petroleum Liquids | IC |  | S | X | X |  |  | 2.5 | 1 | 2.5 | 2.5 | 1.8 | N |  |  | OP | X | 5 | 2000 |  |  | N | Electric Utility | 1 | T T T: X; OBS BLQ BLQ: DFO |  |  |  | N | N |  | 1H | [23 empty] | N |  | N
18895 | Thumb Electric Coop of Mich | 1875 | Ubly | MI | Huron | 8 | Petroleum Liquids | IC |  | S | X | X |  |  | 2.5 | 1 | 2.5 | 2.5 | 1.8 | N |  |  | OP | X | 10 | 2001 |  |  | N | Electric Utility | 1 | T T T: X; OBS BLQ BLQ: DFO; OBS NG PUR: NG |  |  |  | N | N |  | 1H | [23 empty] | Y | N | Y
5109 | DTE Electric Company | 1725 | Colfax | MI | Livingston | 1 | Petroleum Liquids | IC |  | S | X | X |  |  | 2.7 | 0.8 | 2 | 2 | 0.6 | N |  |  | OP | X | 11 | 1969 |  |  | N | Electric Utility | 1 | T T T: X; OBS BLQ BLQ: DFO |  |  |  | N | N |  | 10M | [23 empty] | N |  | N
5109 | DTE Electric Company | 1725 | Colfax | MI | Livingston | 2 | Petroleum Liquids | IC |  | S | X | X |  |  | 2.7 | 0.8 | 3 | 3 | 0.6 | N |  |  | OP | X | 12 | 1969 |  |  | N | Electric Utility | 1 | T T T: X; OBS BLQ BLQ: DFO |  |  |  | N | N |  | 10M | [23 empty] | N |  | N
5109 | DTE Electric Company | 1725 | Colfax | MI | Livingston | 3 | Petroleum Liquids | IC |  | S | X | X |  |  | 2.7 | 0.8 | 3 | 3 | 0.6 | N |  |  | OP | X | 11 | 1969 |  |  | N | Electric Utility | 1 | T T T: X; OBS BLQ BLQ: DFO |  |  |  | N | N |  | 10M | [23 empty] | N |  | N
5109 | DTE Electric Company | 1725 | Colfax | MI | Livingston | 4 | Petroleum Liquids | IC |  | S | X | X |  |  | 2.7 | 0.8 | 3 | 3 | 0.6 | N |  |  | OP | X | 12 | 1969 |  |  | N | Electric Utility | 1 | T T T: X; OBS BLQ BLQ: DFO |  |  |  | N | N |  | 10M | [23 empty] | N
5109 | DTE Electric Company | 1725 | Colfax | MI | Livingston | 5 | Petroleum Liquids | IC |  | S | X | X |  |  | 2.7 | 0.8 | 3 | 3 | 0.6 | N |  |  | OP | X | 11 | 1969 |  |  | N | Electric Utility | 1 | T T T: X; OBS BLQ BLQ: DFO |  |  |  | N | N |  | 10M | [23 empty] | N
5109 | DTE Electric Company | 1733 | Monroe (MI) | MI | Monroe | IC1 | Petroleum Liquids | IC |  | S | X | X |  |  | 2.7 | 0.8 | 2 | 2 | 0.6 | N |  |  | OP | X | 11 | 1969 |  |  | N | Electric Utility | 1 | T T T: X; OBS BLQ BLQ: DFO |  |  |  | N | N |  | 10M | [23 empty] | N
5109 | DTE Electric Company | 1733 | Monroe (MI) | MI | Monroe | IC2 | Petroleum Liquids | IC |  | S | X | X |  |  | 2.7 | 0.8 | 3 | 3 | 0.6 | N |  |  | OP | X | 12 | 1969 |  |  | N | Electric Utility | 1 | T T T: X; OBS BLQ BLQ: DFO |  |  |  | N | N |  | 10M | [23 empty] | N
5109 | DTE Electric Company | 1733 | Monroe (MI) | MI | Monroe | IC3 | Petroleum Liquids | IC |  | S | X | X |  |  | 2.7 | 0.8 | 3 | 3 | 0.6 | N |  |  | OP | X | 11 | 1969 |  |  | N | Electric Utility | 1 | T T T: X; OBS BLQ BLQ: DFO |  |  |  | N | N |  | 10M | [23 empty] | N
5109 | DTE Electric Company | 1733 | Monroe (MI) | MI | Monroe | IC4 | Petroleum Liquids | IC |  | S | X | X |  |  | 2.7 | 0.8 | 3 | 3 | 0.6 | N |  |  | OP | X | 12 | 1969 |  |  | N | Electric Utility | 1 | T T T: X; OBS BLQ BLQ: DFO |  |  |  | N | N |  | 10M | [23 empty] | N
5109 | DTE Electric Company | 1733 | Monroe (MI) | MI | Monroe | IC5 | Petroleum Liquids | IC |  | S | X | X |  |  | 2.7 | 0.8 | 3 | 3 | 0.6 | N |  |  | OP | X | 11 | 1969 |  |  | N | Electric Utility | 1 | T T T: X; OBS BLQ BLQ: DFO |  |  |  | N | N |  | 10M | [23 empty] | N
5109 | DTE Electric Company | 1735 | Oliver | MI | Huron | 1 | Petroleum Liquids | IC |  | S | X | X |  |  | 2.7 | 0.8 | 2 | 2 | 0.6 | N |  |  | OP | X | 1 | 1970 |  |  | N | Electric Utility | 1 | T T T: X; OBS BLQ BLQ: DFO |  |  |  | N | N |  | 10M | [23 empty] | N
5109 | DTE Electric Company | 1735 | Oliver | MI | Huron | 2 | Petroleum Liquids | IC |  | S | X | X |  |  | 2.7 | 0.8 | 3 | 3 | 0.6 | N |  |  | OP | X | 1 | 1970 |  |  | N | Electric Utility | 1 | T T T: X; OBS BLQ BLQ: DFO |  |  |  | N | N |  | 10M | [23 empty] | N
5109 | DTE Electric Company | 1735 | Oliver | MI | Huron | 3 | Petroleum Liquids | IC |  | S | X | X |  |  | 2.7 | 0.8 | 3 | 3 | 0.6 | N |  |  | OP | X | 1 | 1970 |  |  | N | Electric Utility | 1 | T T T: X; OBS BLQ BLQ: DFO |  |  |  | N | N |  | 10M | [23 empty] | N
5109 | DTE Electric Company | 1735 | Oliver | MI | Huron | 4 | Petroleum Liquids | IC |  | S | X | X |  |  | 2.7 | 0.8 | 3 | 3 | 0.6 | N |  |  | OP | X | 1 | 1970 |  |  | N | Electric Utility | 1 | T T T: X; OBS BLQ BLQ: DFO |  |  |  | N | N |  | 10M | [23 empty] | N
5109 | DTE Electric Company | 1735 | Oliver | MI | Huron | 5 | Petroleum Liquids | IC |  | S | X | X |  |  | 2.7 | 0.8 | 3 | 3 | 0.6 | N |  |  | OP | X | 1 | 1970 |  |  | N | Electric Utility | 1 | T T T: X; OBS BLQ BLQ: DFO |  |  |  | N | N |  | 10M | [23 empty] | N
5109 | DTE Electric Company | 1737 | Placid 12 | MI | Oakland | 1 | Petroleum Liquids | IC |  | S | X | X |  |  | 2.7 | 0.8 | 2 | 2 | 0.6 | N |  |  | OP | X | 11 | 1970 |  |  | N | Electric Utility | 1 | T T T: X; OBS BLQ BLQ: DFO |  |  |  | N | N |  | 10M | [23 empty] | N
5109 | DTE Electric Company | 1737 | Placid 12 | MI | Oakland | 2 | Petroleum Liquids | IC |  | S | X | X |  |  | 2.7 | 0.8 | 3 | 3 | 0.6 | N |  |  | OP | X | 12 | 1970 |  |  | N | Electric Utility | 1 | T T T: X; OBS BLQ BLQ: DFO |  |  |  | N | N |  | 10M | [23 empty] | N
5109 | DTE Electric Company | 1737 | Placid 12 | MI | Oakland | 3 | Petroleum Liquids | IC |  | S | X | X |  |  | 2.7 | 0.8 | 3 | 3 | 0.6 | N |  |  | OP | X | 11 | 1970 |  |  | N | Electric Utility | 1 | T T T: X; OBS BLQ BLQ: DFO |  |  |  | N | N |  | 10M | [23 empty] | N
5109 | DTE Electric Company | 1737 | Placid 12 | MI | Oakland | 4 | Petroleum Liquids | IC |  | S | X | X |  |  | 2.7 | 0.8 | 3 | 3 | 0.6 | N |  |  | OP | X | 11 | 1970 |  |  | N | Electric Utility | 1 | T T T: X; OBS BLQ BLQ: DFO |  |  |  | N | N |  | 10M | [23 empty] | N
5109 | DTE Electric Company | 1737 | Placid 12 | MI | Oakland | 5 | Petroleum Liquids | IC |  | S | X | X |  |  | 2.7 | 0.8 | 3 | 3 | 0.6 | N |  |  | OP | X | 11 | 1970 |  |  | N | Electric Utility | 1 | T T T: X; OBS BLQ BLQ: DFO |  |  |  | N | N |  | 10M | [23 empty] | N
5109 | DTE Electric Company | 1739 | Putnam (MI) | MI | Oakland | 1 | Petroleum Liquids | IC |  | S | X | X |  |  | 2.7 | 0.8 | 2 | 2 | 0.6 | N |  |  | OP | X | 6 | 1971 |  |  | N | Electric Utility | 1 | T T T: X; OBS BLQ BLQ: DFO |  |  |  | N | N |  | 10M | [23 empty] | N
5109 | DTE Electric Company | 1739 | Putnam (MI) | MI | Oakland | 2 | Petroleum Liquids | IC |  | S | X | X |  |  | 2.7 | 0.8 | 3 | 3 | 0.6 | N |  |  | OP | X | 6 | 1971 |  |  | N | Electric Utility | 1 | T T T: X; OBS BLQ BLQ: DFO |  |  |  | N | N |  | 10M | [23 empty] | N
5109 | DTE Electric Company | 1739 | Putnam (MI) | MI | Oakland | 3 | Petroleum Liquids | IC |  | S | X | X |  |  | 2.7 | 0.8 | 3 | 3 | 0.6 | N |  |  | OP | X | 6 | 1971 |  |  | N | Electric Utility | 1 | T T T: X; OBS BLQ BLQ: DFO |  |  |  | N | N |  | 10M | [23 empty] | N
5109 | DTE Electric Company | 1739 | Putnam (MI) | MI | Oakland | 4 | Petroleum Liquids | IC |  | S | X | X |  |  | 2.7 | 0.8 | 3 | 3 | 0.6 | N |  |  | OP | X | 6 | 1971 |  |  | N | Electric Utility | 1 | T T T: X; OBS BLQ BLQ: DFO |  |  |  | N | N |  | 10M | [23 empty] | N
5109 | DTE Electric Company | 1739 | Putnam (MI) | MI | Oakland | 5 | Petroleum Liquids | IC |  | S | X | X |  |  | 2.7 | 0.8 | 3 | 3 | 0.6 | N |  |  | OP | X | 6 | 1971 |  |  | N | Electric Utility | 1 | T T T: X; OBS BLQ BLQ: DFO |  |  |  | N | N |  | 10M | [23 empty] | N
5109 | DTE Electric Company | 1740 | River Rouge | MI | Wayne | IC1 | Petroleum Liquids | IC |  | S | X | X |  |  | 2.7 | 0.8 | 2 | 2 | 0.8 | N |  |  | OP | X | 11 | 1967 |  |  | N | Electric Utility | 1 | T T T: X; OBS BLQ BLQ: DFO |  |  |  | N | N |  | 10M | [23 empty] | N
5109 | DTE Electric Company | 1740 | River Rouge | MI | Wayne | IC2 | Petroleum Liquids | IC |  | S | X | X |  |  | 2.7 | 0.8 | 3 | 3 | 0.8 | N |  |  | OP | X | 12 | 1967 |  |  | N | Electric Utility | 1 | T T T: X; OBS BLQ BLQ: DFO |  |  |  | N | N |  | 10M | [23 empty] | N
5109 | DTE Electric Company | 1740 | River Rouge | MI | Wayne | IC3 | Petroleum Liquids | IC |  | S | X | X |  |  | 2.7 | 0.8 | 3 | 3 | 0.8 | N |  |  | OP | X | 11 | 1967 |  |  | N | Electric Utility | 1 | T T T: X; OBS BLQ BLQ: DFO |  |  |  | N | N |  | 10M | [23 empty] | N
5109 | DTE Electric Company | 1740 | River Rouge | MI | Wayne | IC4 | Petroleum Liquids | IC |  | S | X | X |  |  | 2.7 | 0.8 | 3 | 3 | 0.8 | N |  |  | OP | X | 11 | 1967 |  |  | N | Electric Utility | 1 | T T T: X; OBS BLQ BLQ: DFO |  |  |  | N | N |  | 10M | [23 empty] | N
5109 | DTE Electric Company | 1741 | Slocum | MI | Wayne | 1 | Petroleum Liquids | IC |  | S | X | X |  |  | 2.7 | 0.8 | 2 | 2 | 0.6 | N |  |  | OP | X | 12 | 1968 |  |  | N | Electric Utility | 1 | T T T: X; OBS BLQ BLQ: DFO |  |  |  | N | N |  | 10M | [23 empty] | N
5109 | DTE Electric Company | 1741 | Slocum | MI | Wayne | 2 | Petroleum Liquids | IC |  | S | X | X |  |  | 2.7 | 0.8 | 3 | 3 | 0.6 | N |  |  | OP | X | 12 | 1968 |  |  | N | Electric Utility | 1 | T T T: X; OBS BLQ BLQ: DFO |  |  |  | N | N |  | 10M | [23 empty] | N
5109 | DTE Electric Company | 1741 | Slocum | MI | Wayne | 3 | Petroleum Liquids | IC |  | S | X | X |  |  | 2.7 | 0.8 | 3 | 3 | 0.6 | N |  |  | OP | X | 11 | 1968 |  |  | N | Electric Utility | 1 | T T T: X; OBS BLQ BLQ: DFO |  |  |  | N | N |  | 10M | [23 empty] | N
5109 | DTE Electric Company | 1741 | Slocum | MI | Wayne | 4 | Petroleum Liquids | IC |  | S | X | X |  |  | 2.7 | 0.8 | 3 | 3 | 0.6 | N |  |  | OP | X | 11 | 1968 |  |  | N | Electric Utility | 1 | T T T: X; OBS BLQ BLQ: DFO |  |  |  | N | N |  | 10M | [23 empty] | N
5109 | DTE Electric Company | 1741 | Slocum | MI | Wayne | 5 | Petroleum Liquids | IC |  | S | X | X |  |  | 2.7 | 0.8 | 3 | 3 | 0.6 | N |  |  | OP | X | 11 | 1968 |  |  | N | Electric Utility | 1 | T T T: X; OBS BLQ BLQ: DFO |  |  |  | N | N |  | 10M | [23 empty] | N
5109 | DTE Electric Company | 1743 | St Clair | MI | St Clair | 12A | Petroleum Liquids | IC |  | S | X | X |  |  | 2.7 | 0.8 | 2 | 2 | 0.6 | N |  |  | OP | X | 12 | 1970 |  |  | N | Electric Utility | 1 | T T T: X; OBS BLQ BLQ: DFO |  |  |  | N | N |  | 10M |  | N |  |  | N | [18 empty] | N | N | N
5109 | DTE Electric Company | 1743 | St Clair | MI | St Clair | 12B | Petroleum Liquids | IC |  | S | X | X |  |  | 2.7 | 0.8 | 3 | 3 | 0.6 | N |  |  | OP | X | 12 | 1970 |  |  | N | Electric Utility | 1 | T T T: X; OBS BLQ BLQ: DFO |  |  |  | N | N |  | 10M |  | N |  |  | N | [18 empty] | N | N | N
5109 | DTE Electric Company | 1746 | Wilmot | MI | Tuscola | 1 | Petroleum Liquids | IC |  | S | X | X |  |  | 2.7 | 0.8 | 2 | 2 | 0.6 | N |  |  | OP | X | 12 | 1968 |  |  | N | Electric Utility | 1 | T T T: X; OBS BLQ BLQ: DFO |  |  |  | N | N |  | 10M | [23 empty] | N
5109 | DTE Electric Company | 1746 | Wilmot | MI | Tuscola | 2 | Petroleum Liquids | IC |  | S | X | X |  |  | 2.7 | 0.8 | 3 | 3 | 0.6 | N |  |  | OP | X | 12 | 1968 |  |  | N | Electric Utility | 1 | T T T: X; OBS BLQ BLQ: DFO |  |  |  | N | N |  | 10M | [23 empty] | N
5109 | DTE Electric Company | 1746 | Wilmot | MI | Tuscola | 3 | Petroleum Liquids | IC |  | S | X | X |  |  | 2.7 | 0.8 | 3 | 3 | 0.6 | N |  |  | OP | X | 12 | 1968 |  |  | N | Electric Utility | 1 | T T T: X; OBS BLQ BLQ: DFO |  |  |  | N | N |  | 10M | [23 empty] | N
5109 | DTE Electric Company | 1746 | Wilmot | MI | Tuscola | 4 | Petroleum Liquids | IC |  | S | X | X |  |  | 2.7 | 0.8 | 3 | 3 | 0.6 | N |  |  | OP | X | 12 | 1968 |  |  | N | Electric Utility | 1 | T T T: X; OBS BLQ BLQ: DFO |  |  |  | N | N |  | 10M | [23 empty] | N
5109 | DTE Electric Company | 1746 | Wilmot | MI | Tuscola | 5 | Petroleum Liquids | IC |  | S | X | X |  |  | 2.7 | 0.8 | 3 | 3 | 0.6 | N |  |  | OP | X | 12 | 1968 |  |  | N | Electric Utility | 1 | T T T: X; OBS BLQ BLQ: DFO |  |  |  | N | N |  | 10M | [23 empty] | N
5109 | DTE Electric Company | 6034 | Belle River | MI | St Clair | 3 | Petroleum Liquids | IC |  | S | X | X |  |  | 2.7 | 0.8 | 3 | 3 | 0.6 | N |  |  | OP | X | 11 | 1981 |  |  | N | Electric Utility | 1 | T T T: X; OBS BLQ BLQ: DFO |  |  |  | N | N |  | 10M |  | N |  |  | N | [18 empty] | N | N
5109 | DTE Electric Company | 6034 | Belle River | MI | St Clair | 4 | Petroleum Liquids | IC |  | S | X | X |  |  | 2.7 | 0.8 | 3 | 3 | 0.6 | N |  |  | OP | X | 11 | 1981 |  |  | N | Electric Utility | 1 | T T T: X; OBS BLQ BLQ: DFO |  |  |  | N | N |  | 10M |  | N |  |  | N | [18 empty] | N | N
5109 | DTE Electric Company | 6034 | Belle River | MI | St Clair | 5 | Petroleum Liquids | IC |  | S | X | X |  |  | 2.7 | 0.8 | 3 | 3 | 0.6 | N |  |  | OP | X | 11 | 1981 |  |  | N | Electric Utility | 1 | T T T: X; OBS BLQ BLQ: DFO |  |  |  | N | N |  | 10M |  | N |  |  | N | [18 empty] | N | N
5109 | DTE Electric Company | 6034 | Belle River | MI | St Clair | IC1 | Petroleum Liquids | IC |  | S | X | X |  |  | 2.7 | 0.8 | 2 | 2 | 0.6 | N |  |  | OP | X | 11 | 1981 |  |  | N | Electric Utility | 1 | T T T: X; OBS BLQ BLQ: DFO |  |  |  | N | N |  | 10M |  | N |  |  | N | [18 empty] | N | N
5109 | DTE Electric Company | 6034 | Belle River | MI | St Clair | IC2 | Petroleum Liquids | IC |  | S | X | X |  |  | 2.7 | 0.8 | 3 | 3 | 0.6 | N |  |  | OP | X | 11 | 1981 |  |  | N | Electric Utility | 1 | T T T: X; OBS BLQ BLQ: DFO |  |  |  | N | N |  | 10M |  | N |  |  | N | [18 empty] | N | N
25049 | Gas Recovery Systems Inc | 55597 | GRS C&C | MI | Calhoun | 4 | Landfill Gas | GT |  | S | X | X |  |  | 2.7 | 0.98 | 2.3 | 2.6 | 2.2 | N |  |  | OP | X | 2 | 2007 |  |  | N | IPP Non-CHP | 2 | T T T: X; OBS BLQ BLQ: LFG |  |  |  | N |  |  | 1H | [23 empty] | N
3828 | Cloverland Electric Co-op | 1750 | Manistique | MI | Schoolcraft | 2 | Petroleum Liquids | IC |  | S | X | X | MIUP.MANSTQN1 |  | 2.8 | 0.9 | 2.8 | 2.8 | 2.8 | N |  |  | OP | X | 12 | 1972 |  |  | N | Electric Utility | 1 | T T T: X; OBS BLQ BLQ: DFO |  |  |  | N | N |  | 1H | [23 empty] | N | N | N
62127 | Generate Fremont Digester, LLC. | 59785 | Fremont Community Digester, LLC | MI | Newaygo | 19001 | Other Waste Biomass | IC |  | S | X | X |  |  | 2.9 | 0.8 | 2.9 | 2.9 | 1.5 | N |  |  | OP | X | 12 | 2012 |  |  | Y | IPP CHP | 3 | T T T: T; OBS BLQ BLQ: OBG; DFO NG NG: NG |  |  |  | N | N |  | 1H | [23 empty] | N | N | N
62127 | Generate Fremont Digester, LLC. | 59785 | Fremont Community Digester, LLC | MI | Newaygo | 19002 | Other Waste Biomass | IC |  | S | X | X |  |  | 2.9 | 0.8 | 2.9 | 2.9 | 1.5 | N |  |  | OP | X | 12 | 2012 |  |  | N | IPP CHP | 3 | T T T: X; OBS BLQ BLQ: OBG; DFO NG NG: NG | [6 empty] | 1H | [23 empty] | N | N
13525 | Newberry Water & Light Board | 1846 | Newberry | MI | Luce | 1 | Petroleum Liquids | IC |  | S | X | X |  |  | 3 | 0.9 | 2.5 | 2.5 | 2.5 | N |  |  | OP | X | 6 | 1974 |  |  | N | Electric Utility | 1 | T T T: X; OBS BLQ BLQ: DFO |  |  |  | N | N |  | 1H | [20 empty] | N |  |  | N | N | N
3828 | Cloverland Electric Co-op | 1868 | Dafter | MI | Chippewa | 4 | Petroleum Liquids | IC |  | S | X | X |  |  | 3 | 0.9 | 2.5 | 2.5 | 2.5 | N |  |  | OP | X | 6 | 1960 |  |  | N | Electric Utility | 1 | T T T: X; OBS BLQ BLQ: DFO |  |  |  | N |  |  | 1H | [23 empty] | N
3828 | Cloverland Electric Co-op | 1868 | Dafter | MI | Chippewa | 5 | Petroleum Liquids | IC |  | S | X | X |  |  | 3 | 0.9 | 2.5 | 2.5 | 2.5 | N |  |  | OP | X | 6 | 1960 |  |  | N | Electric Utility | 1 | T T T: X; OBS BLQ BLQ: DFO |  |  |  | N |  |  | 1H | [23 empty] | N
3828 | Cloverland Electric Co-op | 6369 | Detour | MI | Chippewa | 6 | Petroleum Liquids | IC |  | S | X | X | MIUP.DETRDBN1 |  | 3 | 0.9 | 2.5 | 2.5 | 2.5 | N |  |  | OP | X | 10 | 1973 |  |  | N | Electric Utility | 1 | T T T: X; OBS BLQ BLQ: DFO |  |  |  |  | N |  | 1H | [23 empty] | N
3828 | Cloverland Electric Co-op | 6369 | Detour | MI | Chippewa | 7 | Petroleum Liquids | IC |  | S | X | X | MIUP.DETRDBN1 |  | 3 | 0.9 | 2.5 | 2.5 | 2.5 | N |  |  | OP | X | 8 | 1976 |  |  | N | Electric Utility | 1 | T T T: X; OBS BLQ BLQ: DFO |  |  |  |  | N |  | 1H | [23 empty] | N
56478 | University of Michigan NCampus Research | 54604 | Warner Lambert | MI | Washtenaw | 5164 | Natural Gas Fired Combustion Turbine | GT |  | S | X | X |  |  | 3 | 0.8 | 2.8 | 3.2 | 0 | N |  |  | OP | X | 8 | 1989 |  |  | Y | Commercial CHP | 5 | T T T: T; OBS BLQ BLQ: NG; OBS NG PUR: DFO |  |  |  | N | N |  | 1H | [20 empty] | N |  |  | Y | N | Y
40430 | Lafarge Corp | 50305 | Alpena Cement Plant | MI | Alpena | GE10 | Petroleum Coke | ST |  | S | X | X |  |  | 3.2 | 0.8 | 3.2 | 3.2 | 0.5 | N |  |  | OP | X | 2 | 1999 |  |  | Y | Industrial CHP | 7 | B | PC | NG | OTH | OBL | WDS | OTH | NG |  |  |  | N | N |  | 12H | N | Y |  |  | Y | [15 empty] | N |  |  | Y | Y | N
13559 | North American Natural Res | 54890 | Peoples Generating Station | MI | Saginaw | GEN1 | Landfill Gas | IC |  | S | X | X |  |  | 3.2 | 0.9 | 2.2 | 2.2 | 2.2 | N |  |  | OP | X | 9 | 1995 |  |  | N | IPP Non-CHP | 2 | T B: X; NG PC: LFG |  |  |  | N | N |  | 10M | [23 empty] | N | N
16873 | City of Sebewaing - (MI) | 7806 | Pine Street | MI | Huron | 8 | Natural Gas Internal Combustion Engine | IC |  | S | X | X | CONS.MPPA | MISO-CONS.MPPA | 3.3 | 0.95 | 3.3 | 3.3 | 1.6 | N |  |  | OP | X | 3 | 2020 |  |  | N | Electric Utility | 1 | [11 empty] | N | N |  | 1H | [23 empty] | N | N | bar: T B to NG PC
16073 | Riverview Energy Systems | 54057 | Riverview Energy Systems | MI | Wayne | GEN1 | Landfill Gas | GT |  | S | X | X | n/a | n/a | 3.3 | 0.8 | 2.8 | 3.2 | 1.1 | N |  |  | OP | X | 1 | 1988 |  |  | N | IPP Non-CHP | 2 | T B: X; NG PC: LFG |  |  |  | N | N |  | 1H |  |  |  |  | N | [15 empty] | N |  |  | N | N | N
16073 | Riverview Energy Systems | 54057 | Riverview Energy Systems | MI | Wayne | GEN2 | Landfill Gas | GT |  | S | X | X |  |  | 3.3 | 0.8 | 2.8 | 3.2 | 1.1 | N |  |  | OP | X | 1 | 1988 |  |  | N | IPP Non-CHP | 2 | T B: X; NG PC: LFG |  |  |  | N | N |  | 1H |  |  |  |  | N | [15 empty] | N |  |  | N | N | N
19588 | University of Michigan | 50431 | University of Michigan | MI | Washtenaw | TG10 | Natural Gas Fired Combined Cycle | CT | CC1 | S | X | N |  |  | 3.5 | 0.8 | 3.5 | 5 | 0.5 | N |  |  | OP | X | 6 | 1992 |  |  | Y | Commercial CHP | 5 | T B: T; NG PC: NG; DFO NG: DFO |  |  |  | N | N |  | 12H | [23 empty] | Y | N | Y
19588 | University of Michigan | 50431 | University of Michigan | MI | Washtenaw | TG9 | Natural Gas Fired Combined Cycle | CT | CC1 | S | X | N |  |  | 3.5 | 0.8 | 3.5 | 5 | 0.5 | N |  |  | OP | X | 8 | 1990 |  |  | Y | Commercial CHP | 5 | T B: T; NG PC: NG; DFO NG: DFO |  |  |  | N | N |  | 12H | [23 empty] | Y | N | Y
11268 | City of Lowell - (MI) | 58254 | Chatham | MI | Kent | CT02R | Natural Gas Fired Combustion Turbine | GT |  | S | X | X |  |  | 3.6 | 0.8 | 3.2 | 3.6 | 1 | N |  |  | OP | X | 12 | 2016 |  |  | N | Electric Utility | 1 | [11 empty] | N | N |  | 1H | [23 empty] | N | N | N | bar: T B to NG PC
11268 | City of Lowell - (MI) | 58254 | Chatham | MI | Kent | CTOIS | Natural Gas Fired Combustion Turbine | GT |  | S | X | X |  |  | 3.7 | 0.8 | 3.4 | 3.7 | 1 | N |  |  | OP | X | 9 | 2013 |  |  | N | Electric Utility | 1 | [11 empty] | N | N |  | 1H | [23 empty] | N | N | N | bar: T B to NG PC
3304 | Central Michigan University | 56190 | Central Michigan University | MI | Isabella | GT1 | Natural Gas Fired Combustion Turbine | GT |  | S | X | X |  |  | 3.8 | 0.92 | 3.2 | 3.9 | 0.5 | N |  |  | OP | X | 12 | 1990 |  |  | Y | Commercial CHP | 5 | T B: T; NG PC: NG; DFO NG: DFO |  |  |  | N |  |  | 10M | [23 empty] | Y | N | Y
63509 | POET Biorefining Caro, LLC | 63831 | POET Biorefining Caro, LLC | MI | Tuscola | 1 | Natural Gas Steam Turbine | ST |  | S | X | X |  |  | 3.8 | 0.9 | 3.8 | 3.8 | 0.5 | N |  |  | OP | X | 6 | 2018 |  |  | Y | Industrial CHP | 7 | [11 empty] | N | N |  | 12H | [23 empty] | N | bar: T B to NG PC; DFO NG
3915 | Coldwater Board of Public Util | 59467 | Coldwater Peaking Plant | MI | Branch | GEN1 | Natural Gas Internal Combustion Engine | IC |  | S | X | X | CONS.MSCP | CONS.MSCP | 4.3 | 1 | 4.3 | 4.3 | 4.3 | N |  |  | OP | X | 7 | 2015 |  |  | N | Electric Utility | 1 | [11 empty] | N | N |  | 1H | [23 empty] | N | N | N | bar: T B to NG PC
3915 | Coldwater Board of Public Util | 59467 | Coldwater Peaking Plant | MI | Branch | GEN2 | Natural Gas Internal Combustion Engine | IC |  | S | X | X | CONS.MSCP | CONS.MSCP | 4.3 | 1 | 4.3 | 4.3 | 4.3 | N |  |  | OP | X | 7 | 2015 |  |  | N | Electric Utility | 1 | [11 empty] | N | N |  | 1H | [23 empty] | N | N | N | bar: T B to NG PC
3915 | Coldwater Board of Public Util | 59467 | Coldwater Peaking Plant | MI | Branch | GEN3 | Natural Gas Internal Combustion Engine | IC |  | S | X | X | CONS.MSCP | CONS.MSCP | 4.3 | 1 | 4.3 | 4.3 | 4.3 | N |  |  | OP | X | 7 | 2015 |  |  | N | Electric Utility | 1 | [11 empty] | N | N |  | 1H | [23 empty] | N | N | N | bar: T B to NG PC
16873 | City of Sebewaing - (MI) | 7806 | Pine Street | MI | Huron | 7 | Natural Gas Internal Combustion Engine | IC |  | S | X | X | CONS.MPPA | MISO-CONS.MPPA | 4.4 | 0.95 | 4.4 | 4.4 | 2.2 | N |  |  | OP | X | 2 | 2020 |  |  | N | Electric Utility | 1 | [11 empty] | N | N |  | 1H | [23 empty] | N | N | bar: T B to NG PC
21158 | City of Zeeland - (MI) | 1867 | Zeeland | MI | Ottawa | 9 | Natural Gas Internal Combustion Engine | IC |  | S | X | X | CONS.MPPA | CONS.MPPA | 4.5 | 0.8 | 5 | 5 | 2.3 | N |  |  | OP | X | 1 | 1971 |  |  | N | Electric Utility | 1 | T B: X; NG PC: NG; DFO NG: DFO |  |  |  | N |  |  | 1H | [23 empty] | Y | N | Y
13559 | North American Natural Res | 59574 | Southeast Berrien Generating Facility | MI | Berrien | SBL | Landfill Gas | IC |  | S | X | X |  |  | 4.8 | 0.8 | 4.6 | 4.6 | 1.2 | N |  |  | OP | X | 5 | 2009 |  |  | N | IPP Non-CHP | 2 | T B: X; NG PC: LFG | [6 empty] | 10M | [23 empty] | N
25049 | Gas Recovery Systems Inc | 55596 | GRS Arbor Hills | MI | Washtenaw | 0001 | Landfill Gas | CT | CC1 | S | X | Y |  |  | 5 | 0.98 | 3.8 | 4.2 | 1 | N |  |  | OP | X | 6 | 1996 |  |  | N | IPP Non-CHP | 2 | T B: X; NG PC: LFG; DFO NG: DFO |  |  |  |  | N |  | 1H | [23 empty] | Y | N | N
25049 | Gas Recovery Systems Inc | 55596 | GRS Arbor Hills | MI | Washtenaw | 0002 | Landfill Gas | CT | CC1 | S | X | Y |  |  | 5 | 0.98 | 3.8 | 4.2 | 1 | N |  |  | OP | X | 6 | 1996 |  |  | N | IPP Non-CHP | 2 | T B: X; NG PC: LFG; DFO NG: DFO |  |  |  |  | N |  | 1H | [23 empty] | Y | N | N
25049 | Gas Recovery Systems Inc | 55596 | GRS Arbor Hills | MI | Washtenaw | 0003 | Landfill Gas | CT | CC1 | S | X | Y |  |  | 5 | 0.98 | 3.8 | 4.2 | 1 | N |  |  | OP | X | 6 | 1996 |  |  | N | IPP Non-CHP | 2 | T B: X; NG PC: LFG; DFO NG: DFO |  |  |  |  | N |  | 1H | [23 empty] | Y | N | N
58106 | Western Michigan University | 58161 | Western Michigan University Power Plant | MI | Kalamazoo | GTG-7 | Natural Gas Fired Combined Cycle | CT | CC1 | S | X | Y |  |  | 5 | 0.8 | 4.2 | 5.6 | 4 | N |  |  | OP | X | 8 | 1997 |  |  | Y | Commercial CHP | 5 | [11 empty] | N | N |  | 1H | [23 empty] | N | N | bar: T B to NG PC
58106 | Western Michigan University | 58161 | Western Michigan University Power Plant | MI | Kalamazoo | GTG-8 | Natural Gas Fired Combined Cycle | CT | CC1 | S | X | Y |  |  | 5 | 0.8 | 4.2 | 5.6 | 4 | N |  |  | OP | X | 8 | 1997 |  |  | Y | Commercial CHP | 5 | [11 empty] | N | N |  | 1H | [23 empty] | N | N | bar: T B to NG PC
58194 | E.B. Eddy Paper Inc | 58222 | E.B. Eddy Paper Inc | MI | St Clair | 3TU | Natural Gas Steam Turbine | ST |  | S | X | X |  |  | 5 | 0.8 | 5 | 5 | 2 | N |  |  | OP | X | 8 | 1969 |  |  | Y | Industrial CHP | 7 | [8 empty] | DFO |  |  | N | N |  | 12H |  | N | [21 empty] | N | N | N | bar: T B to NG PC; DFO NG
5109 | DTE Electric Company | 62289 | Dearborn Energy Center | MI | Wayne | STG-1 | Natural Gas Fired Combined Cycle | CA | CTCA | S | N | X |  |  | 5 | 0.8 | 4.5 | 4.5 |  | N |  |  | OP | X | 12 | 2019 |  |  | Y | Electric Utility | 1 | [14 empty] | 12H | [23 empty] | N | bar: T B to NG PC
12492 | Midland Cogeneration Venture | 10745 | Midland Cogeneration Venture | MI | Midland | 1G12 | Petroleum Liquids | IC |  | S | X | X |  |  | 5.2 | 0.8 | 5.2 | 5.2 | 1 | N |  |  | SB | Y | 2 | 1990 |  |  | Y | IPP CHP | 3 | T B: T; NG PC: DFO |  |  |  | N | N |  | 12H | [23 empty] | N
25049 | Gas Recovery Systems Inc | 55596 | GRS Arbor Hills | MI | Washtenaw | 0005 | Landfill Gas | CT | CC1 | S | X | Y |  |  | 5.3 | 0.98 | 4.8 | 5.3 | 4.2 | N |  |  | OP | X | 11 | 2005 |  |  | N | IPP Non-CHP | 2 | T B: X; NG PC: LFG; DFO NG: DFO |  |  |  |  | N |  | 1H | [23 empty] | N
8631 | Hillsdale Board of Public Wks | 1829 | Hillsdale | MI | Hillsdale | 5 | Natural Gas Internal Combustion Engine | IC |  | S | X | X |  |  | 5.6 | 0.8 | 5.6 | 5.6 | 4.5 | N |  |  | OP | X | 9 | 1973 |  |  | N | Electric Utility | 1 | T B: X; NG PC: NG; DFO NG: DFO |  |  |  | N | N |  | 1H | [20 empty] | N |  |  | Y | N | Y
21158 | City of Zeeland - (MI) | 1867 | Zeeland | MI | Ottawa | 10 | Natural Gas Internal Combustion Engine | IC |  | S | X | X | CONS.MPPA | CONS.MPPA | 5.6 | 0.8 | 6 | 6.2 | 2.8 | N |  |  | OP | X | 12 | 1974 |  |  | N | Electric Utility | 1 | T B: X; NG PC: NG; DFO NG: DFO |  |  |  | N | N |  | 1H | [23 empty] | Y | N | Y
11713 | City of Marshall - (MI) | 1844 | Marshall (MI) | MI | Calhoun | IC6 | Natural Gas Internal Combustion Engine | IC |  | S | X | X |  |  | 5.7 | 0.8 | 5.6 | 5.6 | 1.2 | N |  |  | OP | X | 7 | 1978 |  |  | N | Electric Utility | 1 | T B: X; NG PC: NG; DFO NG: DFO |  |  |  |  | N |  | 1H | [23 empty] | Y | N | Y
1366 | City of Bay City - (MI) | 7398 | Water Street Station | MI | Bay | GEN1 | Natural Gas Internal Combustion Engine | IC |  | S | X | X |  |  | 5.7 | 0.8 | 5.5 | 5.5 | 1 | N |  |  | OP | X | 8 | 1980 |  |  | N | Electric Utility | 1 | T B: X; NG PC: NG; DFO NG: DFO |  |  |  | N | N |  | 1H | [23 empty] | Y | Y | Y
8631 | Hillsdale Board of Public Wks | 1829 | Hillsdale | MI | Hillsdale | 6 | Natural Gas Internal Combustion Engine | IC |  | S | X | X |  |  | 6 | 0.8 | 6 | 6 | 4.8 | N |  |  | OP | X | 4 | 1976 |  |  | N | Electric Utility | 1 | T B: X; NG PC: NG; DFO NG: DFO |  |  |  | N | N |  | 1H | [20 empty] | N |  |  | Y | N | Y
18252 | City of Sturgis | 1855 | Sturgis City Diesel Plant | MI | St Joseph | 6 | Natural Gas Internal Combustion Engine | IC |  | S | X | X |  |  | 6 | 1 | 6 | 6 | 3 | N |  |  | OP | X | 12 | 1981 |  |  | N | Electric Utility | 1 | T B: X; NG PC: NG; DFO NG: DFO; DFO NG: DFO |  |  |  | N | N |  | 1H | [23 empty] | Y | Y | Y
21158 | City of Zeeland - (MI) | 1867 | Zeeland | MI | Ottawa | 11 | Natural Gas Internal Combustion Engine | IC |  | S | X | X | CONS.MPPA | CONS.MPPA | 6 | 0.8 | 6.4 | 6.6 | 3 | N |  |  | OP | X | 7 | 1980 |  |  | N | Electric Utility | 1 | T B: X; NG PC: NG; DFO NG: DFO |  |  |  | N | N |  | 1H | [23 empty] | Y | N | Y
50021 | Neenah Paper Michigan Inc. | 54867 | Neenah Paper Munising Mill | MI | Alger | M387 | Conventional Steam Coal | ST |  | S | X | X |  |  | 6.2 | 0.8 | 5.8 | 5.8 | 1 | N |  |  | SB | Y | 1 | 1930 |  |  | Y | Industrial CHP | 7 | T B: B; NG PC: BIT; DFO NG: NG |  |  |  | N | N |  | 12H |  | N | Y |  | Y | [18 empty] | N | N | N
1366 | City of Bay City - (MI) | 7398 | Water Street Station | MI | Bay | GEN2 | Natural Gas Internal Combustion Engine | IC |  | S | X | X |  |  | 6.9 | 0.8 | 6.5 | 6.5 | 1 | N |  |  | OP | X | 10 | 1984 |  |  | N | Electric Utility | 1 | T B: X; NG PC: NG; DFO NG: DFO |  |  |  | N | N |  | 1H | [23 empty] | Y | Y | Y
49967 | Decorative Panels International, Inc. | 10149 | Decorative Panels Intl | MI | Alpena | GEN1 | Natural Gas Steam Turbine | ST |  | S | X | X |  |  | 7.5 | 0.8 | 7 | 7.5 | 1 | N |  |  | OP | X | 11 | 1957 |  |  | Y | Industrial CHP | 7 | [11 empty] | N | N |  | 12H |  | N | [21 empty] | N | N | N | bar: T B to NG PC; DFO NG
1366 | City of Bay City - (MI) | 7399 | Henry Station | MI | Bay | GEN3 | Natural Gas Internal Combustion Engine | IC |  | S | X | X |  |  | 7.7 | 0.9 | 7.5 | 7.5 | 1 | N |  |  | OP | X | 5 | 1993 |  |  | N | Electric Utility | 1 | T B: X; NG PC: NG; DFO NG: DFO |  |  |  | N | N |  | 1H | [23 empty] | Y | Y | Y
1366 | City of Bay City - (MI) | 7399 | Henry Station | MI | Bay | GEN4 | Natural Gas Internal Combustion Engine | IC |  | S | X | X |  |  | 7.7 | 0.9 | 7.5 | 7.5 | 1 | N |  |  | OP | X | 5 | 1993 |  |  | N | Electric Utility | 1 | T B: X; NG PC: NG; DFO NG: DFO |  |  |  | N | N |  | 1H | [23 empty] | Y | Y | Y
59218 | East. Michigan Univ. Heating Plant | 59452 | East. Michigan Univ. Heating Plant | MI | Washtenaw | COGN2 | Natural Gas Fired Combustion Turbine | GT |  | S | X | X |  |  | 7.8 | 0.8 | 6.8 | 6.8 | 4 | N |  |  | OP | X | 1 | 2018 |  |  | Y | Commercial CHP | 5 | [11 empty] | N | N |  | 1H |  |  |  |  | N | [15 empty] | N |  |  | N | N | bar: T B to NG PC; DFO NG
57442 | PCA, Filer City Mill | 58066 | PCA, Filer City Mill | MI | Manistee | TG2 | Natural Gas Steam Turbine | ST |  | S | X | X |  |  | 8 | 0.8 | 8 | 8 | 0.5 | N |  |  | OP | X | 1 | 1950 |  |  | Y | Industrial CHP | 7 | T | NG | PUR | OBG |  |  |  | NG |  |  |  | N | N |  | 12H |  | N |  |  | N | [15 empty] | N |  |  | Y | Y | N
58313 | The Andersons Albion Ethanol LLC | 58330 | The Andersons Albion Ethanol LLC | MI | Calhoun | CHP-1 | Natural Gas Fired Combustion Turbine | GT |  | S | X | X |  |  | 8.1 | 0.9 | 6 | 8 | 0.1 | N |  |  | OP | X | 12 | 2016 |  |  | Y | Industrial CHP | 7 | [11 empty] | N | N |  | 12H | [23 empty] | N | bar: T B to NG PC
40430 | Lafarge Corp | 50305 | Alpena Cement Plant | MI | Alpena | GEN7 | Petroleum Coke | ST |  | S | X | X |  |  | 10 | 0.8 | 10 | 10 | 4 | N |  |  | OP | X | 1 | 1955 |  |  | Y | Industrial CHP | 7 | B | PC | NG | OTH | OBL | WDS | OTH | NG |  |  |  | N | N |  | 12H | N | Y |  |  | Y | [15 empty] | N |  |  | Y | Y | N
25049 | Gas Recovery Systems Inc | 55596 | GRS Arbor Hills | MI | Washtenaw | 0004 | Landfill Gas | CA | CC1 | S | Y | X |  |  | 10 | 0.98 | 7.6 | 8.4 | 7 | N |  |  | OP | X | 6 | 1996 |  |  | N | IPP Non-CHP | 2 | T B: X; NG PC: LFG; NG NG: DFO |  |  |  |  | N |  | 1H | [23 empty] | N
64125 | Ada Cogeneration LLC | 10819 | Ada Cogeneration LP | MI | Kent | GEN2 | Natural Gas Fired Combined Cycle | CA | CC1 | S | Y | X |  |  | 10.1 | 0.9 | 8 | 9 | 3 | N |  |  | OP | X | 10 | 1990 |  |  | Y | IPP CHP | 3 | [11 empty] | N |  |  | 12H | [23 empty] | N | N | N | bar: T B to NG PC
55703 | Otsego Paper Inc | 55799 | Otsego Mill Power Plant | MI | Allegan | NRTH | Natural Gas Fired Combustion Turbine | GT |  | S | X | X |  |  | 10.6 | 0.88 | 8.8 | 10.5 | 0.5 | N |  |  | OP | X | 11 | 1995 |  |  | Y | Industrial CHP | 7 | [11 empty] | N | N |  | 1H | [23 empty] | N | N | N | bar: T B to NG PC
55703 | Otsego Paper Inc | 55799 | Otsego Mill Power Plant | MI | Allegan | SOTH | Natural Gas Fired Combustion Turbine | GT |  | S | X | X |  |  | 10.6 | 0.88 | 8.8 | 10.5 | 0.5 | N |  |  | OP | X | 11 | 1995 |  |  | Y | Industrial CHP | 7 | [11 empty] | N | N |  | 1H | [23 empty] | N | N | N | bar: T B to NG PC
40430 | Lafarge Corp | 50305 | Alpena Cement Plant | MI | Alpena | GEN8 | Petroleum Coke | ST |  | S | X | X |  |  | 11 | 0.85 | 11 | 11 | 3 | N |  |  | OP | X | 4 | 1991 |  |  | Y | Industrial CHP | 7 | B | PC | NG | OTH | OBL | WDS | OTH | NG |  |  |  | N | N |  | 12H | N | Y |  |  | Y | [18 empty] | Y | Y | N
40430 | Lafarge Corp | 50305 | Alpena Cement Plant | MI | Alpena | GEN9 | Petroleum Coke | ST |  | S | X | X |  |  | 11 | 0.85 | 11 | 11 | 3 | N |  |  | OP | X | 4 | 1994 |  |  | Y | Industrial CHP | 7 | B | PC | NG | OTH | OBL | WDS | OTH | NG |  |  |  | N | N |  | 12H | N | Y |  |  | Y | [18 empty] | Y | Y | N
21048 | Wyandotte Municipal Serv Comm | 1866 | Wyandotte | MI | Wayne | 4 | Natural Gas Steam Turbine | ST |  | S | X | X |  |  | 11.5 | 0.85 | 10.5 | 11.5 | 5 | N |  |  | OP | X | 1 | 1948 |  |  | N | Electric Utility | 1 | [11 empty] | N | N |  | 12H | N | N |  |  | N | [18 empty] | N | N | N | bar: T B B to NG PC PC; NG NG NG
57442 | PCA, Filer City Mill | 58066 | PCA, Filer City Mill | MI | Manistee | TG3 | Natural Gas Steam Turbine | ST |  | S | X | X |  |  | 11.5 | 0.8 | 11.5 | 11.5 | 2 | N |  |  | OP | X | 1 | 1950 |  |  | Y | Industrial CHP | 7 | T | NG | PUR | OBG |  |  |  | NG |  |  |  | N | N |  | 12H |  | N |  |  | N | [15 empty] | N |  |  | Y | Y | N
40430 | Lafarge Corp | 50305 | Alpena Cement Plant | MI | Alpena | GEN6 | Petroleum Coke | ST |  | S | X | X |  |  | 12 | 0.8 | 12 | 12 | 3 | N |  |  | OP | X | 1 | 1952 |  |  | Y | Industrial CHP | 7 | B | PC | NG | OTH | OBL | WDS | OTH | NG |  |  |  | N | N |  | 12H | N | Y |  |  | Y | [15 empty] | N |  |  | Y | Y | N
12436 | Michigan State University | 10328 | T B Simon Power Plant | MI | Ingham | GEN1 | Natural Gas Steam Turbine | ST |  | S | X | X |  |  | 12.5 | 0.8 | 12.5 | 12.5 | 2.5 | N |  |  | OP | X | 12 | 1965 |  |  | Y | Commercial CHP | 5 | [11 empty] | N | N |  | OVER | [23 empty] | N | N | N | bar: B to PC; NG
12436 | Michigan State University | 10328 | T B Simon Power Plant | MI | Ingham | GEN2 | Natural Gas Steam Turbine | ST |  | S | X | X |  |  | 12.5 | 0.8 | 12.5 | 12.5 | 2.5 | N |  |  | OP | X | 9 | 1966 |  |  | Y | Commercial CHP | 5 | [11 empty] | N | N |  | OVER | [23 empty] | N | N | N | bar: B to PC; NG
19588 | University of Michigan | 50431 | University of Michigan | MI | Washtenaw | TG1 | Natural Gas Fired Combined Cycle | CA | CC1 | S | N | X |  |  | 12.5 | 0.8 | 11.5 | 11.5 | 2.5 | N |  |  | OP | X | 1 | 1986 |  |  | Y | Commercial CHP | 5 | B: T; PC: NG; NG: DFO |  |  |  | N | N |  | 12H | [23 empty] | Y | N | Y
19588 | University of Michigan | 50431 | University of Michigan | MI | Washtenaw | TG7 | Natural Gas Fired Combined Cycle | CA | CC1 | S | N | X |  |  | 12.5 | 0.8 | 11.5 | 11.5 | 2.5 | N |  |  | OS | X | 1 | 1975 |  |  | Y | Commercial CHP | 5 | B: T; PC: NG; NG: DFO |  |  |  | N | N |  | 12H | [23 empty] | Y | N | Y
19588 | University of Michigan | 50431 | University of Michigan | MI | Washtenaw | TG8 | Natural Gas Fired Combined Cycle | CA | CC1 | S | N | X |  |  | 12.5 | 0.8 | 11.5 | 11.5 | 2.5 | N |  |  | OP | X | 1 | 1975 |  |  | Y | Commercial CHP | 5 | B: T; PC: NG; NG: DFO |  |  |  | N | N |  | 12H | [23 empty] | Y | N | Y
12492 | Midland Cogeneration Venture | 10745 | Midland Cogeneration Venture | MI | Midland | BP15 | Natural Gas Fired Combined Cycle | CA | 1 | S | Y | X |  |  | 13.4 | 0.8 | 13.4 | 13.4 | 1 | N |  |  | OP | X | 7 | 1998 |  |  | Y | IPP CHP | 3 | [11 empty] | N | N |  | OVER | [23 empty] | N | bar: B to PC
56155 | Lansing Board of Water and Light | 58427 | Lansing BWL REO Town Plant | MI | Ingham | ST | Natural Gas Fired Combined Cycle | CA | CC1 | S | Y | X |  |  | 14 | 1 | 12.9 | 13 | 1.5 | N |  |  | OP | X | 7 | 2013 |  |  | Y | Electric Utility | 1 | [11 empty] | N | N |  | 12H | [23 empty] | N | bar: B to PC
12436 | Michigan State University | 10328 | T B Simon Power Plant | MI | Ingham | GEN6 | Natural Gas Fired Combustion Turbine | GT |  | S | X | X |  |  | 14.3 | 0.85 | 12.6 | 14.3 | 9 | N |  |  | OP | X | 4 | 2006 |  |  | N | Commercial CHP | 5 | [11 empty] | N | N |  | 1H |  |  |  |  | N | [18 empty] | N | N | N | bar: B to PC
12436 | Michigan State University | 10328 | T B Simon Power Plant | MI | Ingham | GEN3 | Natural Gas Steam Turbine | ST |  | S | X | X |  |  | 15 | 0.85 | 15 | 15 | 2.5 | N |  |  | OP | X | 12 | 1974 |  |  | Y | Commercial CHP | 5 | [11 empty] | N | N |  | OVER | [23 empty] | N | N | N | bar: B to PC; NG
5109 | DTE Electric Company | 62289 | Dearborn Energy Center | MI | Wayne | GTG-1 | Natural Gas Fired Combined Cycle | CT | CTCA | S | X | Y |  |  | 15 | 0.8 | 11.2 | 14.6 |  | N |  |  | OP | X | 12 | 2019 |  |  | Y | Electric Utility | 1 | [14 empty] | 12H | [23 empty] | N | bar: B to PC
5109 | DTE Electric Company | 62289 | Dearborn Energy Center | MI | Wayne | GTG-2 | Natural Gas Fired Combined Cycle | CT | CTCA | S | X | Y |  |  | 15 | 0.8 | 11.2 | 14.6 |  | N |  |  | OP | X | 12 | 2019 |  |  | Y | Electric Utility | 1 | [14 empty] | 12H | [23 empty] | N | bar: B to PC
5109 | DTE Electric Company | 1729 | Fermi | MI | Monroe | 3 | Petroleum Liquids | GT |  | S | X | X |  |  | 16 | 0.85 | 13 | 19 | 4 | N |  |  | OP | X | 4 | 1966 |  |  | N | Electric Utility | 1 | B: X; PC: DFO |  |  |  | N | N |  | 10M | [23 empty] | N
5109 | DTE Electric Company | 1729 | Fermi | MI | Monroe | 4 | Petroleum Liquids | GT |  | S | X | X |  |  | 16 | 0.85 | 12 | 18 | 4 | N |  |  | OP | X | 4 | 1966 |  |  | N | Electric Utility | 1 | B: X; PC: DFO |  |  |  | N | N |  | 10M | [23 empty] | N
5109 | DTE Electric Company | 1729 | Fermi | MI | Monroe | GT1 | Petroleum Liquids | GT |  | S | X | X |  |  | 16 | 0.85 | 13 | 19 | 4 | N |  |  | OP | X | 4 | 1966 |  |  | N | Electric Utility | 1 | B: X; PC: DFO |  |  |  | N | N |  | 10M | [23 empty] | N
5109 | DTE Electric Company | 1729 | Fermi | MI | Monroe | GT2 | Petroleum Liquids | GT |  | S | X | X |  |  | 16 | 0.85 | 13 | 19 | 4 | N |  |  | OP | X | 4 | 1966 |  |  | N | Electric Utility | 1 | B: X; PC: DFO |  |  |  | N | N |  | 10M | [23 empty] | N
5109 | DTE Electric Company | 1734 | Northeast (MI) | MI | Macomb | 1 | Natural Gas Fired Combustion Turbine | GT |  | S | X | X |  |  | 16 | 0.85 | 15 | 20 | 7 | N |  |  | OP | X | 9 | 1967 |  |  | N | Electric Utility | 1 | [11 empty] | N | N |  | 1H | [23 empty] | N | bar: B to PC
5109 | DTE Electric Company | 1734 | Northeast (MI) | MI | Macomb | 2 | Natural Gas Fired Combustion Turbine | GT |  | S | X | X |  |  | 16 | 0.85 | 15 | 20 | 6.5 | N |  |  | OP | X | 6 | 1966 |  |  | N | Electric Utility | 1 | [11 empty] | N | N |  | 1H | [23 empty] | N | bar: B to PC
5109 | DTE Electric Company | 1734 | Northeast (MI) | MI | Macomb | 3 | Natural Gas Fired Combustion Turbine | GT |  | S | X | X |  |  | 16 | 0.85 | 14 | 20 | 6.5 | N |  |  | OP | X | 5 | 1966 |  |  | N | Electric Utility | 1 | [11 empty] | N | N |  | 1H | [23 empty] | N | bar: B to PC
5109 | DTE Electric Company | 1734 | Northeast (MI) | MI | Macomb | 4 | Natural Gas Fired Combustion Turbine | GT |  | S | X | X |  |  | 16 | 0.85 | 15 | 20 | 6.5 | N |  |  | OP | X | 5 | 1966 |  |  | N | Electric Utility | 1 | [11 empty] | N | N |  | 1H | [23 empty] | N | bar: B to PC
5109 | DTE Electric Company | 1744 | Superior | MI | Washtenaw | 1 | Petroleum Liquids | GT |  | S | X | X |  |  | 16 | 0.85 | 13 | 19 | 5 | N |  |  | OP | X | 10 | 1966 |  |  | N | Electric Utility | 1 | B: X; PC: DFO |  |  |  | N | N |  | 1H | [23 empty] | N
5109 | DTE Electric Company | 1744 | Superior | MI | Washtenaw | 2 | Petroleum Liquids | GT |  | S | X | X |  |  | 16 | 0.85 | 13 | 19 | 5 | N |  |  | OP | X | 10 | 1966 |  |  | N | Electric Utility | 1 | B: X; PC: DFO |  |  |  | N | N |  | 1H | [23 empty] | N
5109 | DTE Electric Company | 1744 | Superior | MI | Washtenaw | 3 | Petroleum Liquids | GT |  | S | X | X |  |  | 16 | 0.85 | 12 | 18 | 5 | N |  |  | OP | X | 10 | 1966 |  |  | N | Electric Utility | 1 | B: X; PC: DFO |  |  |  | N | N |  | 1H | [23 empty] | N
5109 | DTE Electric Company | 1744 | Superior | MI | Washtenaw | 4 | Petroleum Liquids | GT |  | S | X | X |  |  | 16 | 0.85 | 14 | 20 | 5 | N |  |  | OP | X | 10 | 1966 |  |  | N | Electric Utility | 1 | B: X; PC: DFO |  |  |  | N |  |  | 1H | [23 empty] | N
11701 | City of Marquette - (MI) | 60559 | Marquette Energy Center | MI | Marquette | MEC1 | Natural Gas Internal Combustion Engine | IC |  | S | X | X | WEC.MARQ | WEC.MARQ | 17.1 | 0.8 | 16.7 | 16.7 | 6.7 | N |  |  | OP | X | 8 | 2017 |  |  | N | Electric Utility | 1 | B: X; PC: NG; NG: DFO |  |  |  |  | N |  | 10M | [20 empty] | N |  |  | Y | N | Y
11701 | City of Marquette - (MI) | 60559 | Marquette Energy Center | MI | Marquette | MEC2 | Natural Gas Internal Combustion Engine | IC |  | S | X | X | WEC.MARQ | WEC.MARQ | 17.1 | 0.8 | 16.7 | 16.7 | 6.7 | N |  |  | OP | X | 8 | 2017 |  |  | N | Electric Utility | 1 | B: X; PC: NG; NG: DFO |  |  |  |  | N |  | 10M | [20 empty] | N |  |  | Y | N | Y
11701 | City of Marquette - (MI) | 60559 | Marquette Energy Center | MI | Marquette | MEC3 | Natural Gas Internal Combustion Engine | IC |  | S | X | X | WEC.MARQ | WEC.MARQ | 17.1 | 0.8 | 16.7 | 16.7 | 6.7 | N |  |  | OP | X | 8 | 2017 |  |  | N | Electric Utility | 1 | B: X; PC: NG; NG: DFO |  |  |  |  | N |  | 10M | [20 empty] | N |  |  | Y | N | Y
19781 | Viking Energy Corp | 50770 | Viking Energy of McBain | MI | Missaukee | GEN1 | Wood/Wood Waste Biomass | ST |  | W | X | X |  |  | 18 | 0.9 | 16.3 | 18 | 10 | N |  |  | OP | X | 12 | 1988 |  |  | N | IPP Non-CHP | 2 | X | WDS | TDF | NG |  |  |  | NG |  |  |  | N |  |  | 12H | [23 empty] | Y | Y | N
19781 | Viking Energy Corp | 50772 | Viking Energy of Lincoln | MI | Alcona | GEN1 | Wood/Wood Waste Biomass | ST |  | W | X | X |  |  | 18 | 0.9 | 16.3 | 16.3 | 10 | N |  |  | OP | X | 1 | 1989 |  |  | N | IPP Non-CHP | 2 | X | WDS | TDF | NG |  |  |  | NG |  |  |  | N |  |  | 10M | [23 empty] | Y | Y | N
10162 | Kent County | 50860 | Kent County Waste to Energy Facility | MI | Kent | GEN1 | Municipal Solid Waste | ST |  | S | X | X |  |  | 18 | 0.9 | 15.7 | 15.7 | 1 | N |  |  | OP | X | 10 | 1989 |  |  | N | Commercial Non-CHP | 4 | B: X; PC: MSW; NG: NG |  |  |  | N | N |  | 12H | [23 empty] | N | N | N
5109 | DTE Electric Company | 1743 | St Clair | MI | St Clair | 11 | Natural Gas Fired Combustion Turbine | GT |  | S | X | X |  |  | 18.5 | 0.85 | 19 | 23 | 3 | N |  |  | OP | X | 5 | 1968 |  |  | N | Electric Utility | 1 | B: X; PC: NG; NG: DFO |  |  |  | N | N |  | 1H |  | N | [21 empty] | Y | N | Y
61029 | Upper Michigan Energy Resources Company | 61391 | A.J. Mihm Generating Station | MI | Baraga | M1 | Natural Gas Internal Combustion Engine | IC |  | S | X | X |  |  | 18.8 | 0.8 | 19 | 19 | 5 | N |  |  | OP | X | 3 | 2019 |  |  | N | Electric Utility | 1 | [14 empty] | 10M | [23 empty] | N | N | N | bar: B to PC
61029 | Upper Michigan Energy Resources Company | 61391 | A.J. Mihm Generating Station | MI | Baraga | M2 | Natural Gas Internal Combustion Engine | IC |  | S | X | X |  |  | 18.8 | 0.8 | 18.8 | 18.8 | 5 | N |  |  | OP | X | 3 | 2019 |  |  | N | Electric Utility | 1 | [14 empty] | 10M | [23 empty] | N | N | N | bar: B to PC
61029 | Upper Michigan Energy Resources Company | 61391 | A.J. Mihm Generating Station | MI | Baraga | M3 | Natural Gas Internal Combustion Engine | IC |  | S | X | X |  |  | 18.8 | 0.8 | 19 | 19 | 5 | N |  |  | OP | X | 3 | 2019 |  |  | N | Electric Utility | 1 | [11 empty] | N | N |  | 10M | [23 empty] | N | N | N | bar: B to PC
61029 | Upper Michigan Energy Resources Company | 61392 | F.D. Kuester Generating Station | MI | Marquette | K1 | Natural Gas Internal Combustion Engine | IC |  | S | X | X |  |  | 18.8 | 0.8 | 18.8 | 18.8 | 5 | N |  |  | OP | X | 3 | 2019 |  |  | N | Electric Utility | 1 | [14 empty] | 10M | [23 empty] | N | N | N | bar: B to PC
61029 | Upper Michigan Energy Resources Company | 61392 | F.D. Kuester Generating Station | MI | Marquette | K2 | Natural Gas Internal Combustion Engine | IC |  | S | X | X |  |  | 18.8 | 0.8 | 18.8 | 18.8 | 5 | N |  |  | OP | X | 3 | 2019 |  |  | N | Electric Utility | 1 | [14 empty] | 10M | [23 empty] | N | N | N | bar: B to PC
61029 | Upper Michigan Energy Resources Company | 61392 | F.D. Kuester Generating Station | MI | Marquette | K3 | Natural Gas Internal Combustion Engine | IC |  | S | X | X |  |  | 18.8 | 0.8 | 18.8 | 18.8 | 5 | N |  |  | OP | X | 3 | 2019 |  |  | N | Electric Utility | 1 | [14 empty] | 10M | [23 empty] | N | N | N | bar: B to PC
61029 | Upper Michigan Energy Resources Company | 61392 | F.D. Kuester Generating Station | MI | Marquette | K4 | Natural Gas Internal Combustion Engine | IC |  | S | X | X |  |  | 18.8 | 0.8 | 18.8 | 18.8 | 5 | N |  |  | OP | X | 3 | 2019 |  |  | N | Electric Utility | 1 | [14 empty] | 10M | [23 empty] | N | N | N | bar: B to PC
61029 | Upper Michigan Energy Resources Company | 61392 | F.D. Kuester Generating Station | MI | Marquette | K5 | Natural Gas Internal Combustion Engine | IC |  | S | X | X |  |  | 18.8 | 0.8 | 18.8 | 18.8 | 5 | N |  |  | OP | X | 3 | 2019 |  |  | N | Electric Utility | 1 | [14 empty] | 10M | [23 empty] | N | N | N | bar: B to PC
61029 | Upper Michigan Energy Resources Company | 61392 | F.D. Kuester Generating Station | MI | Marquette | K6 | Natural Gas Internal Combustion Engine | IC |  | S | X | X |  |  | 18.8 | 0.8 | 18.8 | 18.8 | 5 | N |  |  | OP | X | 3 | 2019 |  |  | N | Electric Utility | 1 | [14 empty] | 10M | [23 empty] | N | N | N | bar: B to PC
61029 | Upper Michigan Energy Resources Company | 61392 | F.D. Kuester Generating Station | MI | Marquette | K7 | Natural Gas Internal Combustion Engine | IC |  | S | X | X |  |  | 18.8 | 0.8 | 18.8 | 18.8 | 5 | N |  |  | OP | X | 3 | 2019 |  |  | N | Electric Utility | 1 | [11 empty] | N | N |  | 10M | [23 empty] | N | N | N | bar: B to PC
5109 | DTE Electric Company | 1730 | Hancock | MI | Oakland | 1 | Natural Gas Fired Combustion Turbine | GT |  | S | X | X |  |  | 19 | 0.85 | 11 | 18 | 3 | N |  |  | OP | X | 9 | 1967 |  |  | N | Electric Utility | 1 | [11 empty] | N | N |  | 1H | [23 empty] | N | bar: B to PC
5109 | DTE Electric Company | 1730 | Hancock | MI | Oakland | 3 | Natural Gas Fired Combustion Turbine | GT |  | S | X | X |  |  | 19 | 0.85 | 17 | 22 | 3 | N |  |  | OP | X | 11 | 1967 |  |  | N | Electric Utility | 1 | [11 empty] | N | N |  | 1H | [23 empty] | N | bar: B to PC
12436 | Michigan State University | 10328 | T B Simon Power Plant | MI | Ingham | GEN4 | Natural Gas Steam Turbine | ST |  | S | X | X |  |  | 21 | 0.85 | 21 | 21 | 5 | N |  |  | OP | X | 8 | 1993 |  |  | Y | Commercial CHP | 5 | [11 empty] | N | N |  | OVER | N | N |  |  | N | [18 empty] | N | N | N | bar: B to PC; NG
5109 | DTE Electric Company | 1734 | Northeast (MI) | MI | Macomb | 6 | Petroleum Liquids | GT |  | S | X | X |  |  | 21.2 | 0.85 | 19 | 23 | 8 | N |  |  | OP | X | 5 | 1971 |  |  | N | Electric Utility | 1 | B: X; PC: DFO |  |  |  | N | N |  | 10M | [23 empty] | N
5109 | DTE Electric Company | 1734 | Northeast (MI) | MI | Macomb | 7 | Petroleum Liquids | GT |  | S | X | X |  |  | 21.2 | 0.85 | 20 | 23 | 8 | N |  |  | OP | X | 5 | 1971 |  |  | N | Electric Utility | 1 | B: X; PC: DFO |  |  |  | N |  |  | 10M | [23 empty] | N
20910 | Wolverine Power Supply Coop | 1873 | Tower | MI | Cheboygan | GT4 | Petroleum Liquids | GT |  | S | X | X |  |  | 21.3 | 0.85 | 19.3 | 24.7 | 5 | N |  |  | OP | X | 3 | 1971 |  |  | N | Electric Utility | 1 | B: X; PC: DFO |  |  |  | N |  |  | 1H | [23 empty] | N
56133 | L'Anse Warden Electric Company LLC | 1772 | John H Warden | MI | Baraga | 1 | Wood/Wood Waste Biomass | ST |  | S | X | X |  |  | 22 | 0.85 | 17.7 | 17.7 | 6 | N |  |  | OP | X | 8 | 1959 |  |  | N | IPP Non-CHP | 2 | B: X; PC: WDS; NG: TDF; NG: NG |  |  |  | N | N |  | OVER | [23 empty] | Y | Y | N
8641 | Hillman Power Co | 10346 | Hillman Power LLC | MI | Montmorency | GEN1 | Wood/Wood Waste Biomass | ST |  | S | X | X |  |  | 22 | 0.85 | 17.7 | 18.1 | 8 | N |  |  | OP | X | 12 | 1987 |  |  | N | IPP Non-CHP | 2 | X | WDS | TDF | NG |  |  |  | NG |  |  |  | N | N |  | 1H | [23 empty] | Y | Y | N
19578 | Upper Peninsula Power Company | 7119 | Gladstone | MI | Delta | 1 | Petroleum Liquids | GT |  | S | X | X | UPPC.GLADSTONE | UPPC.GLADSTONE | 22.6 | 0.9 | 17 | 22.2 | 5 | N |  |  | OP | X | 11 | 1975 |  |  | N | Electric Utility | 1 | B: X; PC: DFO |  |  |  | N | N |  | 1H | [23 empty] | N | N
19578 | Upper Peninsula Power Company | 8019 | Portage | MI | Houghton | 1 | Petroleum Liquids | GT |  | S | X | X | UPPC.PORTAGE | UPPC.PORTAGE | 22.6 | 0.9 | 17.4 | 22.7 | 5 | N |  |  | OP | X | 11 | 1973 |  |  | N | Electric Utility | 1 | B: X; PC: DFO |  |  |  | N | N |  | 1H | [23 empty] | N
64125 | Ada Cogeneration LLC | 10819 | Ada Cogeneration LP | MI | Kent | GEN1 | Natural Gas Fired Combined Cycle | CT | CC1 | S | X | N |  |  | 23 | 0.9 | 22 | 23 | 14 | N |  |  | OP | X | 10 | 1990 |  |  | Y | IPP CHP | 3 | [11 empty] | N |  |  | 12H | [23 empty] | N | N | N | bar: B to PC
5109 | DTE Electric Company | 1734 | Northeast (MI) | MI | Macomb | 5 | Natural Gas Fired Combustion Turbine | GT |  | S | X | X |  |  | 23.4 | 0.85 | 18 | 24 | 8 | N |  |  | OP | X | 6 | 1971 |  |  | N | Electric Utility | 1 | B: X; PC: NG; NG: DFO |  |  |  | N | N |  | 1H | [23 empty] | Y | N | Y
20910 | Wolverine Power Supply Coop | 7932 | Gaylord - Wolverine | MI | Otsego | 1 | Natural Gas Fired Combustion Turbine | GT |  | S | X | X | CONS.GYRD1WPSC |  | 23.4 | 0.8 | 20.2 | 27.1 | 11.7 | N |  |  | OP | X | 6 | 2001 |  |  | N | Electric Utility | 1 | [11 empty] | N |  |  | 1H | [23 empty] | N | bar: B to PC
20910 | Wolverine Power Supply Coop | 7932 | Gaylord - Wolverine | MI | Otsego | 2 | Natural Gas Fired Combustion Turbine | GT |  | S | X | X | CONS.GYRD2WPSC |  | 23.4 | 0.8 | 20.2 | 27.1 | 11.7 | N |  |  | OP | X | 6 | 2001 |  |  | N | Electric Utility | 1 | [11 empty] | N |  |  | 1H | [23 empty] | N | bar: B to PC
20910 | Wolverine Power Supply Coop | 7932 | Gaylord - Wolverine | MI | Otsego | 3 | Natural Gas Fired Combustion Turbine | GT |  | S | X | X | CONS.GYRD3WPSC |  | 23.4 | 0.8 | 20.2 | 27.1 | 11.7 | N |  |  | OP | X | 6 | 2001 |  |  | N | Electric Utility | 1 | [11 empty] | N |  |  | 1H | [23 empty] | N | bar: B to PC
20910 | Wolverine Power Supply Coop | 1881 | Vestaburg | MI | Montcalm | 8 | Natural Gas Fired Combustion Turbine | GT |  | S | X | X |  |  | 23.7 | 0.9 | 18.5 | 25.5 | 5 | N |  |  | OP | X | 7 | 1972 |  |  | N | Electric Utility | 1 | B: X; PC: NG; NG: DFO |  |  |  | N |  |  | 1H | [23 empty] | Y | Y | Y
11701 | City of Marquette - (MI) | 1840 | Plant Four | MI | Marquette | CT1 | Petroleum Liquids | GT |  | S | X | X |  |  | 24 | 0.95 | 20 | 22 | 5 | N |  |  | SB | Y | 5 | 1979 |  |  | N | Electric Utility | 1 | B: X; PC: DFO |  |  |  | N |  |  | 1H | [20 empty] | N |  |  | N |  | N
8723 | City of Holland | 6356 | Sixth Street Gas Turbine | MI | Ottawa | 1 | Petroleum Liquids | GT |  | S | X | X |  |  | 24 | 0.9 | 16 | 20 | 10 | N |  |  | OP | X | 5 | 1974 |  |  | N | Electric Utility | 1 | B: X; PC: DFO |  |  |  | N | N |  | 1H | [23 empty] | N | N
12436 | Michigan State University | 10328 | T B Simon Power Plant | MI | Ingham | GEN5 | Natural Gas Steam Turbine | ST |  | S | X | X |  |  | 24 | 0.85 | 23.8 | 23.8 | 5 | N |  |  | OP | X | 5 | 2006 |  |  | Y | Commercial CHP | 5 | [11 empty] | N | N |  | OVER |  |  |  |  | N | [18 empty] | N | N | N | bar: B to PC; NG
20910 | Wolverine Power Supply Coop | 1880 | Claude Vandyke | MI | Allegan | 8 | Natural Gas Fired Combustion Turbine | GT |  | S | X | X |  |  | 24.8 | 0.8 | 20.2 | 27.3 | 17.4 | N |  |  | OP | X | 9 | 2001 |  |  | N | Electric Utility | 1 | [11 empty] | N |  |  | 12H | [23 empty] | N | bar: B to PC
14232 | Otter Tail Power Co | 1943 | Hoot Lake | MN | Otter Tail | D2 | Petroleum Liquids | IC |  | S | X | X |  |  | 0.1 | 0.8 | 0.1 | 0.1 | 0 | N |  |  | SB | Y | 5 | 1967 | 6 | 2021 | N | Electric Utility | 1 | B: X; PC: DFO |  |  |  | N | N |  | 10M | [23 empty] | N
14232 | Otter Tail Power Co | 1943 | Hoot Lake | MN | Otter Tail | D1 | Petroleum Liquids | IC |  | S | X | X |  |  | 0.2 | 0.8 | 0.2 | 0.2 | 0 | N |  |  | SB | Y | 5 | 1967 | 6 | 2021 | N | Electric Utility | 1 | B: X; PC: DFO |  |  |  | N | N |  | 10M | [23 empty] | N
5773 | City of Elk River | 1971 | Elk River City of | MN | Sherburne | 1 | Petroleum Liquids | IC |  | S | X | X |  |  | 0.5 | 0.8 | 0.5 | 0.5 | 0.4 | N |  |  | SB | Y | 3 | 1948 |  |  | N | Electric Utility | 1 | B: X; PC: DFO |  |  |  | N | N |  | 1H | [20 empty] | N |  |  | N |  | N
5773 | City of Elk River | 1971 | Elk River City of | MN | Sherburne | 2 | Petroleum Liquids | IC |  | S | X | X |  |  | 0.5 | 0.8 | 0.5 | 0.5 | 0.4 | N |  |  | SB | Y | 3 | 1948 |  |  | N | Electric Utility | 1 | B: X; PC: DFO |  |  |  | N | N |  | 1H | [20 empty] | N |  |  | N |  | N
58828 | St. Olaf College | 58996 | St. Olaf StandBy Generators | MN | Rice | SBIC1 | Petroleum Liquids | IC |  | S | X | X |  |  | 0.5 | 0.95 | 0.4 | 0.3 | 0 | N |  |  | SB | Y | 6 | 1999 |  |  | N | IPP Non-CHP | 2 | B: X; PC: DFO |  |  |  | N | N |  | 10M | [20 empty] | N |  |  | N |  | N
10596 | City of Lake Crystal - (MN) | 1985 | Lake Crystal | MN | Blue Earth | 1 | Petroleum Liquids | IC |  | S | X | X |  |  | 0.6 | 0.95 | 0.6 | 0.6 | 0.6 | N |  |  | OP | X | 5 | 1952 |  |  | N | Electric Utility | 1 | B: X; PC: DFO |  |  |  | N | N |  | 10M | [23 empty] | N | N | N
13480 | New Prague Utilities Comm | 1999 | New Prague | MN | Le Sueur | 5 | Natural Gas Internal Combustion Engine | IC |  | S | X | X |  |  | 0.6 | 0.8 | 0.6 | 0.6 | 0.6 | N |  |  | OP | X | 8 | 1944 |  |  | N | Electric Utility | 1 | [11 empty] | N | N |  | 1H | [23 empty] | N | bar: B to PC
15348 | Preston Public Utilities Comm | 2004 | Preston (MN) | MN | Fillmore | 4 | Petroleum Liquids | IC |  | S | X | X |  |  | 0.6 | 0.8 | 0.8 | 0.8 | 0.5 | N |  |  | OP | X | 1 | 1949 |  |  | N | Electric Utility | 1 | B: X; PC: DFO |  |  |  | N |  |  | 1H | [23 empty] | N | N | N
9650 | City of Janesville - (MN) | 1982 | Janesville | MN | Waseca | 3 | Petroleum Liquids | IC |  | S | X | X |  |  | 0.7 | 0.8 | 0.5 | 0.6 | 0.3 | N |  |  | OP | X | 5 | 1955 |  |  | N | Electric Utility | 1 | B: X; PC: DFO; NG: NG |  |  |  | N | N |  | 1H | [20 empty] | N |  |  | Y | Y | Y
12647 | ALLETE, Inc. | 1893 | Clay Boswell | MN | Itasca | D4 | Petroleum Liquids | IC |  | J | X | X |  |  | 0.8 | 0.8 | 0.8 | 0.8 | 0.8 | N |  |  | SB | Y | 4 | 1980 |  |  | N | Electric Utility | 1 | B: X; PC: DFO |  |  |  | N |  |  | 1H | [23 empty] | N
5015 | Delano Municipal Utilities | 1969 | Delano | MN | Wright | 5 | Petroleum Liquids | IC |  | S | X | X |  |  | 0.8 | 0.8 | 0.8 | 0.8 | 0.3 | N |  |  | OP | X | 10 | 1946 |  |  | N | Electric Utility | 1 | B: X; PC: DFO |  |  |  | N | N |  | 1H | [23 empty] | N |  | N
5773 | City of Elk River | 1971 | Elk River City of | MN | Sherburne | 5 | Landfill Gas | IC |  | S | X | X |  |  | 0.8 | 0.8 | 0.8 | 0.8 | 0.2 | N |  |  | OP | X | 10 | 2002 |  |  | N | Electric Utility | 1 | B: X; PC: LFG |  |  |  | N | N |  | 1H | [20 empty] | N |  |  | N |  | N
5773 | City of Elk River | 1971 | Elk River City of | MN | Sherburne | 6 | Landfill Gas | IC |  | S | X | X |  |  | 0.8 | 0.8 | 0.8 | 0.8 | 0.2 | N |  |  | OP | X | 10 | 2002 |  |  | N | Electric Utility | 1 | B: X; PC: LFG |  |  |  | N | N |  | 1H | [20 empty] | N |  |  | N |  | N
5773 | City of Elk River | 1971 | Elk River City of | MN | Sherburne | 7 | Landfill Gas | IC |  | S | X | X |  |  | 0.8 | 0.8 | 0.8 | 0.8 | 0.2 | N |  |  | OP | X | 10 | 2002 |  |  | N | Electric Utility | 1 | B: X; PC: LFG |  |  |  | N | N |  | 1H | [20 empty] | N |  |  | N |  | N
5773 | City of Elk River | 1971 | Elk River City of | MN | Sherburne | 8 | Landfill Gas | IC |  | S | X | X |  |  | 0.8 | 0.8 | 0.8 | 0.8 | 0.2 | N |  |  | OP | X | 7 | 2006 |  |  | N | Electric Utility | 1 | B: X; PC: LFG |  |  |  | N | N |  | 1H | [20 empty] | N |  |  | N |  | N
54842 | WM Renewable Energy LLC | 57017 | Spruce Ridge Gas Recovery | MN | McLeod | GEN1 | Landfill Gas | IC |  | S | X | X | City of Glencoe | City of Glencoe | 0.8 | 0.98 | 0.8 | 0.8 | 0.5 | N |  |  | OP | X | 4 | 2008 |  |  | N | IPP Non-CHP | 2 | B: X; PC: LFG |  |  |  | N |  |  | 1H | [23 empty] | N | N | N
54842 | WM Renewable Energy LLC | 57017 | Spruce Ridge Gas Recovery | MN | McLeod | GEN2 | Landfill Gas | IC |  | S | X | X | City of Glencoe | City of Glencoe | 0.8 | 0.98 | 0.8 | 0.8 | 0.5 | N |  |  | OP | X | 4 | 2008 |  |  | N | IPP Non-CHP | 2 | B: X; PC: LFG |  |  |  | N |  |  | 1H | [23 empty] | N | N | N
54842 | WM Renewable Energy LLC | 57017 | Spruce Ridge Gas Recovery | MN | McLeod | GEN3 | Landfill Gas | IC |  | S | X | X | City of Glencoe | City of Glencoe | 0.8 | 0.98 | 0.8 | 0.8 | 0.5 | N |  |  | OP | X | 4 | 2008 |  |  | N | IPP Non-CHP | 2 | B: X; PC: LFG | [6 empty] | 1H | [23 empty] | N | N | N
54842 | WM Renewable Energy LLC | 57017 | Spruce Ridge Gas Recovery | MN | McLeod | GEN4 | Landfill Gas | IC |  | S | X | X | City of Glencoe | City of Glencoe | 0.8 | 0.98 | 0.8 | 0.8 | 0.5 | N |  |  | OP | X | 12 | 2010 |  |  | N | IPP Non-CHP | 2 | B: X; PC: LFG | [6 empty] | 1H | [23 empty] | N | N | N
12286 | Melrose Public Utilities | 1994 | Melrose | MN | Stearns | 1 | Petroleum Liquids | IC |  | S | X | X | NSP.MRES.MLRS |  | 1 | 0.85 | 0.8 | 0.8 | 0.8 | N |  |  | SB | N | 7 | 1945 |  |  | N | Electric Utility | 1 | B: X; PC: DFO |  |  |  | N |  |  | 1H | [23 empty] | N |  | N
15387 | Princeton Public Utils Comm | 2005 | Princeton (MN) | MN | Mille Lacs | 5 | Petroleum Liquids | IC |  | S | X | X | GRE.PRINC1 | GRE.PRINC1 | 1 | 0.8 | 1 | 1 | 1 | N |  |  | OP | X | 9 | 1953 |  |  | N | Electric Utility | 1 | B: X; PC: DFO |  |  |  | N | N |  | 1H | [23 empty] | N | N | N
49993 | Stevens Community Medical Center | 56245 | Stevens Community Medical Center | MN | Stevens | 1 | Petroleum Liquids | IC |  | S | X | X |  |  | 1 | 0.8 | 1 | 1 | 1 | N |  |  | SB | Y | 5 | 2004 |  |  | N | Commercial Non-CHP | 4 | B: X; PC: DFO |  |  |  | N |  |  | 10M | [23 empty] | N | N | N
58163 | POET Biorefining Lake Crystal | 58197 | POET Biorefining Lake Crystal | MN | Blue Earth | 2 | Natural Gas Steam Turbine | ST |  | S | X | X |  |  | 1 | 0.8 | 1 | 1 | 0 | N |  |  | OP | X | 4 | 2005 |  |  | Y | Industrial CHP | 7 | [11 empty] | N | N |  | 12H | [23 empty] | N | N | bar: B to PC; NG
58569 | City of Rochester | 58617 | Water Reclamation Plant | MN | Olmsted | GEN1 | Other Waste Biomass | IC |  | S | X | X |  |  | 1 | 0.8 | 0.3 | 0.3 | 0.3 | N |  |  | OP | X | 3 | 2003 |  |  | Y | Commercial CHP | 5 | B: T; PC: OBG; NG: NG |  |  |  | N | N |  | 10M | [23 empty] | Y | N | N
58569 | City of Rochester | 58617 | Water Reclamation Plant | MN | Olmsted | GEN2 | Other Waste Biomass | IC |  | S | X | X |  |  | 1 | 0.8 | 0.3 | 0.3 | 0.3 | N |  |  | OP | X | 8 | 2008 |  |  | Y | Commercial CHP | 5 | B: T; PC: OBG; NG: NG |  |  |  | N | N |  | 10M | [23 empty] | Y | N | N
12286 | Melrose Public Utilities | 58929 | Melrose 2 | MN | Stearns | 12286 | Petroleum Liquids | IC |  | S | X | X |  |  | 1 | 0.9 | 0.9 | 0.9 | 0.8 | N |  |  | OP | X | 3 | 2014 |  |  | N | Electric Utility | 1 | B: X; PC: DFO |  |  |  | N |  |  | 10M | [23 empty] | N |  | N
29305 | City of Madelia - (MN) | 30 | Madelia | MN | Watonwan | 3 | Petroleum Liquids | IC |  | S | X | X |  |  | 1.1 | 0.8 | 0.9 | 1 | 0.6 | N |  |  | OP | X | 1 | 1959 |  |  | N | Electric Utility | 1 | B: X; PC: DFO; NG: NG |  |  |  | N | N |  | 1H | [23 empty] | Y | Y | Y
1883 | Blue Earth Light & Water | 1967 | Blue Earth | MN | Faribault | IC7 | Petroleum Liquids | IC |  | S | X | X |  |  | 1.1 | 0.9 | 1.1 | 1.1 | 0.5 | N |  |  | OP | X | 9 | 2015 |  |  | N | Electric Utility | 1 | B: X; PC: DFO |  |  |  | N |  |  | 1H | [23 empty] | N | N
5015 | Delano Municipal Utilities | 1969 | Delano | MN | Wright | 2 | Natural Gas Internal Combustion Engine | IC |  | S | X | X |  |  | 1.1 | 0.8 | 1.1 | 1.1 | 0.3 | N |  |  | OP | X | 11 | 1972 |  |  | N | Electric Utility | 1 | B: X; PC: NG; NG: DFO |  |  |  | N | N |  | 1H | [20 empty] | N |  |  | N | N | N
9650 | City of Janesville - (MN) | 1982 | Janesville | MN | Waseca | 1 | Petroleum Liquids | IC |  | S | X | X |  |  | 1.1 | 0.8 | 0.9 | 1 | 0.5 | N |  |  | OP | X | 5 | 1965 |  |  | N | Electric Utility | 1 | B: X; PC: DFO; NG: NG |  |  |  | N | N |  | 1H | [20 empty] | N |  |  | Y | Y | Y
12286 | Melrose Public Utilities | 1994 | Melrose | MN | Stearns | 2 | Petroleum Liquids | IC |  | S | X | X | NSP.MRES.MLRS |  | 1.1 | 0.85 | 1.1 | 1.1 | 0.8 | N |  |  | OP | X | 7 | 1948 |  |  | N | Electric Utility | 1 | B: X; PC: DFO |  |  |  | N |  |  | 1H | [23 empty] | N |  | N
12900 | City of Mora - (MN) | 1997 | Mora | MN | Kanabec | 2 | Natural Gas Internal Combustion Engine | IC |  | S | X | X |  |  | 1.1 | 0.8 | 1.2 | 1.2 | 0.2 | N |  |  | OP | X | 9 | 1957 |  |  | N | Electric Utility | 1 | B: X; PC: NG; NG: DFO |  |  |  | N | N |  | 1H | [23 empty] | Y | N | Y
13048 | City of Mountain Lake - (MN) | 1998 | Mountain Lake | MN | Cottonwood | 2 | Petroleum Liquids | IC |  | S | X | X |  |  | 1.1 | 1 | 0.9 | 1.1 | 0.9 | N |  |  | OP | X | 5 | 1954 |  |  | N | Electric Utility | 1 | B: X; PC: DFO; NG: NG |  |  |  | N | N |  | 1H | [23 empty] | Y | Y | Y
15348 | Preston Public Utilities Comm | 2004 | Preston (MN) | MN | Fillmore | 5 | Natural Gas Internal Combustion Engine | IC |  | S | X | X |  |  | 1.1 | 0.8 | 1.1 | 1.1 | 0.8 | N |  |  | OP | X | 1 | 1954 |  |  | N | Electric Utility | 1 | B: X; PC: NG; NG: DFO |  |  |  | N |  |  | 1H | [23 empty] | Y | Y | Y
17824 | Spring Valley Pub Utils Comm | 2013 | Spring Valley | MN | Fillmore | 2 | Petroleum Liquids | IC |  | S | X | X | ALTW.SPRVAUN1 | ALTW.SPRVAUN1 | 1.1 | 0.8 | 1.1 | 1.1 | 1 | N |  |  | OP | X | 1 | 1952 |  |  | N | Electric Utility | 1 | B: X; PC: DFO; NG: NG |  |  |  | N | N |  | 1H | [23 empty] | Y | N | Y
29295 | City of Wells - (MN) | 2020 | Wells IC | MN | Faribault | 3 | Petroleum Liquids | IC |  | S | X | X |  |  | 1.1 | 0.8 | 1.1 | 1.1 | 0.9 | N |  |  | OP | X | 11 | 1950 |  |  | N | Electric Utility | 1 | B: X; PC: DFO; NG: NG |  |  |  | N | N |  | 10M | [20 empty] | N |  |  | Y | N | Y
295 | City of Alexandria - (MN) | 1958 | Alexandria | MN | Douglas | IC1 | Petroleum Liquids | IC |  | S | X | X | OTP.MRES |  | 1.2 | 0.8 | 1 | 1 | 0.1 | N |  |  | SB | Y | 1 | 1948 |  |  | N | Electric Utility | 1 | B: X; PC: DFO |  |  |  | N | N |  | 1H | [23 empty] | N |  | N
1871 | City of Blooming Prairie - (MN) | 1966 | Blooming Prairie | MN | Steele | 4 | Petroleum Liquids | IC |  | S | X | X |  |  | 1.2 | 0.96 | 1.3 | 1.3 | 0.8 | N |  |  | SB | Y | 8 | 1974 |  |  | N | Electric Utility | 1 | B: X; PC: DFO |  |  |  | N |  |  | 1H | [23 empty] | N
5015 | Delano Municipal Utilities | 1969 | Delano | MN | Wright | 6 | Petroleum Liquids | IC |  | S | X | X |  |  | 1.2 | 0.8 | 1.2 | 1.2 | 0.4 | N |  |  | OP | X | 8 | 1989 |  |  | N | Electric Utility | 1 | B: X; PC: DFO |  |  |  | N | N |  | 1H | [23 empty] | N |  | N
10596 | City of Lake Crystal - (MN) | 1985 | Lake Crystal | MN | Blue Earth | 4 | Petroleum Liquids | IC |  | S | X | X |  |  | 1.2 | 0.95 | 1.2 | 1.2 | 1.2 | N |  |  | OP | X | 5 | 1955 |  |  | N | Electric Utility | 1 | B: X; PC: DFO |  |  |  | N | N |  | 10M | [23 empty] | N | N | N
15387 | Princeton Public Utils Comm | 2005 | Princeton (MN) | MN | Mille Lacs | 4 | Petroleum Liquids | IC |  | S | X | X | GRE.PRINC1 | GRE.PRINC1 | 1.2 | 0.8 | 1.3 | 1.3 | 1 | N |  |  | OP | X | 9 | 1967 |  |  | N | Electric Utility | 1 | B: X; PC: DFO |  |  |  | N | N |  | 1H | [23 empty] | N | N | N
18820 | City of Thief River Falls | 2014 | Thief River Falls | MN | Pennington | IC2 | Petroleum Liquids | IC |  | S | X | X |  |  | 1.2 | 0.8 | 1 | 1 | 0.2 | N |  |  | OP | X | 2 | 1952 |  |  | N | Electric Utility | 1 | B: X; PC: DFO |  |  |  | N | N |  | 1H | [23 empty] | N | N | N
18820 | City of Thief River Falls | 2014 | Thief River Falls | MN | Pennington | IC3A | Petroleum Liquids | IC |  | S | X | X |  |  | 1.2 | 0.8 | 1.2 | 1.2 | 0 | N |  |  | OP | X | 2 | 2001 |  |  | N | Electric Utility | 1 | B: X; PC: DFO |  |  |  | N | N |  | 1H | [23 empty] | N | N | N
10622 | City of Lakefield - (MN) | 7415 | Lakefield Utilities | MN | Jackson | 5 | Petroleum Liquids | IC |  | S | X | X | ALTW.MRES |  | 1.2 | 0.8 | 1 | 1 | 0.8 | N |  |  | OP | X | 2 | 1985 |  |  | N | Electric Utility | 1 | B: X; PC: DFO | [6 empty] | 10M | [23 empty] | N
18981 | Thomson Corp | 57207 | Thomson Reuters Data Center Bldg ES101 | MN | Dakota | 1 | Petroleum Liquids | IC |  | S | X | X |  |  | 1.2 | 0.8 | 0.6 | 0.4 | 0 | N |  |  | SB | N | 5 | 2009 |  |  | N | Commercial Non-CHP | 4 | B: X; PC: DFO |  |  |  | N | N |  | 1H | [20 empty] | N |  |  | N | N | N
29305 | City of Madelia - (MN) | 30 | Madelia | MN | Watonwan | 5 | Petroleum Liquids | IC |  | S | X | X |  |  | 1.3 | 0.8 | 1.1 | 1.2 | 0.7 | N |  |  | OP | X | 3 | 1954 |  |  | N | Electric Utility | 1 | B: X; PC: DFO; NG: NG |  |  |  | N | N |  | 1H | [23 empty] | Y | Y | Y
1871 | City of Blooming Prairie - (MN) | 1966 | Blooming Prairie | MN | Steele | 7 | Petroleum Liquids | IC |  | S | X | X |  |  | 1.3 | 0.96 | 1.3 | 1.3 | 1.3 | N |  |  | SB | Y | 10 | 2012 |  |  | N | Electric Utility | 1 | B: X; PC: DFO |  |  |  | N |  |  | 1H |  |  |  | N | [19 empty] | N | N | N
5015 | Delano Municipal Utilities | 1969 | Delano | MN | Wright | 3 | Natural Gas Internal Combustion Engine | IC |  | S | X | X |  |  | 1.3 | 0.8 | 1.3 | 1.3 | 0.4 | N |  |  | OP | X | 3 | 1973 |  |  | N | Electric Utility | 1 | B: X; PC: NG; NG: DFO |  |  |  | N | N |  | 1H | [20 empty] | N |  |  | N | N | N
7292 | Glencoe Light & Power Comm | 1975 | Glencoe | MN | McLeod | 5 | Petroleum Liquids | IC |  | S | X | X |  |  | 1.3 | 0.8 | 1 | 1 | 0.5 | N |  |  | OP | X | 6 | 1957 |  |  | N | Electric Utility | 1 | B: X; PC: DFO; NG: NG |  |  |  | N | N |  | 1H | [23 empty] | Y | Y | Y
9650 | City of Janesville - (MN) | 1982 | Janesville | MN | Waseca | 2 | Petroleum Liquids | IC |  | S | X | X |  |  | 1.3 | 0.8 | 1.1 | 1.2 | 0.6 | N |  |  | OP | X | 5 | 1972 |  |  | N | Electric Utility | 1 | B: X; PC: DFO; NG: NG |  |  |  | N | N |  | 1H | [20 empty] | N |  |  | Y | Y | Y
12897 | Moose Lake Water & Light Comm | 1996 | Moose Lake | MN | Carlton | 1 | Petroleum Liquids | IC |  | S | X | X |  |  | 1.3 | 0.8 | 1.3 | 1.3 | 1.3 | N |  |  | SB | Y | 7 | 1973 |  |  | N | Electric Utility | 1 | B: X; PC: DFO |  |  |  | N | N |  | 1H | [23 empty] | N | N | N
13048 | City of Mountain Lake - (MN) | 1998 | Mountain Lake | MN | Cottonwood | 5 | Petroleum Liquids | IC |  | S | X | X |  |  | 1.3 | 1 | 1.2 | 1.3 | 1.2 | N |  |  | OP | X | 5 | 1959 |  |  | N | Electric Utility | 1 | B: X; PC: DFO; NG: NG |  |  |  | N | N |  | 1H | [23 empty] | Y | Y | Y
29295 | City of Wells - (MN) | 2020 | Wells IC | MN | Faribault | 1 | Petroleum Liquids | IC |  | S | X | X |  |  | 1.3 | 0.8 | 1.3 | 1.3 | 1 | N |  |  | OP | X | 3 | 1953 |  |  | N | Electric Utility | 1 | B: X; PC: DFO; NG: NG |  |  |  | N | N |  | 10M | [20 empty] | N |  |  | Y | N | Y
29295 | City of Wells - (MN) | 2020 | Wells IC | MN | Faribault | 2 | Petroleum Liquids | IC |  | S | X | X |  |  | 1.3 | 0.8 | 1.3 | 1.3 | 1 | N |  |  | OP | X | 4 | 1957 |  |  | N | Electric Utility | 1 | B: X; PC: DFO; NG: NG |  |  |  | N | N |  | 10M | [20 empty] | N |  |  | Y | N | Y
14232 | Otter Tail Power Co | 7947 | Solway CT | MN | Beltrami | D1 | Petroleum Liquids | IC |  | S | X | X |  |  | 1.3 | 0.8 | 1.3 | 1.3 | 0.1 | N |  |  | OP | X | 8 | 2005 |  |  | N | Electric Utility | 1 | B: X; PC: DFO |  |  |  | N |  |  | 10M | [23 empty] | N
18820 | City of Thief River Falls | 2014 | Thief River Falls | MN | Pennington | IC4 | Petroleum Liquids | IC |  | S | X | X |  |  | 1.4 | 0.8 | 1.2 | 1.2 | 0.2 | N |  |  | OP | X | 10 | 1948 |  |  | N | Electric Utility | 1 | B: X; PC: DFO |  |  |  | N | N |  | 1H | [23 empty] | N | N | N
1883 | Blue Earth Light & Water | 1967 | Blue Earth | MN | Faribault | IC1 | Petroleum Liquids | IC |  | S | X | X |  |  | 1.5 | 0.9 | 1.5 | 1.5 | 0.5 | N |  |  | OP | X | 11 | 1960 |  |  | N | Electric Utility | 1 | B: X; PC: DFO |  |  |  | N |  |  | 1H | [23 empty] | N | N | N
1883 | Blue Earth Light & Water | 1967 | Blue Earth | MN | Faribault | IC3 | Petroleum Liquids | IC |  | S | X | X |  |  | 1.6 | 0.9 | 1.6 | 1.6 | 0.5 | N |  |  | OP | X | 11 | 1993 |  |  | N | Electric Utility | 1 | B: X; PC: DFO |  |  |  | N |  |  | 1H | [23 empty] | N | N
1883 | Blue Earth Light & Water | 1967 | Blue Earth | MN | Faribault | IC4 | Petroleum Liquids | IC |  | S | X | X |  |  | 1.6 | 0.9 | 1.6 | 1.6 | 0.5 | N |  |  | OP | X | 11 | 1993 |  |  | N | Electric Utility | 1 | B: X; PC: DFO |  |  |  | N |  |  | 1H | [23 empty] | N | N
1883 | Blue Earth Light & Water | 1967 | Blue Earth | MN | Faribault | IC5 | Petroleum Liquids | IC |  | S | X | X |  |  | 1.6 | 0.9 | 1.6 | 1.6 | 0.5 | N |  |  | OP | X | 11 | 1993 |  |  | N | Electric Utility | 1 | B: X; PC: DFO |  |  |  | N |  |  | 1H | [23 empty] | N
54842 | WM Renewable Energy LLC | 54939 | EKS Landfill | MN | Dakota | UNT1 | Landfill Gas | IC |  | S | X | X | NSPC | NSPC | 1.6 | 0.98 | 1.5 | 1.5 | 1 | N |  |  | OP | X | 5 | 1994 |  |  | N | IPP Non-CHP | 2 | B: X; PC: LFG |  |  |  | N |  |  | 1H | [23 empty] | N | N | N
54842 | WM Renewable Energy LLC | 54939 | EKS Landfill | MN | Dakota | UNT2 | Landfill Gas | IC |  | S | X | X | NSPC | NSPC | 1.6 | 0.98 | 1.5 | 1.5 | 1 | N |  |  | OP | X | 5 | 1994 |  |  | N | IPP Non-CHP | 2 | B: X; PC: LFG |  |  |  | N |  |  | 1H | [23 empty] | N | N | N
54842 | WM Renewable Energy LLC | 54939 | EKS Landfill | MN | Dakota | UNT4 | Landfill Gas | IC |  | S | X | X | NSPC | NSPC | 1.6 | 0.98 | 1.5 | 1.5 | 1 | N |  |  | OP | X | 7 | 2011 |  |  | N | IPP Non-CHP | 2 | B: X; PC: LFG | [6 empty] | 1H | [23 empty] | N | N | N
40580 | Southern Minnesota Mun P Agny | 57903 | SMMPA Methane Energy Facility | MN | Kanabec | UNIT1 | Landfill Gas | IC |  | S | X | X |  |  | 1.6 | 0.8 | 1.5 | 1.5 | 1.2 | N |  |  | OP | X | 4 | 2012 |  |  | N | Electric Utility | 1 | B: X; PC: LFG |  |  |  | N |  |  | 1H | [23 empty] | N
21995 | Olmsted County Public Works | 50413 | Olmsted Waste Energy | MN | Olmsted | DGCAT | Petroleum Liquids | IC |  | S | X | X |  |  | 1.7 | 1 | 1.3 | 1.3 | 0.2 | N |  |  | SB | N | 10 | 2009 |  |  | N | Commercial CHP | 5 | B: X; PC: DFO |  |  |  | N | N |  | 10M | [23 empty] | N | N | N
13781 | Northern States Power Co - Minnesota | 1913 | Inver Hills | MN | Dakota | 7 | Petroleum Liquids | GT |  | S | X | X |  |  | 1.8 | 0.8 | 1.8 | 1.8 | 0.8 | N |  |  | SB | Y | 6 | 1997 | 12 | 2026 | N | Electric Utility | 1 | B: X; PC: DFO |  |  |  | N | N |  | 1H | [23 empty] | N
13781 | Northern States Power Co - Minnesota | 1913 | Inver Hills | MN | Dakota | 8 | Petroleum Liquids | GT |  | S | X | X |  |  | 1.8 | 0.8 | 1.8 | 1.8 | 0.8 | N |  |  | SB | Y | 6 | 1997 | 12 | 2026 | N | Electric Utility | 1 | B: X; PC: DFO |  |  |  | N | N |  | 1H | [23 empty] | N
1573 | City of Benson - (MN) | 1964 | Benson City of | MN | Swift | 10 | Petroleum Liquids | IC |  | S | X | X | OTP.MRES |  | 1.8 | 0.8 | 1.8 | 1.8 | 0.4 | N |  |  | OP | X | 5 | 2002 |  |  | N | Electric Utility | 1 | B: X; PC: DFO |  |  |  | N |  |  | 10M | [23 empty] | N
1573 | City of Benson - (MN) | 1964 | Benson City of | MN | Swift | 11 | Petroleum Liquids | IC |  | S | X | X | OTP.MRES |  | 1.8 | 0.8 | 1.8 | 1.8 | 0.4 | N |  |  | OP | X | 5 | 2002 |  |  | N | Electric Utility | 1 | B: X; PC: DFO |  |  |  | N |  |  | 10M | [23 empty] | N
1573 | City of Benson - (MN) | 1964 | Benson City of | MN | Swift | 7 | Petroleum Liquids | IC |  | S | X | X | OTP.MRES |  | 1.8 | 0.8 | 1.8 | 1.8 | 0.4 | N |  |  | OP | X | 5 | 2002 |  |  | N | Electric Utility | 1 | B: X; PC: DFO |  |  |  | N |  |  | 10M | [23 empty] | N
1573 | City of Benson - (MN) | 1964 | Benson City of | MN | Swift | 8 | Petroleum Liquids | IC |  | S | X | X | OTP.MRES |  | 1.8 | 0.8 | 1.8 | 1.8 | 0.4 | N |  |  | OP | X | 5 | 2002 |  |  | N | Electric Utility | 1 | B: X; PC: DFO |  |  |  | N |  |  | 10M | [23 empty] | N
1573 | City of Benson - (MN) | 1964 | Benson City of | MN | Swift | 9 | Petroleum Liquids | IC |  | S | X | X | OTP.MRES |  | 1.8 | 0.8 | 1.8 | 1.8 | 0.4 | N |  |  | OP | X | 5 | 2002 |  |  | N | Electric Utility | 1 | B: X; PC: DFO |  |  |  | N |  |  | 10M | [23 empty] | N
1883 | Blue Earth Light & Water | 1967 | Blue Earth | MN | Faribault | IC6 | Petroleum Liquids | IC |  | S | X | X |  |  | 1.8 | 0.9 | 1.8 | 1.8 | 0.5 | N |  |  | OP | X | 2 | 1996 |  |  | N | Electric Utility | 1 | B: X; PC: DFO |  |  |  | N |  |  | 1H | [23 empty] | N | N
1883 | Blue Earth Light & Water | 1967 | Blue Earth | MN | Faribault | IC8 | Petroleum Liquids | IC |  | S | X | X |  |  | 1.8 | 0.9 | 1.8 | 1.8 | 0.5 | N |  |  | OP | X | 9 | 2015 |  |  | N | Electric Utility | 1 | B: X; PC: DFO |  |  |  | N |  |  | 1H | [23 empty] | N | N
9650 | City of Janesville - (MN) | 1982 | Janesville | MN | Waseca | 4 | Petroleum Liquids | IC |  | S | X | X |  |  | 1.8 | 0.8 | 1.8 | 1.8 | 0.9 | N |  |  | OP | X | 12 | 1998 |  |  | N | Electric Utility | 1 | B: X; PC: DFO |  |  |  | N | N |  | 1H | [20 empty] | N |  |  | N | N | N
10179 | Kenyon Municipal Utilities | 1983 | Kenyon Municipal | MN | Goodhue | 5 | Petroleum Liquids | IC |  | S | X | X |  |  | 1.8 | 0.8 | 1.8 | 1.8 | 0 | N |  |  | SB | Y | 8 | 1997 |  |  | N | Electric Utility | 1 | B: X; PC: DFO |  |  |  | N | N |  | 10M | [23 empty] | N | N | N
10179 | Kenyon Municipal Utilities | 1983 | Kenyon Municipal | MN | Goodhue | 6 | Petroleum Liquids | IC |  | S | X | X |  |  | 1.8 | 0.8 | 1.8 | 1.8 | 0 | N |  |  | SB | Y | 8 | 1997 |  |  | N | Electric Utility | 1 | B: X; PC: DFO |  |  |  | N | N |  | 10M | [23 empty] | N | N | N
10179 | Kenyon Municipal Utilities | 1983 | Kenyon Municipal | MN | Goodhue | 7 | Petroleum Liquids | IC |  | S | X | X |  |  | 1.8 | 0.8 | 1.8 | 1.8 | 0 | N |  |  | SB | Y | 8 | 1997 |  |  | N | Electric Utility | 1 | B: X; PC: DFO |  |  |  | N | N |  | 10M | [23 empty] | N | N | N
13048 | City of Mountain Lake - (MN) | 1998 | Mountain Lake | MN | Cottonwood | 6 | Petroleum Liquids | IC |  | S | X | X |  |  | 1.8 | 1 | 1.8 | 1.8 | 1.8 | N |  |  | OP | X | 2 | 1998 |  |  | N | Electric Utility | 1 | B: X; PC: DFO |  |  |  | N | N |  | 1H | [23 empty] | N
13048 | City of Mountain Lake - (MN) | 1998 | Mountain Lake | MN | Cottonwood | 7 | Petroleum Liquids | IC |  | S | X | X |  |  | 1.8 | 1 | 1.8 | 1.8 | 1.8 | N |  |  | OP | X | 1 | 1998 |  |  | N | Electric Utility | 1 | B: X; PC: DFO |  |  |  | N | N |  | 1H | [23 empty] | N
17320 | Sleepy Eye Public Utility Comm | 2011 | Sleepy Eye | MN | Brown | 1A | Petroleum Liquids | IC |  | S | X | X | NSP.CMMPA.SE | MISO | 1.8 | 0.8 | 1.8 | 1.8 | 0.2 | N |  |  | SB | Y | 4 | 1999 |  |  | N | Electric Utility | 1 | B: X; PC: DFO |  |  |  | N | N |  | 1H |  |  |  | N | [19 empty] | N
17320 | Sleepy Eye Public Utility Comm | 2011 | Sleepy Eye | MN | Brown | 5 | Petroleum Liquids | IC |  | S | X | X | NSP.CMMPA.SE |  | 1.8 | 0.8 | 1.8 | 1.8 | 0.2 | N |  |  | SB | Y | 6 | 1996 |  |  | N | Electric Utility | 1 | B: X; PC: DFO |  |  |  | N | N |  | 1H | [23 empty] | N |  | N
17320 | Sleepy Eye Public Utility Comm | 2011 | Sleepy Eye | MN | Brown | IC4 | Petroleum Liquids | IC |  | S | X | X | NSP.CMMPA.SE |  | 1.8 | 0.8 | 1.8 | 1.8 | 0.2 | N |  |  | SB | Y | 7 | 1995 |  |  | N | Electric Utility | 1 | B: X; PC: DFO |  |  |  | N | N |  | 1H | [23 empty] | N |  | N
17836 | Springfield Public Utils Comm - (MN) | 2012 | Springfield (MN) | MN | Brown | 5 | Petroleum Liquids | IC |  | S | X | X |  |  | 1.8 | 1 | 1.8 | 1.8 | 0.5 | N |  |  | OP | X | 6 | 1994 |  |  | N | Electric Utility | 1 | B: X; PC: DFO |  |  |  | N |  |  | 10M | [23 empty] | N | N | N
17836 | Springfield Public Utils Comm - (MN) | 2012 | Springfield (MN) | MN | Brown | 6 | Petroleum Liquids | IC |  | S | X | X |  |  | 1.8 | 1 | 1.8 | 1.8 | 0.5 | N |  |  | OP | X | 4 | 1996 |  |  | N | Electric Utility | 1 | B: X; PC: DFO |  |  |  | N |  |  | 10M | [23 empty] | N | N | N
17836 | Springfield Public Utils Comm - (MN) | 2012 | Springfield (MN) | MN | Brown | 7 | Petroleum Liquids | IC |  | S | X | X |  |  | 1.8 | 1 | 1.8 | 1.8 | 0.5 | N |  |  | OP | X | 4 | 1998 |  |  | N | Electric Utility | 1 | B: X; PC: DFO |  |  |  | N | N |  | 10M | [23 empty] | N | N | N
17836 | Springfield Public Utils Comm - (MN) | 2012 | Springfield (MN) | MN | Brown | 8 | Petroleum Liquids | IC |  | S | X | X |  |  | 1.8 | 1 | 1.8 | 1.8 | 0.5 | N |  |  | OP | X | 4 | 1998 |  |  | N | Electric Utility | 1 | B: X; PC: DFO |  |  |  | N | N |  | 10M | [23 empty] | N | N
17836 | Springfield Public Utils Comm - (MN) | 2012 | Springfield (MN) | MN | Brown | 9 | Petroleum Liquids | IC |  | S | X | X |  |  | 1.8 | 1 | 1.8 | 1.8 | 0.5 | N |  |  | OS | X | 3 | 2001 |  |  | N | Electric Utility | 1 | B: X; PC: DFO |  |  |  | N | N |  | 10M | [23 empty] | N | N
63000 | City of Truman | 2015 | Truman | MN | Martin | 6 | Petroleum Liquids | IC |  | S | X | X |  |  | 1.8 | 0.8 | 1.8 | 1.8 | 0 | N |  |  | SB | Y | 7 | 1997 |  |  | N | Electric Utility | 1 | B: X; PC: DFO |  |  |  | N | N |  | 1H | [23 empty] | N
20806 | City of Windom | 2023 | Windom | MN | Cottonwood | CAT2 | Petroleum Liquids | IC |  | S | X | X |  |  | 1.8 | 0.8 | 1.7 | 1.8 | 0.5 | N |  |  | SB | Y | 4 | 2001 |  |  | N | Electric Utility | 1 | B: X; PC: DFO |  |  |  | N | N |  | 1H | [23 empty] | N | N | N
20806 | City of Windom | 2023 | Windom | MN | Cottonwood | CAT3 | Petroleum Liquids | IC |  | S | X | X |  |  | 1.8 | 0.8 | 1.7 | 1.8 | 0.5 | N |  |  | SB | Y | 4 | 2001 |  |  | N | Electric Utility | 1 | B: X; PC: DFO |  |  |  | N | N |  | 1H | [23 empty] | N | N | N
20806 | City of Windom | 2023 | Windom | MN | Cottonwood | CAT4 | Petroleum Liquids | IC |  | S | X | X |  |  | 1.8 | 0.8 | 1.7 | 1.8 | 0.5 | N |  |  | SB | Y | 4 | 2001 |  |  | N | Electric Utility | 1 | B: X; PC: DFO |  |  |  | N | N |  | 1H | [23 empty] | N | N | N
16181 | Rochester Public Utilities | 56269 | IBM West | MN | Olmsted | 1 | Petroleum Liquids | IC |  | S | X | X |  |  | 1.8 | 0.95 | 1.8 | 1.8 | 0.5 | N |  |  | SB | Y | 10 | 2005 |  |  | N | Electric Utility | 1 | B: X; PC: DFO |  |  |  | N |  |  | 10M | [23 empty] | N
16181 | Rochester Public Utilities | 56269 | IBM West | MN | Olmsted | 2 | Petroleum Liquids | IC |  | S | X | X |  |  | 1.8 | 0.95 | 1.8 | 1.8 | 0.5 | N |  |  | SB | Y | 10 | 2005 |  |  | N | Electric Utility | 1 | B: X; PC: DFO |  |  |  | N |  |  | 10M | [23 empty] | N
58828 | St. Olaf College | 58996 | St. Olaf StandBy Generators | MN | Rice | SBIC2 | Petroleum Liquids | IC |  | S | X | X |  |  | 1.8 | 0.95 | 1.7 | 1.3 | 0 | N |  |  | SB | Y | 6 | 1999 |  |  | N | IPP Non-CHP | 2 | B: X; PC: DFO |  |  |  | N | N |  | 10M | [20 empty] | N |  |  | N |  | N
58828 | St. Olaf College | 58996 | St. Olaf StandBy Generators | MN | Rice | SBIC3 | Petroleum Liquids | IC |  | S | X | X |  |  | 1.8 | 0.95 | 1.7 | 1.3 | 0 | N |  |  | SB | Y | 6 | 1999 |  |  | N | IPP Non-CHP | 2 | B: X; PC: DFO |  |  |  | N | N |  | 10M | [20 empty] | N |  |  | N |  | N
21995 | Olmsted County Public Works | 50413 | Olmsted Waste Energy | MN | Olmsted | TGI | Municipal Solid Waste | ST |  | S | X | X |  |  | 1.9 | 1 | 1.4 | 1.4 | 0.4 | N |  |  | OP | X | 4 | 1987 |  |  | Y | Commercial CHP | 5 | B: T; PC: MSW; NG: NG |  |  |  | N | N |  | 1H | [23 empty] | N | N | N
29305 | City of Madelia - (MN) | 30 | Madelia | MN | Watonwan | 2 | Petroleum Liquids | IC |  | S | X | X |  |  | 2 | 0.8 | 1.8 | 2 | 1 | N |  |  | OP | X | 6 | 1965 |  |  | N | Electric Utility | 1 | B: X; PC: DFO; NG: NG |  |  |  | N | N |  | 1H | [23 empty] | Y | Y | Y
17876 | City of St James - (MN) | 1929 | St James | MN | Watonwan | 1 | Petroleum Liquids | IC |  | S | X | X | NSP.MRES.STJM |  | 2 | 0.8 | 2 | 2 | 1.5 | N |  |  | OP | X | 7 | 2002 |  |  | N | Electric Utility | 1 | B: X; PC: DFO |  |  |  | N |  |  | 10M | [23 empty] | N
17876 | City of St James - (MN) | 1929 | St James | MN | Watonwan | 2 | Petroleum Liquids | IC |  | S | X | X | NSP.MRES.STJM |  | 2 | 0.8 | 2 | 2 | 1.5 | N |  |  | OP | X | 7 | 2002 |  |  | N | Electric Utility | 1 | B: X; PC: DFO |  |  |  | N |  |  | 10M | [23 empty] | N
17876 | City of St James - (MN) | 1929 | St James | MN | Watonwan | 3 | Petroleum Liquids | IC |  | S | X | X | NSP.MRES.STJM |  | 2 | 0.8 | 2 | 2 | 1.5 | N |  |  | OP | X | 7 | 2002 |  |  | N | Electric Utility | 1 | B: X; PC: DFO |  |  |  | N |  |  | 10M | [23 empty] | N
17876 | City of St James - (MN) | 1929 | St James | MN | Watonwan | 4 | Petroleum Liquids | IC |  | S | X | X | NSP.MRES.STJM |  | 2 | 0.8 | 2 | 2 | 1.5 | N |  |  | OP | X | 7 | 2002 |  |  | N | Electric Utility | 1 | B: X; PC: DFO |  |  |  | N |  |  | 10M | [23 empty] | N
17876 | City of St James - (MN) | 1929 | St James | MN | Watonwan | 5 | Petroleum Liquids | IC |  | S | X | X | NSP.MRES.STJM |  | 2 | 0.8 | 2 | 2 | 1.5 | N |  |  | OP | X | 7 | 2002 |  |  | N | Electric Utility | 1 | B: X; PC: DFO |  |  |  | N |  |  | 10M | [23 empty] | N
17876 | City of St James - (MN) | 1929 | St James | MN | Watonwan | 6 | Petroleum Liquids | IC |  | S | X | X | NSP.MRES.STJM |  | 2 | 0.8 | 2 | 2 | 1.5 | N |  |  | OP | X | 7 | 2002 |  |  | N | Electric Utility | 1 | B: X; PC: DFO |  |  |  | N |  |  | 10M | [23 empty] | N
150 | Adrian Public Utilities Comm | 1956 | Adrian | MN | Nobles | 5 | Petroleum Liquids | IC |  | S | X | X | ALTW.MRES |  | 2 | 0.8 | 2 | 2 | 0.8 | N |  |  | OP | X | 5 | 2005 |  |  | N | Electric Utility | 1 | B: X; PC: DFO |  |  |  | N |  |  | 10M | [23 empty] | N
1871 | City of Blooming Prairie - (MN) | 1966 | Blooming Prairie | MN | Steele | 6 | Petroleum Liquids | IC |  | S | X | X |  |  | 2 | 0.96 | 1.9 | 1.9 | 1 | N |  |  | SB | Y | 4 | 2009 |  |  | N | Electric Utility | 1 | B: X; PC: DFO |  |  |  | N |  |  | 10M | [23 empty] | N | N | N
6138 | City of Fairfax - (MN) | 1972 | Fairfax | MN | Renville | 2A | Petroleum Liquids | IC |  | S | X | X |  |  | 2 | 0.8 | 1.9 | 1.9 | 1.5 | N |  |  | SB | Y | 8 | 2001 |  |  | N | Electric Utility | 1 | B: X; PC: DFO |  |  |  | N |  |  | 10M | [23 empty] | N | N | N
7487 | City of Grand Marais - (MN) | 1976 | Grand Marais | MN | Cook | 8 | Petroleum Liquids | IC |  | S | X | X |  |  | 2 | 0.8 | 1.8 | 1.8 | 1.8 | N |  |  | OP | X | 2 | 2004 |  |  | N | Electric Utility | 1 | B: X; PC: DFO |  |  |  | N |  |  | 10M | [23 empty] | N
7487 | City of Grand Marais - (MN) | 1976 | Grand Marais | MN | Cook | 9 | Petroleum Liquids | IC |  | S | X | X |  |  | 2 | 0.8 | 1.8 | 1.8 | 1.8 | N |  |  | OP | X | 2 | 2004 |  |  | N | Electric Utility | 1 | B: X; PC: DFO |  |  |  | N |  |  | 10M | [23 empty] | N
10596 | City of Lake Crystal - (MN) | 1985 | Lake Crystal | MN | Blue Earth | 3 | Petroleum Liquids | IC |  | S | X | X |  |  | 2 | 0.95 | 2 | 2 | 2 | N |  |  | OP | X | 5 | 1971 |  |  | N | Electric Utility | 1 | B: X; PC: DFO |  |  |  | N | N |  | 10M | [23 empty] | N | N | N
10596 | City of Lake Crystal - (MN) | 1985 | Lake Crystal | MN | Blue Earth | 5 | Petroleum Liquids | IC |  | S | X | X |  |  | 2 | 0.95 | 2 | 2 | 2 | N |  |  | OP | X | 11 | 1999 |  |  | N | Electric Utility | 1 | B: X; PC: DFO |  |  |  | N | N |  | 10M | [23 empty] | N | N | N
13048 | City of Mountain Lake - (MN) | 1998 | Mountain Lake | MN | Cottonwood | 4 | Petroleum Liquids | IC |  | S | X | X |  |  | 2 | 1 | 1.8 | 1.9 | 1.8 | N |  |  | OP | X | 5 | 1968 |  |  | N | Electric Utility | 1 | B: X; PC: DFO; NG: NG |  |  |  | N | N |  | 1H | [23 empty] | Y | N | N
15348 | Preston Public Utilities Comm | 2004 | Preston (MN) | MN | Fillmore | 6 | Natural Gas Internal Combustion Engine | IC |  | S | X | X |  |  | 2 | 0.8 | 2.2 | 2.2 | 1.5 | N |  |  | OP | X | 1 | 1974 |  |  | N | Electric Utility | 1 | B: X; PC: NG; NG: DFO |  |  |  | N |  |  | 1H | [23 empty] | Y | Y | Y
17320 | Sleepy Eye Public Utility Comm | 2011 | Sleepy Eye | MN | Brown | 6 | Petroleum Liquids | IC |  | S | X | X | NSP.CMMPA.SE |  | 2 | 0.8 | 2 | 2 | 0.2 | N |  |  | SB | Y | 9 | 2009 |  |  | N | Electric Utility | 1 | B: X; PC: DFO |  |  |  | N | N |  | 1H | [23 empty] | N |  | N
17320 | Sleepy Eye Public Utility Comm | 2011 | Sleepy Eye | MN | Brown | 7 | Petroleum Liquids | IC |  | S | X | X | NSP.CMMPA.SE |  | 2 | 0.8 | 2 | 2 | 0.2 | N |  |  | SB | Y | 9 | 2009 |  |  | N | Electric Utility | 1 | B: X; PC: DFO |  |  |  | N | N |  | 1H | [23 empty] | N |  | N
17320 | Sleepy Eye Public Utility Comm | 2011 | Sleepy Eye | MN | Brown | NEW | Petroleum Liquids | IC |  | S | X | X | NSP.CMMPA.SE |  | 2 | 0.8 | 1.8 | 1.8 | 0.2 | N |  |  | SB | Y | 6 | 2001 |  |  | N | Electric Utility | 1 | B: X; PC: DFO |  |  |  | N | N |  | 1H | [23 empty] | N |  | N
17824 | Spring Valley Pub Utils Comm | 2013 | Spring Valley | MN | Fillmore | 3 | Petroleum Liquids | IC |  | S | X | X | ALTW.SPRVAUN1 | ALTW.SPRVAUN1 | 2 | 0.8 | 2 | 2 | 2 | N |  |  | OP | X | 5 | 1960 |  |  | N | Electric Utility | 1 | B: X; PC: DFO; NG: NG |  |  |  | N | N |  | 1H | [23 empty] | Y | N | Y
17824 | Spring Valley Pub Utils Comm | 2013 | Spring Valley | MN | Fillmore | 4 | Petroleum Liquids | IC |  | S | X | X | ALTW.SPRVAUN1 | ALTW.SPRVAUN1 | 2 | 0.8 | 2 | 2 | 2 | N |  |  | OP | X | 6 | 2009 |  |  | N | Electric Utility | 1 | B: X; PC: DFO |  |  |  | N | N |  | 1H | [23 empty] | N | N | N
17824 | Spring Valley Pub Utils Comm | 2013 | Spring Valley | MN | Fillmore | 5 | Petroleum Liquids | IC |  | S | X | X | ALTW.SPRVAUN1 | ALTW.SPRVAUN1 | 2 | 0.8 | 2 | 2 | 2 | N |  |  | OP | X | 6 | 2009 |  |  | N | Electric Utility | 1 | B: X; PC: DFO |  |  |  | N | N |  | 1H | [23 empty] | N | N | N
21013 | City of Worthington - (MN) | 2024 | Worthington | MN | Nobles | 1 | Petroleum Liquids | IC |  | S | X | X |  |  | 2 | 0.8 | 2 | 2 | 1.5 | N |  |  | OP | X | 8 | 2002 |  |  | N | Electric Utility | 1 | B: X; PC: DFO |  |  |  | N |  |  | 10M | [23 empty] | N
21013 | City of Worthington - (MN) | 2024 | Worthington | MN | Nobles | 2 | Petroleum Liquids | IC |  | S | X | X |  |  | 2 | 0.8 | 2 | 2 | 1.5 | N |  |  | OP | X | 8 | 2002 |  |  | N | Electric Utility | 1 | B: X; PC: DFO |  |  |  | N |  |  | 10M | [23 empty] | N
21013 | City of Worthington - (MN) | 2024 | Worthington | MN | Nobles | 3 | Petroleum Liquids | IC |  | S | X | X |  |  | 2 | 0.8 | 2 | 2 | 1.5 | N |  |  | OP | X | 8 | 2002 |  |  | N | Electric Utility | 1 | B: X; PC: DFO |  |  |  | N |  |  | 10M | [23 empty] | N
21013 | City of Worthington - (MN) | 2024 | Worthington | MN | Nobles | 4 | Petroleum Liquids | IC |  | S | X | X |  |  | 2 | 0.8 | 2 | 2 | 1.5 | N |  |  | OP | X | 8 | 2002 |  |  | N | Electric Utility | 1 | B: X; PC: DFO |  |  |  | N |  |  | 10M | [23 empty] | N
21013 | City of Worthington - (MN) | 2024 | Worthington | MN | Nobles | 5 | Petroleum Liquids | IC |  | S | X | X |  |  | 2 | 0.8 | 2 | 2 | 1.5 | N |  |  | OP | X | 8 | 2002 |  |  | N | Electric Utility | 1 | B: X; PC: DFO |  |  |  | N |  |  | 10M | [23 empty] | N
21013 | City of Worthington - (MN) | 2024 | Worthington | MN | Nobles | 6 | Petroleum Liquids | IC |  | S | X | X |  |  | 2 | 0.8 | 2 | 2 | 1.5 | N |  |  | OP | X | 8 | 2002 |  |  | N | Electric Utility | 1 | B: X; PC: DFO |  |  |  | N |  |  | 10M | [23 empty] | N
21013 | City of Worthington - (MN) | 2024 | Worthington | MN | Nobles | 7 | Petroleum Liquids | IC |  | S | X | X |  |  | 2 | 0.8 | 2 | 2 | 1.5 | N |  |  | OP | X | 2 | 2002 |  |  | N | Electric Utility | 1 | B: X; PC: DFO |  |  |  | N |  |  | 10M | [23 empty] | N
14232 | Otter Tail Power Co | 7505 | Fergus Control Ctr | MN | Otter Tail | 1 | Petroleum Liquids | IC |  | S | X | X |  |  | 2 | 0.8 | 2 | 2 | 1 | N |  |  | SB | Y | 10 | 1995 |  |  | N | Electric Utility | 1 | B: X; PC: DFO |  |  |  | N |  |  | 10M | [23 empty] | N
7570 | Great River Energy | 7925 | Lakefield Junction | MN | Martin | 7 | Petroleum Liquids | IC |  | S | X | X |  |  | 2 | 0.8 | 2 | 2 | 2 | N |  |  | SB | N | 4 | 2002 |  |  | N | Electric Utility | 1 | B: X; PC: DFO |  |  |  |  | N |  | 10M | [23 empty] | N | N
7494 | City of Granite Falls - (MN) | 7977 | Granite Falls 2 | MN | Yellow Medicine | 1 | Petroleum Liquids | IC |  | S | X | X |  |  | 2 | 0.8 | 2 | 2 | 2 | N |  |  | SB | Y | 5 | 2003 |  |  | N | Electric Utility | 1 | B: X; PC: DFO |  |  |  | N | N |  | 10M | [23 empty] | N
7494 | City of Granite Falls - (MN) | 7977 | Granite Falls 2 | MN | Yellow Medicine | 2 | Petroleum Liquids | IC |  | S | X | X |  |  | 2 | 0.8 | 2 | 2 | 2 | N |  |  | SB | Y | 5 | 2003 |  |  | N | Electric Utility | 1 | B: X; PC: DFO |  |  |  | N | N |  | 10M | [23 empty] | N
7494 | City of Granite Falls - (MN) | 7977 | Granite Falls 2 | MN | Yellow Medicine | 3 | Petroleum Liquids | IC |  | S | X | X |  |  | 2 | 0.8 | 2 | 2 | 2 | N |  |  | SB | Y | 5 | 2003 |  |  | N | Electric Utility | 1 | B: X; PC: DFO |  |  |  | N | N |  | 10M | [23 empty] | N
7969 | City of Halstad - (MN) | 8105 | Halstad | MN | Norman | 4 | Petroleum Liquids | IC |  | S | X | X |  |  | 2 | 0.8 | 1.9 | 1.9 | 1.6 | N |  |  | SB | Y | 9 | 2007 |  |  | N | Electric Utility | 1 | B: X; PC: DFO |  |  |  | N | N |  | 10M | [23 empty] | N | N | N
7969 | City of Halstad - (MN) | 8105 | Halstad | MN | Norman | 5 | Petroleum Liquids | IC |  | S | X | X |  |  | 2 | 0.8 | 1.9 | 1.9 | 1.6 | N |  |  | SB | Y | 9 | 2007 |  |  | N | Electric Utility | 1 | B: X; PC: DFO |  |  |  | N | N |  | 10M | [23 empty] | N | N | N
491 | American Crystal Sugar Co | 54211 | American Crystal Sugar Moorhead | MN | Clay | G2 | Conventional Steam Coal | ST |  | S | X | X |  |  | 2 | 0.8 | 2 | 2 | 0.5 | N |  |  | OP | X | 9 | 1961 |  |  | Y | Industrial CHP | 7 | B: T; PC: SUB; NG: SUB |  |  |  | N | N |  | OVER | Y |  |  |  | Y | [18 empty] | N | N | N
6738 | Franklin Heating Station | 54224 | Franklin Heating Station | MN | Olmsted | DG4 | Petroleum Liquids | IC |  | S | X | X |  |  | 2 | 0.8 | 2 | 2 | 0.1 | N |  |  | OP | X | 5 | 2009 |  |  | N | Commercial CHP | 5 | B: X; PC: DFO |  |  |  | N | N |  | 10M | [23 empty] | N |  | N
6738 | Franklin Heating Station | 54224 | Franklin Heating Station | MN | Olmsted | DG5 | Petroleum Liquids | IC |  | S | X | X |  |  | 2 | 0.8 | 2 | 2 | 0.1 | N |  |  | OP | X | 4 | 2011 |  |  | N | Commercial CHP | 5 | B: X; PC: DFO |  |  |  | N | N |  | 10M | [23 empty] | N |  | N
6738 | Franklin Heating Station | 54224 | Franklin Heating Station | MN | Olmsted | EG1 | Petroleum Liquids | IC |  | S | X | X |  |  | 2 | 0.8 | 2 | 2 | 0.1 | N |  |  | SB | Y | 6 | 2001 |  |  | N | Commercial CHP | 5 | B: X; PC: DFO |  |  |  | N | N |  | 10M | [23 empty] | N | N | N
6738 | Franklin Heating Station | 54224 | Franklin Heating Station | MN | Olmsted | EG2 | Petroleum Liquids | IC |  | S | X | X |  |  | 2 | 0.8 | 2 | 2 | 0.1 | N |  |  | SB | Y | 6 | 2001 |  |  | N | Commercial CHP | 5 | B: X; PC: DFO |  |  |  | N | N |  | 10M | [23 empty] | N | N | N
6738 | Franklin Heating Station | 54224 | Franklin Heating Station | MN | Olmsted | EG3 | Petroleum Liquids | IC |  | S | X | X |  |  | 2 | 0.8 | 2 | 2 | 0.1 | N |  |  | SB | Y | 6 | 2001 |  |  | N | Commercial CHP | 5 | B: X; PC: DFO |  |  |  | N | N |  | 10M | [23 empty] | N | N | N
18981 | Thomson Corp | 54294 | West Group Data Center | MN | Dakota | 1 | Petroleum Liquids | IC |  | S | X | X |  |  | 2 | 0.8 | 0.6 | 0.4 | 0 | N |  |  | SB | N | 5 | 2005 |  |  | N | Commercial Non-CHP | 4 | B: X; PC: DFO |  |  |  | N | N |  | 1H | [20 empty] | N |  |  | N | N | N
18981 | Thomson Corp | 54294 | West Group Data Center | MN | Dakota | 2 | Petroleum Liquids | IC |  | S | X | X |  |  | 2 | 0.8 | 0.6 | 0.4 | 0 | N |  |  | SB | N | 5 | 2005 |  |  | N | Commercial Non-CHP | 4 | B: X; PC: DFO |  |  |  | N | N |  | 1H | [20 empty] | N |  |  | N | N | N
18981 | Thomson Corp | 54294 | West Group Data Center | MN | Dakota | 3 | Petroleum Liquids | IC |  | S | X | X |  |  | 2 | 0.8 | 0.6 | 0.4 | 0 | N |  |  | SB | N | 5 | 2005 |  |  | N | Commercial Non-CHP | 4 | B: X; PC: DFO |  |  |  | N | N |  | 1H | [20 empty] | N |  |  | N | N | N
18981 | Thomson Corp | 54294 | West Group Data Center | MN | Dakota | 4 | Petroleum Liquids | IC |  | S | X | X |  |  | 2 | 0.8 | 0.6 | 0.4 | 0 | N |  |  | SB | N | 5 | 2005 |  |  | N | Commercial Non-CHP | 4 | B: X; PC: DFO |  |  |  | N | N |  | 1H | [20 empty] | N |  |  | N | N | N
18981 | Thomson Corp | 55133 | Thomson Reuters Campus Bldg A-D | MN | Dakota | 3086 | Petroleum Liquids | IC |  | S | X | X |  |  | 2 | 0.8 | 1.6 | 1.3 | 0 | N |  |  | SB | N | 4 | 1999 |  |  | N | Industrial Non-CHP | 6 | B: X; PC: DFO |  |  |  | N | N |  | 1H | [20 empty] | N |  |  | N | N | N
18981 | Thomson Corp | 55133 | Thomson Reuters Campus Bldg A-D | MN | Dakota | 3087 | Petroleum Liquids | IC |  | S | X | X |  |  | 2 | 0.8 | 1.6 | 1.3 | 0 | N |  |  | SB | N | 4 | 1999 |  |  | N | Industrial Non-CHP | 6 | B: X; PC: DFO |  |  |  | N | N |  | 1H | [20 empty] | N |  |  | N | N | N
18981 | Thomson Corp | 55133 | Thomson Reuters Campus Bldg A-D | MN | Dakota | 3088 | Petroleum Liquids | IC |  | S | X | X |  |  | 2 | 0.8 | 1.6 | 1.3 | 0 | N |  |  | SB | N | 4 | 1999 |  |  | N | Industrial Non-CHP | 6 | B: X; PC: DFO |  |  |  | N | N |  | 1H | [20 empty] | N |  |  | N | N | N
18981 | Thomson Corp | 55133 | Thomson Reuters Campus Bldg A-D | MN | Dakota | 3089 | Petroleum Liquids | IC |  | S | X | X |  |  | 2 | 0.8 | 1.6 | 1.3 | 0 | N |  |  | SB | N | 6 | 1999 |  |  | N | Industrial Non-CHP | 6 | B: X; PC: DFO |  |  |  | N | N |  | 1H | [20 empty] | N |  |  | N | N | N
18981 | Thomson Corp | 55133 | Thomson Reuters Campus Bldg A-D | MN | Dakota | 3090 | Petroleum Liquids | IC |  | S | X | X |  |  | 2 | 0.8 | 1.6 | 1.3 | 0 | N |  |  | SB | N | 6 | 1999 |  |  | N | Industrial Non-CHP | 6 | B: X; PC: DFO |  |  |  | N | N |  | 1H | [20 empty] | N |  |  | N | N | N
18981 | Thomson Corp | 55133 | Thomson Reuters Campus Bldg A-D | MN | Dakota | 3091 | Petroleum Liquids | IC |  | S | X | X |  |  | 2 | 0.8 | 1.6 | 1.3 | 0 | N |  |  | SB | N | 4 | 1999 |  |  | N | Industrial Non-CHP | 6 | B: X; PC: DFO |  |  |  | N | N |  | 1H | [20 empty] | N |  |  | N | N | N
18981 | Thomson Corp | 55133 | Thomson Reuters Campus Bldg A-D | MN | Dakota | 3093 | Petroleum Liquids | IC |  | S | X | X |  |  | 2 | 0.8 | 1.6 | 1.3 | 0 | N |  |  | SB | N | 4 | 1999 |  |  | N | Industrial Non-CHP | 6 | B: X; PC: DFO |  |  |  | N | N |  | 1H | [20 empty] | N |  |  | N | N | N
62851 | State of Minnesota Department of Administration | 55824 | MNDOT Standby Generation | MN | Ramsey | UNT1 | Petroleum Liquids | IC |  | S | X | X |  |  | 2 | 0.8 | 1.9 | 1.9 | 0.5 | N |  |  | SB | Y | 7 | 1995 |  |  | N | Commercial Non-CHP | 4 | B: X; PC: DFO |  |  |  | N | N |  | 10M | [20 empty] | N |  |  | N | N | N
18981 | Thomson Corp | 56247 | West Group Data Center F | MN | Dakota | 1 | Petroleum Liquids | IC |  | S | X | X |  |  | 2 | 0.8 | 0.6 | 0.4 | 0 | N |  |  | SB | N | 6 | 2004 |  |  | N | Commercial Non-CHP | 4 | B: X; PC: DFO |  |  |  | N | N |  | 1H | [20 empty] | N |  |  | N | N | N
18981 | Thomson Corp | 56247 | West Group Data Center F | MN | Dakota | 2 | Petroleum Liquids | IC |  | S | X | X |  |  | 2 | 0.8 | 0.6 | 0.4 | 0 | N |  |  | SB | N | 6 | 2004 |  |  | N | Commercial Non-CHP | 4 | B: X; PC: DFO |  |  |  | N | N |  | 1H | [20 empty] | N |  |  | N | N | N
18981 | Thomson Corp | 56247 | West Group Data Center F | MN | Dakota | 3 | Petroleum Liquids | IC |  | S | X | X |  |  | 2 | 0.8 | 0.6 | 0.4 | 0 | N |  |  | SB | N | 6 | 2004 |  |  | N | Commercial Non-CHP | 4 | B: X; PC: DFO |  |  |  | N | N |  | 1H | [20 empty] | N |  |  | N | N | N
18981 | Thomson Corp | 56247 | West Group Data Center F | MN | Dakota | 4 | Petroleum Liquids | IC |  | S | X | X |  |  | 2 | 0.8 | 0.6 | 0.4 | 0 | N |  |  | SB | N | 6 | 2004 |  |  | N | Commercial Non-CHP | 4 | B: X; PC: DFO |  |  |  | N | N |  | 1H | [20 empty] | N |  |  | N | N | N
20737 | Willmar Municipal Utilities | 57034 | Willmar Municipal East Substation | MN | Kandiyohi | E04 | Petroleum Liquids | IC |  | S | X | X |  |  | 2 | 0.9 | 2 | 2 | 2 | N |  |  | OP | X | 6 | 2000 |  |  | N | Electric Utility | 1 | B: X; PC: DFO |  |  |  | N | N |  | 10M | [23 empty] | N | N | N
20737 | Willmar Municipal Utilities | 57034 | Willmar Municipal East Substation | MN | Kandiyohi | E05 | Petroleum Liquids | IC |  | S | X | X |  |  | 2 | 0.9 | 2 | 2 | 2 | N |  |  | OP | X | 6 | 2000 |  |  | N | Electric Utility | 1 | B: X; PC: DFO |  |  |  | N | N |  | 10M | [23 empty] | N | N | N
20737 | Willmar Municipal Utilities | 57034 | Willmar Municipal East Substation | MN | Kandiyohi | E06 | Petroleum Liquids | IC |  | S | X | X |  |  | 2 | 0.9 | 2 | 2 | 2 | N |  |  | OP | X | 6 | 2000 |  |  | N | Electric Utility | 1 | B: X; PC: DFO |  |  |  | N | N |  | 10M | [23 empty] | N | N | N
20737 | Willmar Municipal Utilities | 57035 | Willmar Municipal SW Substation | MN | Kandiyohi | SW01 | Petroleum Liquids | IC |  | S | X | X |  |  | 2 | 0.9 | 2 | 2 | 2 | N |  |  | OP | X | 6 | 2000 |  |  | N | Electric Utility | 1 | B: X; PC: DFO |  |  |  |  | N |  | 10M | [23 empty] | N | N | N
20737 | Willmar Municipal Utilities | 57035 | Willmar Municipal SW Substation | MN | Kandiyohi | SW02 | Petroleum Liquids | IC |  | S | X | X |  |  | 2 | 0.9 | 2 | 2 | 2 | N |  |  | OP | X | 6 | 2000 |  |  | N | Electric Utility | 1 | B: X; PC: DFO |  |  |  |  | N |  | 10M | [23 empty] | N | N | N
20737 | Willmar Municipal Utilities | 57035 | Willmar Municipal SW Substation | MN | Kandiyohi | SW03 | Petroleum Liquids | IC |  | S | X | X |  |  | 2 | 0.9 | 2 | 2 | 2 | N |  |  | OP | X | 6 | 2000 |  |  | N | Electric Utility | 1 | B: X; PC: DFO |  |  |  |  | N |  | 10M | [23 empty] | N | N | N
18981 | Thomson Corp | 57208 | Thomson Reuters Data Center Bldg H | MN | Dakota | 1 | Petroleum Liquids | IC |  | S | X | X |  |  | 2 | 0.8 | 0.6 | 0.4 | 0 | N |  |  | SB | N | 1 | 2007 |  |  | N | Commercial Non-CHP | 4 | B: X; PC: DFO |  |  |  | N | N |  | 1H | [20 empty] | N |  |  | N | N | N
18981 | Thomson Corp | 57208 | Thomson Reuters Data Center Bldg H | MN | Dakota | 2 | Petroleum Liquids | IC |  | S | X | X |  |  | 2 | 0.8 | 0.6 | 0.4 | 0 | N |  |  | SB | N | 1 | 2007 |  |  | N | Commercial Non-CHP | 4 | B: X; PC: DFO |  |  |  | N | N |  | 1H | [20 empty] | N |  |  | N | N | N
18981 | Thomson Corp | 57208 | Thomson Reuters Data Center Bldg H | MN | Dakota | 3 | Petroleum Liquids | IC |  | S | X | X |  |  | 2 | 0.8 | 0.6 | 0.4 | 0 | N |  |  | SB | N | 1 | 2007 |  |  | N | Commercial Non-CHP | 4 | B: X; PC: DFO |  |  |  | N | N |  | 1H | [20 empty] | N |  |  | N | N | N
18981 | Thomson Corp | 57208 | Thomson Reuters Data Center Bldg H | MN | Dakota | 4 | Petroleum Liquids | IC |  | S | X | X |  |  | 2 | 0.8 | 0.6 | 0.4 | 0 | N |  |  | SB | N | 1 | 2007 |  |  | N | Commercial Non-CHP | 4 | B: X; PC: DFO |  |  |  | N | N |  | 1H | [20 empty] | N |  |  | N | N | N
11064 | Litchfield Public Utilities | 1989 | Litchfield | MN | Meeker | 5 | Petroleum Liquids | IC |  | S | X | X |  |  | 2.1 | 0.8 | 2.1 | 2.1 | 1 | N |  |  | SB | Y | 9 | 1963 |  |  | N | Electric Utility | 1 | B: X; PC: DFO; NG: NG |  |  |  | N | N |  | 1H | [23 empty] | Y | Y | N
11064 | Litchfield Public Utilities | 1989 | Litchfield | MN | Meeker | 6 | Petroleum Liquids | IC |  | S | X | X |  |  | 2.1 | 0.8 | 2.1 | 2.1 | 1 | N |  |  | SB | Y | 10 | 1963 |  |  | N | Electric Utility | 1 | B: X; PC: DFO; NG: NG |  |  |  | N | N |  | 1H | [23 empty] | Y | Y | N
12897 | Moose Lake Water & Light Comm | 1996 | Moose Lake | MN | Carlton | 5 | Petroleum Liquids | IC |  | S | X | X |  |  | 2.1 | 0.8 | 2.3 | 2.3 | 2.1 | N |  |  | OP | X | 4 | 2005 |  |  | N | Electric Utility | 1 | B: X; PC: DFO |  |  |  | N | N |  | 10M | [23 empty] | N | N | N
12897 | Moose Lake Water & Light Comm | 1996 | Moose Lake | MN | Carlton | 6 | Petroleum Liquids | IC |  | S | X | X |  |  | 2.1 | 0.8 | 2.3 | 2.3 | 2.1 | N |  |  | OP | X | 4 | 2005 |  |  | N | Electric Utility | 1 | B: X; PC: DFO |  |  |  | N | N |  | 10M | [20 empty] | N |  |  | N | N | N
12897 | Moose Lake Water & Light Comm | 1996 | Moose Lake | MN | Carlton | 7 | Petroleum Liquids | IC |  | S | X | X |  |  | 2.1 | 0.8 | 2.3 | 2.3 | 2.1 | N |  |  | OP | X | 4 | 2005 |  |  | N | Electric Utility | 1 | B: X; PC: DFO |  |  |  | N | N |  | 10M | [20 empty] | N |  |  | N | N | N
13681 | North Branch Water & Light Comm | 2002 | North Branch (MN) | MN | Chisago | 3 | Petroleum Liquids | IC |  | S | X | X | GRE.NBRNCG_QS | GRE.NBRNCG_QS | 2.2 | 0.8 | 2 | 2 | 2 | N |  |  | OP | X | 10 | 2003 |  |  | N | Electric Utility | 1 | B: X; PC: DFO |  |  |  | N | N |  | 1H | [23 empty] | N | N | N
13681 | North Branch Water & Light Comm | 2002 | North Branch (MN) | MN | Chisago | 4 | Petroleum Liquids | IC |  | S | X | X | GRE.NBRNCG_QS | GRE.NBRNCG_QS | 2.2 | 0.8 | 2 | 2 | 2 | N |  |  | OP | X | 10 | 2003 |  |  | N | Electric Utility | 1 | B: X; PC: DFO |  |  |  | N | N |  | 1H | [23 empty] | N | N | N
13681 | North Branch Water & Light Comm | 2002 | North Branch (MN) | MN | Chisago | 5 | Petroleum Liquids | IC |  | S | X | X | GRE.NBRNCG_QS | GRE.NBRNCG_QS | 2.2 | 0.8 | 2 | 2 | 2 | N |  |  | OP | X | 12 | 2011 |  |  | N | Electric Utility | 1 | B: X; PC: DFO |  |  |  | N | N |  | 1H | [23 empty] | N | N | N
13681 | North Branch Water & Light Comm | 2002 | North Branch (MN) | MN | Chisago | 6 | Petroleum Liquids | IC |  | S | X | X | GRE.NBRNCG_QS | GRE.NBRNCG_QS | 2.2 | 0.8 | 2 | 2 | 2 | N |  |  | OP | X | 12 | 2011 |  |  | N | Electric Utility | 1 | B: X; PC: DFO |  |  |  |  | N |  | 1H | [23 empty] | N | N | N
13681 | North Branch Water & Light Comm | 2002 | North Branch (MN) | MN | Chisago | 7 | Petroleum Liquids | IC |  | S | X | X | GRE.NBRNCG_QS | GRE.NBRNCG_QS | 2.2 | 0.8 | 2 | 2 | 2 | N |  |  | OP | X | 12 | 2011 |  |  | N | Electric Utility | 1 | B: X; PC: DFO |  |  |  |  | N |  | 1H | [23 empty] | N | N | N
15793 | Redwood Falls Public Util Comm | 2009 | Redwood Falls | MN | Redwood | 6 | Petroleum Liquids | IC |  | S | X | X |  |  | 2.2 | 0.8 | 2.1 | 2.1 | 0.5 | N |  |  | OP | X | 1 | 1970 |  |  | N | Electric Utility | 1 | B: X; PC: DFO |  |  |  | N |  |  | 1H | [23 empty] | N
18820 | City of Thief River Falls | 2014 | Thief River Falls | MN | Pennington | IC1 | Petroleum Liquids | IC |  | S | X | X |  |  | 2.2 | 0.8 | 1.9 | 1.9 | 0.2 | N |  |  | OP | X | 11 | 1956 |  |  | N | Electric Utility | 1 | B: X; PC: DFO |  |  |  | N | N |  | 1H | [23 empty] | N | N | N
63000 | City of Truman | 2015 | Truman | MN | Martin | 3 | Petroleum Liquids | IC |  | S | X | X |  |  | 2.2 | 0.8 | 2 | 2 | 0 | N |  |  | SB | Y | 8 | 1975 |  |  | N | Electric Utility | 1 | B: X; PC: DFO; NG: NG |  |  |  | N | N |  | 1H | [23 empty] | Y | Y | Y
63000 | City of Truman | 2015 | Truman | MN | Martin | 7 | Petroleum Liquids | IC |  | S | X | X |  |  | 2.2 | 0.8 | 2.2 | 2.2 | 0 | N |  |  | SB | Y | 1 | 2005 |  |  | N | Electric Utility | 1 | B: X; PC: DFO |  |  |  | N | N |  | 1H | [23 empty] | N
10622 | City of Lakefield - (MN) | 7415 | Lakefield Utilities | MN | Jackson | 6 | Petroleum Liquids | IC |  | S | X | X | ALTW.MRES |  | 2.2 | 0.8 | 2 | 2 | 1.5 | N |  |  | OP | X | 6 | 2003 |  |  | N | Electric Utility | 1 | B: X; PC: DFO | [6 empty] | 10M | [23 empty] | N
15793 | Redwood Falls Public Util Comm | 7982 | South Generation | MN | Redwood | 3 | Petroleum Liquids | IC |  | S | X | X |  |  | 2.2 | 0.8 | 2 | 2 | 0.1 | N |  |  | OP | X | 3 | 2003 |  |  | N | Electric Utility | 1 | B: X; PC: DFO |  |  |  | N |  |  | 10M | [23 empty] | N | N | N
15793 | Redwood Falls Public Util Comm | 7982 | South Generation | MN | Redwood | 4 | Petroleum Liquids | IC |  | S | X | X |  |  | 2.2 | 0.8 | 2 | 2 | 0.1 | N |  |  | OP | X | 3 | 2003 |  |  | N | Electric Utility | 1 | B: X; PC: DFO |  |  |  | N |  |  | 10M | [23 empty] | N | N | N
15793 | Redwood Falls Public Util Comm | 7982 | South Generation | MN | Redwood | 5 | Petroleum Liquids | IC |  | S | X | X |  |  | 2.2 | 0.8 | 2.2 | 2 | 0.1 | N |  |  | OP | X | 3 | 2003 |  |  | N | Electric Utility | 1 | B: X; PC: DFO |  |  |  | N |  |  | 10M | [23 empty] | N | N | N
21995 | Olmsted County Public Works | 50413 | Olmsted Waste Energy | MN | Olmsted | TG2 | Municipal Solid Waste | ST |  | S | X | X |  |  | 2.2 | 1 | 1.3 | 0.8 | 0.4 | N |  |  | OP | X | 4 | 1987 |  |  | Y | Commercial CHP | 5 | B: T; PC: MSW; NG: NG |  |  |  | N | N |  | 1H | [23 empty] | N | N | N
17862 | City of St Charles - (MN) | 56100 | St. Charles Power Plant | MN | Winona | 1 | Petroleum Liquids | IC |  | S | X | X |  |  | 2.2 | 0.8 | 2 | 2 | 1.6 | N |  |  | OP | X | 12 | 2004 |  |  | N | Electric Utility | 1 | B: X; PC: DFO |  |  |  | N | N | 0 | 10M | [23 empty] | N | N | N
17862 | City of St Charles - (MN) | 56100 | St. Charles Power Plant | MN | Winona | 2 | Petroleum Liquids | IC |  | S | X | X |  |  | 2.2 | 0.8 | 2 | 2 | 1.6 | N |  |  | OP | X | 12 | 2004 |  |  | N | Electric Utility | 1 | B: X; PC: DFO |  |  |  | N | N |  | 10M | [23 empty] | N | N | N
17862 | City of St Charles - (MN) | 56100 | St. Charles Power Plant | MN | Winona | 3 | Petroleum Liquids | IC |  | S | X | X |  |  | 2.2 | 0.8 | 2 | 2 | 1.6 | N |  |  | OP | X | 12 | 2004 |  |  | N | Electric Utility | 1 | B: X; PC: DFO |  |  |  | N | N |  | 10M | [23 empty] | N | N | N
17862 | City of St Charles - (MN) | 56100 | St. Charles Power Plant | MN | Winona | 4 | Petroleum Liquids | IC |  | S | X | X |  |  | 2.2 | 0.8 | 2 | 2 | 1.6 | N |  |  | OP | X | 12 | 2004 |  |  | N | Electric Utility | 1 | B: X; PC: DFO |  |  |  | N | N |  | 10M | [23 empty] | N | N | N
1871 | City of Blooming Prairie - (MN) | 1966 | Blooming Prairie | MN | Steele | 5 | Petroleum Liquids | IC |  | S | X | X |  |  | 2.3 | 0.96 | 2 | 2 | 1 | N |  |  | SB | Y | 4 | 2003 |  |  | N | Electric Utility | 1 | B: X; PC: DFO |  |  |  | N |  |  | 10M | [23 empty] | N | N | N
10685 | Lanesboro Public Utility Comm | 1987 | Lanesboro | MN | Fillmore | 4 | Petroleum Liquids | IC |  | S | X | X |  |  | 2.3 | 0.8 | 2.1 | 2.1 | 1 | N |  |  | OP | X | 6 | 2004 |  |  | N | Electric Utility | 1 | B: X; PC: DFO |  |  |  | N | N |  | 10M | [23 empty] | N | N | N
11064 | Litchfield Public Utilities | 1989 | Litchfield | MN | Meeker | QS 1 | Petroleum Liquids | IC |  | S | X | X |  |  | 2.3 | 0.8 | 2.3 | 2.3 | 1 | N |  |  | SB | Y | 4 | 2010 |  |  | N | Electric Utility | 1 | B: X; PC: DFO |  |  |  | N | N |  | 10M | [7 empty] | 6 | 6 | 5 | 2021 | [12 empty] | N
11064 | Litchfield Public Utilities | 1989 | Litchfield | MN | Meeker | QS 2 | Petroleum Liquids | IC |  | S | X | X |  |  | 2.3 | 0.8 | 2.3 | 2.3 | 1 | N |  |  | SB | Y | 4 | 2010 |  |  | N | Electric Utility | 1 | B: X; PC: DFO |  |  |  | N | N |  | 10M | [23 empty] | N
11064 | Litchfield Public Utilities | 1989 | Litchfield | MN | Meeker | QS 3 | Petroleum Liquids | IC |  | S | X | X |  |  | 2.3 | 0.8 | 2.3 | 2.3 | 1 | N |  |  | SB | Y | 4 | 2010 |  |  | N | Electric Utility | 1 | B: X; PC: DFO |  |  |  | N | N |  | 10M | [23 empty] | N
11064 | Litchfield Public Utilities | 1989 | Litchfield | MN | Meeker | QS 4 | Petroleum Liquids | IC |  | S | X | X |  |  | 2.3 | 0.8 | 2.3 | 2.3 | 1 | N |  |  | SB | Y | 4 | 2010 |  |  | N | Electric Utility | 1 | B: X; PC: DFO |  |  |  | N | N |  | 10M | [23 empty] | N
11064 | Litchfield Public Utilities | 1989 | Litchfield | MN | Meeker | QS 5 | Petroleum Liquids | IC |  | S | X | X |  |  | 2.3 | 0.8 | 2.3 | 2.3 | 1 | N |  |  | SB | Y | 4 | 2010 |  |  | N | Electric Utility | 1 | B: X; PC: DFO |  |  |  | N | N |  | 10M | [23 empty] | N
29295 | City of Wells - (MN) | 2020 | Wells IC | MN | Faribault | 4 | Petroleum Liquids | IC |  | S | X | X |  |  | 2.3 | 0.8 | 2.1 | 2.1 | 1.8 | N |  |  | OP | X | 5 | 1966 |  |  | N | Electric Utility | 1 | B: X; PC: DFO; NG: NG |  |  |  | N | N |  | 10M | [20 empty] | N |  |  | Y | N | Y
29295 | City of Wells - (MN) | 2020 | Wells IC | MN | Faribault | 5 | Petroleum Liquids | IC |  | S | X | X |  |  | 2.3 | 0.8 | 2.3 | 2.3 | 1.8 | N |  |  | OP | X | 1 | 1975 |  |  | N | Electric Utility | 1 | B: X; PC: DFO; NG: NG |  |  |  | N | N |  | 10M | [20 empty] | N |  |  | Y | N | Y
20430 | City of Westbrook | 2021 | Westbrook | MN | Cottonwood | 5 | Petroleum Liquids | IC |  | S | X | X | ALTW.MRES |  | 2.3 | 0.8 | 2 | 2 | 1.5 | N |  |  | OP | X | 10 | 2003 |  |  | N | Electric Utility | 1 | B: X; PC: DFO |  |  |  | N |  |  | 10M | [23 empty] | N
56654 | Carleton College | 57296 | Carleton College | MN | Rice | GEN1 | Petroleum Liquids | IC |  | S | X | X | NSP.NSP | NSP.NSP | 2.3 | 0.8 | 2.3 | 2.3 | 1.1 | N |  |  | SB | N | 6 | 2009 |  |  | N | Commercial Non-CHP | 4 | B: X; PC: DFO |  |  |  | N | N |  | 10M | [20 empty] | N |  |  | N | N | N
56654 | Carleton College | 57296 | Carleton College | MN | Rice | GEN2 | Petroleum Liquids | IC |  | S | X | X | NSP.NSP | NSP.NSP | 2.3 | 0.8 | 2.3 | 2.3 | 1.1 | N |  |  | SB | N | 6 | 2009 |  |  | N | Commercial Non-CHP | 4 | B: X; PC: DFO |  |  |  | N | N |  | 10M | [20 empty] | N |  |  | N | N | N
12894 | City of Moorhead - (MN) | 57910 | Centennial Generating Station | MN | Clay | 1 | Petroleum Liquids | IC |  | S | X | X |  |  | 2.3 | 0.8 | 2 | 2 | 0.1 | N |  |  | OP | X | 8 | 2011 |  |  | N | Electric Utility | 1 | B: X; PC: DFO |  |  |  | N | N |  | 10M | [23 empty] | N | N | N
12894 | City of Moorhead - (MN) | 57910 | Centennial Generating Station | MN | Clay | 2 | Petroleum Liquids | IC |  | S | X | X |  |  | 2.3 | 0.8 | 2 | 2 | 0.1 | N |  |  | OP | X | 8 | 2011 |  |  | N | Electric Utility | 1 | B: X; PC: DFO |  |  |  | N | N |  | 10M | [23 empty] | N | N | N
12894 | City of Moorhead - (MN) | 57910 | Centennial Generating Station | MN | Clay | 3 | Petroleum Liquids | IC |  | S | X | X |  |  | 2.3 | 0.8 | 2 | 2 | 0.1 | N |  |  | OP | X | 8 | 2011 |  |  | N | Electric Utility | 1 | B: X; PC: DFO |  |  |  | N | N |  | 10M | [23 empty] | N | N | N
12894 | City of Moorhead - (MN) | 57910 | Centennial Generating Station | MN | Clay | 4 | Petroleum Liquids | IC |  | S | X | X |  |  | 2.3 | 0.8 | 2 | 2 | 0.1 | N |  |  | OP | X | 8 | 2011 |  |  | N | Electric Utility | 1 | B: X; PC: DFO |  |  |  | N | N |  | 10M | [23 empty] | N | N | N
12894 | City of Moorhead - (MN) | 57910 | Centennial Generating Station | MN | Clay | 5 | Petroleum Liquids | IC |  | S | X | X |  |  | 2.3 | 0.8 | 2 | 2 | 0.1 | N |  |  | OP | X | 8 | 2011 |  |  | N | Electric Utility | 1 | B: X; PC: DFO |  |  |  | N | N |  | 10M | [23 empty] | N | N | N
13480 | New Prague Utilities Comm | 1999 | New Prague | MN | Le Sueur | 3 | Natural Gas Internal Combustion Engine | IC |  | S | X | X | NSP.NEW_PNEW_ | NSP.NEW_PNEW_ | 2.4 | 0.8 | 2.4 | 2.4 | 2 | N |  |  | OP | X | 8 | 1962 |  |  | N | Electric Utility | 1 | B: X; PC: NG; NG: DFO |  |  |  | N | N |  | 1H | [23 empty] | Y | Y | N
15387 | Princeton Public Utils Comm | 2005 | Princeton (MN) | MN | Mille Lacs | 3 | Petroleum Liquids | IC |  | S | X | X | GRE.PRINC1 | GRE.PRINC1 | 2.4 | 0.8 | 2.6 | 2.6 | 2 | N |  |  | OP | X | 12 | 1978 |  |  | N | Electric Utility | 1 | B: X; PC: DFO |  |  |  | N | N |  | 1H | [23 empty] | N | N | N
6738 | Franklin Heating Station | 54224 | Franklin Heating Station | MN | Olmsted | DG6 | Natural Gas Internal Combustion Engine | IC |  | S | X | X |  |  | 2.4 | 0.8 | 2.3 | 2.4 | 0.1 | N |  |  | SB | Y | 1 | 1982 | 2 | 2021 | N | Commercial CHP | 5 | B: X; PC: NG; NG: DFO |  |  |  | N | N |  | 10M | [23 empty] | Y | Y | Y
6738 | Franklin Heating Station | 54224 | Franklin Heating Station | MN | Olmsted | DG7 | Natural Gas Internal Combustion Engine | IC |  | S | X | X |  |  | 2.4 | 0.8 | 2.3 | 2.4 | 0.1 | N |  |  | SB | Y | 1 | 1982 | 1 | 2021 | N | Commercial CHP | 5 | B: X; PC: NG; NG: DFO |  |  |  | N | N |  | 10M | [23 empty] | Y | Y | Y
491 | American Crystal Sugar Co | 54214 | American Crystal Sugar East Grand Forks | MN | Polk | G1 | Conventional Steam Coal | ST |  | S | X | X |  |  | 2.5 | 0.8 | 2.5 | 2.5 | 0.5 | N |  |  | OP | X | 9 | 1990 |  |  | Y | Industrial CHP | 7 | B: T; PC: SUB; NG: SUB |  |  |  | N | N |  | OVER | Y |  |  |  | Y | [18 empty] | N | N | N
6738 | Franklin Heating Station | 54224 | Franklin Heating Station | MN | Olmsted | GEN1 | Natural Gas Steam Turbine | ST |  | S | X | X |  |  | 2.5 | 0.8 | 2 | 2 | 0.6 | N |  |  | OP | X | 1 | 1951 |  |  | Y | Commercial CHP | 5 | B: T; PC: NG; NG: DFO; NG: NG |  |  |  | N | N |  | 12H | [23 empty] | Y | Y | Y
6738 | Franklin Heating Station | 54224 | Franklin Heating Station | MN | Olmsted | GEN2 | Natural Gas Steam Turbine | ST |  | S | X | X |  |  | 2.5 | 0.8 | 2 | 2 | 0.6 | N |  |  | OP | X | 1 | 1951 |  |  | Y | Commercial CHP | 5 | B: T; PC: NG; NG: DFO; NG: NG |  |  |  | N | N |  | 12H | [23 empty] | Y | Y | Y
17897 | St Mary's Hospital | 54262 | Saint Marys Hospital Power Plant | MN | Olmsted | 5 | Petroleum Liquids | IC |  | S | X | X |  |  | 2.5 | 0.8 | 2.5 | 2.5 | 0.3 | N |  |  | SB | Y | 1 | 1978 |  |  | N | Commercial CHP | 5 | B: X; PC: DFO |  |  |  | N |  |  | 10M | [23 empty] | N | N | N
17897 | St Mary's Hospital | 54262 | Saint Marys Hospital Power Plant | MN | Olmsted | 7 | Petroleum Liquids | IC |  | S | X | X |  |  | 2.5 | 0.8 | 2.8 | 2.8 | 0.3 | N |  |  | OP | X | 3 | 2011 |  |  | N | Commercial CHP | 5 | B: X; PC: DFO |  |  |  | N |  |  | 10M | [23 empty] | N |  | N
12897 | Moose Lake Water & Light Comm | 1996 | Moose Lake | MN | Carlton | 8NG | Natural Gas Internal Combustion Engine | IC |  | S | X | X |  |  | 2.6 | 0.8 | 2 | 2 | 2 | N |  |  | OP | X | 1 | 2019 |  |  | N | Electric Utility | 1 | [14 empty] | 10M | [20 empty] | N |  |  | N | N | N | bar: B to PC
7487 | City of Grand Marais - (MN) | 1976 | Grand Marais | MN | Cook | 7 | Petroleum Liquids | IC |  | S | X | X |  |  | 2.7 | 0.8 | 2.5 | 2.5 | 1.8 | N |  |  | OP | X | 2 | 2004 |  |  | N | Electric Utility | 1 | B: X; PC: DFO |  |  |  | N |  |  | 10M | [23 empty] | N
15387 | Princeton Public Utils Comm | 2005 | Princeton (MN) | MN | Mille Lacs | 6 | Petroleum Liquids | IC |  | S | X | X | GRE.PRINC1 | GRE.PRINC1 | 2.7 | 0.8 | 2.9 | 2.9 | 2 | N |  |  | OP | X | 9 | 1963 |  |  | N | Electric Utility | 1 | B: X; PC: DFO |  |  |  | N | N |  | 1H | [23 empty] | N | N | N
5015 | Delano Municipal Utilities | 1969 | Delano | MN | Wright | 7 | Petroleum Liquids | IC |  | S | X | X |  |  | 3 | 0.8 | 3 | 3 | 0.9 | N |  |  | OP | X | 8 | 1994 |  |  | N | Electric Utility | 1 | B: X; PC: DFO |  |  |  | N | N |  | 1H | [20 empty] | N |  |  | N |  | N
5773 | City of Elk River | 1971 | Elk River City of | MN | Sherburne | 3 | Petroleum Liquids | IC |  | S | X | X |  |  | 3 | 0.8 | 3 | 3 | 2.8 | N |  |  | SB | Y | 3 | 1962 |  |  | N | Electric Utility | 1 | B: X; PC: DFO; NG: NG |  |  |  | N | N |  | 1H | [20 empty] | N |  |  | Y | N | Y
12286 | Melrose Public Utilities | 1994 | Melrose | MN | Stearns | 4 | Petroleum Liquids | IC |  | S | X | X | NSP.MRES.MLRS |  | 3 | 0.85 | 3.1 | 3.1 | 2.5 | N |  |  | OP | X | 1 | 1969 |  |  | N | Electric Utility | 1 | B: X; PC: DFO |  |  |  | N |  |  | 1H | [23 empty] | N |  | N
20806 | City of Windom | 2023 | Windom | MN | Cottonwood | GT1 | Petroleum Liquids | GT |  | S | X | X |  |  | 3 | 0.85 | 2.5 | 3 | 1 | N |  |  | SB | Y | 6 | 1980 |  |  | N | Electric Utility | 1 | B: X; PC: DFO |  |  |  | N | N |  | 1H | [23 empty] | N | N | N
491 | American Crystal Sugar Co | 54211 | American Crystal Sugar Moorhead | MN | Clay | G1 | Conventional Steam Coal | ST |  | S | X | X |  |  | 3 | 0.8 | 3 | 3 | 0.5 | N |  |  | OP | X | 9 | 1948 |  |  | Y | Industrial CHP | 7 | B: T; PC: SUB; NG: SUB |  |  |  | N | N |  | OVER | Y |  |  |  | Y | [18 empty] | N | N | N
491 | American Crystal Sugar Co | 54212 | American Crystal Sugar Crookston | MN | Polk | G2 | Conventional Steam Coal | ST |  | S | X | X |  |  | 3 | 0.8 | 3 | 3 | 0.5 | N |  |  | OP | X | 9 | 1975 |  |  | Y | Industrial CHP | 7 | B: T; PC: SUB; NG: SUB |  |  |  | N | N |  | OVER | Y |  |  |  | Y | [18 empty] | N | N | N
17897 | St Mary's Hospital | 54262 | Saint Marys Hospital Power Plant | MN | Olmsted | 4 | Natural Gas Steam Turbine | ST | CC1 | S | X | X |  |  | 3 | 0.8 | 2.7 | 2.7 | 0.3 | N |  |  | OP | X | 1 | 1971 |  |  | Y | Commercial CHP | 5 | B: B; PC: NG; NG: DFO; NG: NG |  |  |  | N |  |  | 12H | [23 empty] | Y | N | Y
29305 | City of Madelia - (MN) | 30 | Madelia | MN | Watonwan | 1 | Petroleum Liquids | IC |  | S | X | X |  |  | 3.1 | 0.8 | 3.1 | 3.1 | 1.6 | N |  |  | OP | X | 5 | 2001 |  |  | N | Electric Utility | 1 | B: X; PC: DFO; NG: NG |  |  |  | N | N |  | 1H | [23 empty] | Y | Y | Y
5015 | Delano Municipal Utilities | 1969 | Delano | MN | Wright | 8 | Petroleum Liquids | IC |  | S | X | X |  |  | 3.1 | 0.8 | 3.1 | 3.1 | 0.9 | N |  |  | OP | X | 6 | 1999 |  |  | N | Electric Utility | 1 | B: X; PC: DFO |  |  |  | N | N |  | 1H | [20 empty] | N |  |  | N |  | N
12286 | Melrose Public Utilities | 1994 | Melrose | MN | Stearns | 3 | Petroleum Liquids | IC |  | S | X | X | NSP.MRES.MLRS |  | 3.1 | 0.85 | 3.1 | 3.1 | 2.5 | N |  |  | OP | X | 7 | 1969 |  |  | N | Electric Utility | 1 | B: X; PC: DFO |  |  |  | N |  |  | 1H | [23 empty] | N |  | N
17897 | St Mary's Hospital | 54262 | Saint Marys Hospital Power Plant | MN | Olmsted | 6B | Petroleum Liquids | IC |  | S | X | X |  |  | 3.3 | 0.8 | 3.3 | 3.3 | 3 | N |  |  | OP | X | 7 | 2020 |  |  | N | Commercial CHP | 5 | B: X; PC: DFO | [6 empty] | 10M | [23 empty] | N
11332 | City of Luverne - (MN) | 1990 | Luverne | MN | Rock | 4C | Petroleum Liquids | IC |  | S | X | X |  |  | 3.5 | 0.8 | 3.5 | 3.5 | 2.5 | N |  |  | OP | X | 5 | 1967 |  |  | N | Electric Utility | 1 | B: X; PC: DFO; NG: NG | [6 empty] | 1H | [23 empty] | N |  | N
13480 | New Prague Utilities Comm | 1999 | New Prague | MN | Le Sueur | 4 | Natural Gas Internal Combustion Engine | IC |  | S | X | X | NSP.NEW_PNEW_ | NSP.NEW_PNEW_ | 3.5 | 0.8 | 3.5 | 3.5 | 3 | N |  |  | OP | X | 8 | 1968 |  |  | N | Electric Utility | 1 | B: X; PC: NG; NG: DFO |  |  |  | N | N |  | 1H | [23 empty] | Y | Y | N
491 | American Crystal Sugar Co | 54212 | American Crystal Sugar Crookston | MN | Polk | G1 | Conventional Steam Coal | ST |  | S | X | X |  |  | 3.5 | 0.8 | 3.5 | 3.5 | 0.5 | N |  |  | OP | X | 9 | 1954 |  |  | Y | Industrial CHP | 7 | B: T; PC: SUB; NG: SUB |  |  |  | N | N |  | OVER | Y |  |  |  | Y | [18 empty] | N | N | N
295 | City of Alexandria - (MN) | 1958 | Alexandria | MN | Douglas | IC2 | Petroleum Liquids | IC |  | S | X | X | OTP.MRES |  | 4 | 0.8 | 3.6 | 3.6 | 0.1 | N |  |  | SB | Y | 1 | 1967 |  |  | N | Electric Utility | 1 | B: X; PC: DFO; NG: NG |  |  |  | N | N |  | 1H | [23 empty] | N |  | N
295 | City of Alexandria - (MN) | 1958 | Alexandria | MN | Douglas | IC3 | Petroleum Liquids | IC |  | S | X | X | OTP.MRES |  | 4 | 0.8 | 3.6 | 3.6 | 0.1 | N |  |  | SB | Y | 1 | 1967 |  |  | N | Electric Utility | 1 | B: X; PC: DFO; NG: NG |  |  |  | N | N |  | 1H | [23 empty] | N |  | N
9130 | Hutchinson Utilities Comm | 1980 | Hutchinson Plant #1 | MN | McLeod | 4 | Natural Gas Internal Combustion Engine | IC |  | S | X | X | GRE.HUC | GRE.HUC | 4 | 0.8 | 3.9 | 3.9 | 3 | N |  |  | OP | X | 1 | 1968 |  |  | N | Electric Utility | 1 | B: X; PC: NG; NG: DFO |  |  |  | N | N |  | 10M | [23 empty] | Y | N | N
7292 | Glencoe Light & Power Comm | 1975 | Glencoe | MN | McLeod | 7 | Petroleum Liquids | IC |  | S | X | X |  |  | 4.1 | 0.8 | 3.2 | 3.2 | 2 | N |  |  | OP | X | 11 | 1966 |  |  | N | Electric Utility | 1 | B: X; PC: DFO; NG: NG |  |  |  | N | N |  | 1H | [23 empty] | Y | Y | Y
29305 | City of Madelia - (MN) | 30 | Madelia | MN | Watonwan | 4 | Petroleum Liquids | IC |  | S | X | X |  |  | 4.3 | 0.8 | 3.7 | 4 | 1.7 | N |  |  | OP | X | 6 | 1973 |  |  | N | Electric Utility | 1 | B: X; PC: DFO; NG: NG |  |  |  | N | N |  | 1H | [23 empty] | Y | Y | Y
13480 | New Prague Utilities Comm | 1999 | New Prague | MN | Le Sueur | 2 | Natural Gas Internal Combustion Engine | IC |  | S | X | X | NSP.NEW_PNEW_ | NSP.NEW_PNEW_ | 4.4 | 0.8 | 4.4 | 4.4 | 4 | N |  |  | OP | X | 7 | 1974 |  |  | N | Electric Utility | 1 | B: X; PC: NG; NG: DFO |  |  |  | N | N |  | 1H | [23 empty] | Y | Y | N
9130 | Hutchinson Utilities Comm | 1980 | Hutchinson Plant #1 | MN | McLeod | 3 | Natural Gas Internal Combustion Engine | IC |  | S | X | X | GRE.HUC | GRE.HUC | 4.5 | 0.8 | 3.9 | 3.9 | 3 | N |  |  | OP | X | 1 | 1968 |  |  | N | Electric Utility | 1 | B: X; PC: NG; NG: DFO |  |  |  | N | N |  | 10M | [23 empty] | Y | N | N
17897 | St Mary's Hospital | 54262 | Saint Marys Hospital Power Plant | MN | Olmsted | 1 | Natural Gas Fired Combustion Turbine | GT | CC1 | S | X | X |  |  | 4.7 | 0.8 | 4.5 | 4.5 | 1.5 | N |  |  | OP | X | 6 | 1996 |  |  | Y | Commercial CHP | 5 | [11 empty] | N |  |  | 12H | [23 empty] | N | N | N | bar: B to PC
7292 | Glencoe Light & Power Comm | 1975 | Glencoe | MN | McLeod | 11 | Petroleum Liquids | IC |  | S | X | X |  |  | 4.8 | 0.8 | 4.8 | 4.8 | 2 | N |  |  | OP | X | 6 | 1998 |  |  | N | Electric Utility | 1 | B: X; PC: DFO |  |  |  | N | N |  | 1H | [23 empty] | N | N | N
7292 | Glencoe Light & Power Comm | 1975 | Glencoe | MN | McLeod | 12 | Petroleum Liquids | IC |  | S | X | X |  |  | 4.8 | 0.8 | 4.8 | 4.8 | 2 | N |  |  | OP | X | 7 | 1998 |  |  | N | Electric Utility | 1 | B: X; PC: DFO |  |  |  | N | N |  | 1H | [23 empty] | N | N | N
7292 | Glencoe Light & Power Comm | 1975 | Glencoe | MN | McLeod | 14 | Petroleum Liquids | IC |  | S | X | X |  |  | 4.8 | 0.8 | 4.8 | 4.8 | 2 | N |  |  | OP | X | 9 | 2006 |  |  | N | Electric Utility | 1 | B: X; PC: DFO |  |  |  | N | N |  | 1H | [23 empty] | N | N | N
5773 | City of Elk River | 1971 | Elk River City of | MN | Sherburne | 4 | Petroleum Liquids | IC |  | S | X | X |  |  | 5 | 0.8 | 5 | 5 | 4.3 | N |  |  | SB | Y | 8 | 1972 |  |  | N | Electric Utility | 1 | B: X; PC: DFO; NG: NG |  |  |  | N | N |  | 1H | [20 empty] | N |  |  | Y | N | Y
15387 | Princeton Public Utils Comm | 2005 | Princeton (MN) | MN | Mille Lacs | 7 | Petroleum Liquids | IC |  | S | X | X | GEE.PRINC2 | GRE.PRINC2 | 5 | 0.8 | 5 | 5 | 4 | N |  |  | OP | X | 7 | 2003 |  |  | N | Electric Utility | 1 | B: X; PC: DFO |  |  |  | N | N |  | 1H | [23 empty] | N | N | N
491 | American Crystal Sugar Co | 54214 | American Crystal Sugar East Grand Forks | MN | Polk | G2 | Conventional Steam Coal | ST |  | S | X | X |  |  | 5 | 0.8 | 5 | 5 | 0.5 | N |  |  | OP | X | 9 | 1990 |  |  | Y | Industrial CHP | 7 | B: T; PC: SUB; NG: SUB |  |  |  | N | N |  | OVER | Y |  |  |  | Y | [18 empty] | N | N | N
21995 | Olmsted County Public Works | 50413 | Olmsted Waste Energy | MN | Olmsted | TG3 | Municipal Solid Waste | ST |  | S | X | X |  |  | 5.5 | 1 | 5 | 4.5 | 0.4 | N |  |  | OP | X | 5 | 2010 |  |  | Y | Commercial CHP | 5 | B: T; PC: MSW; NG: NG |  |  |  | N | N |  | 1H | [23 empty] | N | N | N
7292 | Glencoe Light & Power Comm | 1975 | Glencoe | MN | McLeod | 8 | Petroleum Liquids | IC |  | S | X | X |  |  | 5.6 | 0.8 | 5.4 | 5.4 | 2 | N |  |  | OP | X | 7 | 1969 |  |  | N | Electric Utility | 1 | B: X; PC: DFO; NG: NG |  |  |  | N | N |  | 1H | [23 empty] | Y | Y | Y
12900 | City of Mora - (MN) | 1997 | Mora | MN | Kanabec | 5 | Natural Gas Internal Combustion Engine | IC |  | S | X | X |  |  | 5.7 | 0.8 | 5.7 | 5.7 | 0.5 | N |  |  | OP | X | 6 | 1972 |  |  | N | Electric Utility | 1 | B: X; PC: NG; NG: DFO |  |  |  | N | N |  | 1H | [23 empty] | Y | N | Y
15793 | Redwood Falls Public Util Comm | 2009 | Redwood Falls | MN | Redwood | 7 | Natural Gas Internal Combustion Engine | IC |  | S | X | X |  |  | 5.8 | 0.8 | 6 | 6 | 0.7 | N |  |  | OP | X | 1 | 1974 |  |  | N | Electric Utility | 1 | B: X; PC: NG; NG: DFO |  |  |  | N |  |  | 1H | [23 empty] | Y | N | Y
13480 | New Prague Utilities Comm | 1999 | New Prague | MN | Le Sueur | 6 | Natural Gas Internal Combustion Engine | IC |  | S | X | X | NSP.NEW_PNEW_ | NSP.NEW_PNEW_ | 6 | 0.8 | 5.9 | 5.9 | 4.5 | N |  |  | OP | X | 6 | 1982 |  |  | N | Electric Utility | 1 | B: X; PC: NG; NG: DFO |  |  |  | N | N |  | 1H | [23 empty] | Y | Y | N
13488 | New Ulm Public Utilities Comm | 2001 | New Ulm | MN | Brown | 3 | Natural Gas Steam Turbine | ST |  | S | X | X |  |  | 6 | 0.85 | 4.7 | 4.7 | 1 | N |  |  | OS | X | 1 | 1957 |  |  | Y | Electric Utility | 1 | [11 empty] | N | N |  | OVER | [23 empty] | N | N | N | bar: B to PC; NG
13488 | New Ulm Public Utilities Comm | 2001 | New Ulm | MN | Brown | 6 | Natural Gas Steam Turbine | ST |  | S | X | X |  |  | 6 | 0.85 | 4.7 | 4.7 | 1 | N |  |  | OP | X | 5 | 1997 |  |  | Y | Electric Utility | 1 | [11 empty] | N | N |  | OVER | [23 empty] | N | N | bar: B to PC; NG
58163 | POET Biorefining Lake Crystal | 58197 | POET Biorefining Lake Crystal | MN | Blue Earth | 1 | Petroleum Liquids | IC |  | S | X | X |  |  | 6 | 0.8 | 6 | 6 | 0 | N |  |  | SB | N | 4 | 2005 |  |  | Y | Industrial CHP | 7 | B: T; PC: DFO |  |  |  | N | N |  | 1H | [23 empty] | N | N
772 | Archer Daniels Midland Co | 10863 | Archer Daniels Midland Mankato | MN | Blue Earth | GEN1 | Conventional Steam Coal | ST |  | S | X | X | No sales | No sales | 6.1 | 0.85 | 6.2 | 6.2 | 0.8 | N |  |  | OP | X | 10 | 1987 |  |  | Y | Industrial CHP | 7 | B: T; PC: SUB; NG: NG |  |  |  | N |  |  | OVER | Y |  |  |  | Y | [18 empty] | N
6738 | Franklin Heating Station | 54224 | Franklin Heating Station | MN | Olmsted | GEN3 | Natural Gas Steam Turbine | ST |  | S | X | X |  |  | 6.3 | 0.85 | 6.1 | 6.1 | 1 | N |  |  | OP | X | 1 | 1968 |  |  | Y | Commercial CHP | 5 | B: T; PC: NG; NG: DFO; NG: NG |  |  |  | N | N |  | 12H | [23 empty] | Y | Y | Y
8543 | Hibbing Public Utilities Comm | 1979 | Hibbing | MN | St Louis | 6 | Conventional Steam Coal | ST |  | S | X | X | MISO | MISO | 6.4 | 0.85 | 1 | 6.4 | 1 | N |  |  | SB | Y | 2 | 1996 |  |  | Y | Electric Utility | 1 | T | SUB | NG | WDS | BIT | LIG |  | NG | SUB | WDS |  | N | N |  | 12H |  |  | Y |  | Y | [18 empty] | Y | Y | N
40580 | Southern Minnesota Mun P Agny | 1973 | Fairmont (MN) | MN | Martin | 10 | Natural Gas Internal Combustion Engine | IC |  | S | X | X | ALTW.FAIR_SIG | ALTW.FAIR_SIG | 6.5 | 0.8 | 6.5 | 6.5 | 3 | N |  |  | OP | X | 3 | 2014 |  |  | N | Electric Utility | 1 | [14 empty] | 1H | [23 empty] | N | bar: B to PC
40580 | Southern Minnesota Mun P Agny | 1973 | Fairmont (MN) | MN | Martin | 11 | Natural Gas Internal Combustion Engine | IC |  | S | X | X | ALTW.FAIR_SIG | ALTW.FAIR_SIG | 6.5 | 0.8 | 6.5 | 6.5 | 3 | N |  |  | OP | X | 3 | 2014 |  |  | N | Electric Utility | 1 | [14 empty] | 1H | [23 empty] | N | bar: B to PC
40580 | Southern Minnesota Mun P Agny | 1973 | Fairmont (MN) | MN | Martin | 12 | Natural Gas Internal Combustion Engine | IC |  | S | X | X | ALTW.FAIR_SIG | ALTW.FAIR_SIG | 6.5 | 0.8 | 6.5 | 6.5 | 3 | N |  |  | OP | X | 3 | 2014 |  |  | N | Electric Utility | 1 | [14 empty] | 1H | [23 empty] | N | bar: B to PC
40580 | Southern Minnesota Mun P Agny | 1973 | Fairmont (MN) | MN | Martin | 6 | Petroleum Liquids | IC |  | S | X | X | ALTW.FAIR_DSL | ALTW.FAIR_DSL | 6.5 | 0.8 | 6 | 6 | 3.5 | N |  |  | OP | X | 1 | 1975 |  |  | N | Electric Utility | 1 | B: X; PC: DFO; NG: NG |  |  |  | N | N |  | 1H | [23 empty] | Y | Y | N
40580 | Southern Minnesota Mun P Agny | 1973 | Fairmont (MN) | MN | Martin | 7 | Petroleum Liquids | IC |  | S | X | X | ALTW.FAIR_DSL | ALTW.FAIR_DSL | 6.5 | 0.8 | 6 | 6 | 3.5 | N |  |  | OP | X | 1 | 1975 |  |  | N | Electric Utility | 1 | B: X; PC: DFO; NG: NG |  |  |  | N | N |  | 1H | [23 empty] | Y | Y | N
40580 | Southern Minnesota Mun P Agny | 1973 | Fairmont (MN) | MN | Martin | 9 | Natural Gas Internal Combustion Engine | IC |  | S | X | X | ALTW.FAIR_SIG | ALTW.FAIR_SIG | 6.5 | 0.8 | 6.5 | 6.5 | 3 | N |  |  | OP | X | 3 | 2014 |  |  | N | Electric Utility | 1 | [14 empty] | 1H | [23 empty] | N | bar: B to PC
7292 | Glencoe Light & Power Comm | 1975 | Glencoe | MN | McLeod | 10 | Petroleum Liquids | IC |  | S | X | X |  |  | 7 | 0.8 | 5.6 | 5.6 | 3 | N |  |  | OP | X | 10 | 1985 |  |  | N | Electric Utility | 1 | B: X; PC: DFO |  |  |  | N | N |  | 1H | [23 empty] | N | N | N
12900 | City of Mora - (MN) | 1997 | Mora | MN | Kanabec | 6 | Petroleum Liquids | IC |  | S | X | X |  |  | 7 | 0.8 | 6.3 | 6.3 | 0.5 | N |  |  | OP | X | 7 | 1975 |  |  | N | Electric Utility | 1 | B: X; PC: DFO; NG: NG |  |  |  | N | N |  | 1H | [23 empty] | Y | N | Y
7292 | Glencoe Light & Power Comm | 1975 | Glencoe | MN | McLeod | 9 | Petroleum Liquids | IC |  | S | X | X |  |  | 7.1 | 0.8 | 6.1 | 6.1 | 3 | N |  |  | OP | X | 8 | 1973 |  |  | N | Electric Utility | 1 | B: X; PC: DFO; NG: NG |  |  |  | N | N |  | 1H | [23 empty] | Y | Y | Y
19883 | City of Virginia - (MN) | 2018 | Virginia | MN | St Louis | 5 | Natural Gas Steam Turbine | ST |  | S | X | X |  |  | 7.5 | 0.8 | 8 | 8 | 2 | N |  |  | OP | X | 8 | 1954 |  |  | N | Electric Utility | 1 | X | NG | WDS | SUB |  |  |  | WDS | SUB |  |  | N | N |  | 12H |  |  | Y |  | Y | [18 empty] | N | N | N
17604 | Southern Minnesota Beet Sugar | 54533 | Southern Minnesota Beet Sugar | MN | Renville | 0001 | Conventional Steam Coal | ST |  | S | X | X |  |  | 7.5 | 0.8 | 7.5 | 7.5 | 1.5 | N |  |  | OP | X | 9 | 1976 |  |  | Y | Industrial CHP | 7 | B: B; PC: SUB; NG: NG; NG: SUB | NG |  |  | N | N |  | 12H |  | Y |  | N |  | Y | [17 empty] | Y | Y | N
61702 | Epic Hosting, LLC | 62162 | 4710 Hosting | MN | Olmsted | 4710 | Petroleum Liquids | IC |  | S | X | X |  |  | 7.5 | 0.8 | 5 | 5 | 1 | N |  |  | SB | Y | 6 | 2012 |  |  | N | Commercial Non-CHP | 4 | B: X; PC: DFO |  |  |  | N | N |  | 10M | [20 empty] | N |  |  | N | N | N
58526 | Hometown Bio Energy LLC | 58563 | Hometown Bio Energy LLC | MN | Le Sueur | HTBE | Other Waste Biomass | IC |  | S | X | X |  |  | 8 | 0.8 | 7.6 | 7.6 | 1.5 | N |  |  | OP | X | 12 | 2013 |  |  | Y | IPP CHP | 3 | B: T; PC: OBG |  |  |  | N | N |  | 1H | [23 empty] | N | N | N
9130 | Hutchinson Utilities Comm | 1980 | Hutchinson Plant #1 | MN | McLeod | 10 | Natural Gas Internal Combustion Engine | IC |  | S | X | X | GRE.HUC | GRE.HUC | 8.8 | 0.8 | 9.3 | 9.3 | 1 | N |  |  | OP | X | 2 | 2013 |  |  | N | Electric Utility | 1 | [11 empty] | N | N |  | 10M | [23 empty] | N | bar: B to PC
16181 | Rochester Public Utilities | 60564 | Westside Energy Station | MN | Olmsted | WES1 | Natural Gas Internal Combustion Engine | IC |  | S | X | X | SMP.WES.RPU | SMP.WES.RPU | 9.3 | 0.95 | 9.3 | 9.3 | 4 | N |  |  | OP | X | 3 | 2018 |  |  | N | Electric Utility | 1 | [12 empty] | N |  | 10M | [23 empty] | N | N | N | bar: B to PC
16181 | Rochester Public Utilities | 60564 | Westside Energy Station | MN | Olmsted | WES2 | Natural Gas Internal Combustion Engine | IC |  | S | X | X | SMP.WES.RPU | SMP.WES.RPU | 9.3 | 0.95 | 9.3 | 9.3 | 4 | N |  |  | OP | X | 3 | 2018 |  |  | N | Electric Utility | 1 | [12 empty] | N |  | 10M | [23 empty] | N | N | N | bar: B to PC
16181 | Rochester Public Utilities | 60564 | Westside Energy Station | MN | Olmsted | WES3 | Natural Gas Internal Combustion Engine | IC |  | S | X | X | SMP.WES.RPU | SMP.WES.RPU | 9.3 | 0.95 | 9.3 | 9.3 | 4 | N |  |  | OP | X | 3 | 2018 |  |  | N | Electric Utility | 1 | [12 empty] | N |  | 10M | [23 empty] | N | N | N | bar: B to PC
16181 | Rochester Public Utilities | 60564 | Westside Energy Station | MN | Olmsted | WES4 | Natural Gas Internal Combustion Engine | IC |  | S | X | X | SMP.WES.RPU | SMP.WES.RPU | 9.3 | 0.95 | 9.3 | 9.3 | 4 | N |  |  | OP | X | 3 | 2018 |  |  | N | Electric Utility | 1 | [12 empty] | N |  | 10M | [23 empty] | N | N | N | bar: B to PC
16181 | Rochester Public Utilities | 60564 | Westside Energy Station | MN | Olmsted | WES5 | Natural Gas Internal Combustion Engine | IC |  | S | X | X | SMP.WES.RPU | SMP.WES.RPU | 9.3 | 0.95 | 9.3 | 9.3 | 4 | N |  |  | OP | X | 3 | 2018 |  |  | N | Electric Utility | 1 | [12 empty] | N |  | 10M | [23 empty] | N | N | bar: B to PC
12667 | Minnesota Municipal Power Agny | 60647 | Shakopee Energy Park | MN | Scott | SQA01 | Natural Gas Internal Combustion Engine | IC |  | S | X | X |  |  | 9.3 | 0.8 | 9.3 | 9.3 | 3 | N |  |  | OP | X | 2 | 2017 |  |  | Y | Electric Utility | 1 | [14 empty] | 12H | [23 empty] | N | N | N | bar: B to PC
12667 | Minnesota Municipal Power Agny | 60647 | Shakopee Energy Park | MN | Scott | SQA02 | Natural Gas Internal Combustion Engine | IC |  | S | X | X |  |  | 9.3 | 0.8 | 9.3 | 9.3 | 3 | N |  |  | OP | X | 2 | 2017 |  |  | Y | Electric Utility | 1 | [14 empty] | 12H | [23 empty] | N | bar: B to PC
12667 | Minnesota Municipal Power Agny | 60647 | Shakopee Energy Park | MN | Scott | SQA03 | Natural Gas Internal Combustion Engine | IC |  | S | X | X |  |  | 9.3 | 0.8 | 9.3 | 9.3 | 3 | N |  |  | OP | X | 2 | 2017 |  |  | Y | Electric Utility | 1 | [14 empty] | 12H | [23 empty] | N | bar: B to PC
12667 | Minnesota Municipal Power Agny | 60647 | Shakopee Energy Park | MN | Scott | SQA04 | Natural Gas Internal Combustion Engine | IC |  | S | X | X |  |  | 9.3 | 0.8 | 9.3 | 9.3 | 3 | N |  |  | OP | X | 2 | 2017 |  |  | Y | Electric Utility | 1 | [14 empty] | 12H | [23 empty] | N | bar: B to PC
12667 | Minnesota Municipal Power Agny | 60647 | Shakopee Energy Park | MN | Scott | SQA05 | Natural Gas Internal Combustion Engine | IC |  | S | X | X |  |  | 9.3 | 0.8 | 9.3 | 9.3 | 3 | N |  |  | OP | X | 2 | 2017 |  |  | Y | Electric Utility | 1 | [14 empty] | 12H | [23 empty] | N | bar: B to PC
40580 | Southern Minnesota Mun P Agny | 60254 | Owatonna Energy Station | MN | Steele | UNIT1 | Natural Gas Internal Combustion Engine | IC |  | S | X | X | SMP.OWATONASIG | SMP.OWATONASIG | 9.7 | 0.8 | 9.7 | 9.7 | 4 | N |  |  | OP | X | 3 | 2018 |  |  | N | Electric Utility | 1 | [14 empty] | 1H | [23 empty] | N | N | N | bar: B to PC
40580 | Southern Minnesota Mun P Agny | 60254 | Owatonna Energy Station | MN | Steele | UNIT2 | Natural Gas Internal Combustion Engine | IC |  | S | X | X | SMP.OWATONASIG | SMP.OWATONASIG | 9.7 | 0.8 | 9.7 | 9.7 | 4 | N |  |  | OP | X | 3 | 2018 |  |  | N | Electric Utility | 1 | [14 empty] | 1H | [23 empty] | N | N | N | bar: B to PC
40580 | Southern Minnesota Mun P Agny | 60254 | Owatonna Energy Station | MN | Steele | UNIT3 | Natural Gas Internal Combustion Engine | IC |  | S | X | X | SMP.OWATONASIG | SMP.OWATONASIG | 9.7 | 0.8 | 9.7 | 9.7 | 4 | N |  |  | OP | X | 3 | 2018 |  |  | N | Electric Utility | 1 | [14 empty] | 1H | [23 empty] | N | N | N | bar: B to PC
40580 | Southern Minnesota Mun P Agny | 60254 | Owatonna Energy Station | MN | Steele | UNIT4 | Natural Gas Internal Combustion Engine | IC |  | S | X | X | SMP.OWATONASIG | SMP.OWATONASIG | 9.7 | 0.8 | 9.7 | 9.7 | 4 | N |  |  | OP | X | 3 | 2018 |  |  | N | Electric Utility | 1 | [14 empty] | 1H | [23 empty] | N | N | N | bar: B to PC
9130 | Hutchinson Utilities Comm | 1980 | Hutchinson Plant #1 | MN | McLeod | 11 | Natural Gas Internal Combustion Engine | IC |  | S | X | X | GRE.HUC | GRE.HUC | 9.8 | 0.8 | 9.8 | 9.8 | 1 | N |  |  | OP | X | 11 | 2019 |  |  | N | Electric Utility | 1 | [14 empty] | 10M | [23 empty] | N | N | N | bar: B to PC
9130 | Hutchinson Utilities Comm | 1980 | Hutchinson Plant #1 | MN | McLeod | 12 | Natural Gas Internal Combustion Engine | IC |  | S | X | X | GRE.HUC | GRE.HUC | 9.8 | 0.8 | 9.8 | 9.8 | 1 | N |  |  | OP | X | 11 | 2019 |  |  | N | Electric Utility | 1 | [11 empty] | N | N |  | 10M | [23 empty] | N | N | N | bar: B to PC
8543 | Hibbing Public Utilities Comm | 1979 | Hibbing | MN | St Louis | 3 | Conventional Steam Coal | ST |  | S | X | X | MISO | MISO | 10 | 0.8 | 10 | 10 | 4 | N |  |  | SB | Y | 4 | 1965 |  |  | Y | Electric Utility | 1 | T | SUB | NG | WDS | BIT | LIG |  | NG | SUB | WDS |  | N | N |  | 12H |  | N | Y |  | Y | [18 empty] | Y | Y | N
13781 | Northern States Power Co - Minnesota | 1926 | Red Wing | MN | Goodhue | 1 | Municipal Solid Waste | ST |  | S | X | X | NSP REDWING REDWIN_1_UNIT | NSP REDWING REDWIN_1_UNIT | 11.5 | 0.85 | 9 | 9 | 6 | N |  |  | OP | X | 10 | 1949 | 12 | 2027 | N | Electric Utility | 1 | X | MSW | NG | WDS |  |  |  | NG |  |  |  | N | N |  | 12H |  |  | N |  | N | [18 empty] | Y | Y | N
13781 | Northern States Power Co - Minnesota | 1926 | Red Wing | MN | Goodhue | 2 | Municipal Solid Waste | ST |  | S | X | X | NSP REDWING REDWIN_2_UNIT | NSP REDWING REDWIN_2_UNIT | 11.5 | 0.85 | 9 | 9 | 6 | N |  |  | OP | X | 11 | 1949 | 12 | 2027 | N | Electric Utility | 1 | X | MSW | NG | WDS |  |  |  | NG |  |  |  | N | N |  | 12H |  |  | N |  | N | [18 empty] | Y | Y | N
9130 | Hutchinson Utilities Comm | 6358 | Hutchinson Plant #2 | MN | McLeod | 3 | Natural Gas Fired Combined Cycle | CA | CC1 | S | N | X | GRE.HUC | GRE.HUC | 11.5 | 0.8 | 10 | 10 | 2.5 | N |  |  | OP | X | 11 | 1994 |  |  | N | Electric Utility | 1 | [11 empty] | N | N |  | 12H | [23 empty] | N | N | N | bar: B to PC
13781 | Northern States Power Co - Minnesota | 1934 | Wilmarth | MN | Blue Earth | 1 | Municipal Solid Waste | ST |  | S | X | X | NSP WILMART WILMAR_1_UNIT | NSP WILMART WILMAR_1_UNIT | 12.5 | 0.8 | 9 | 9 | 1 | N |  |  | OP | X | 9 | 1948 | 12 | 2027 | N | Electric Utility | 1 | B: X; PC: MSW; NG: NG; NG: NG |  |  |  | N | N |  | 12H | [23 empty] | Y | Y | N
13781 | Northern States Power Co - Minnesota | 1934 | Wilmarth | MN | Blue Earth | 2 | Municipal Solid Waste | ST |  | S | X | X | NSP WILMART WILMAR_2_UNIT | NSP WILMART WILMAR_2_UNIT | 12.5 | 0.8 | 9 | 9 | 1 | N |  |  | OP | X | 3 | 1951 | 12 | 2027 | N | Electric Utility | 1 | B: X; PC: MSW; NG: NG; NG: NG |  |  |  | N | N |  | 12H | [23 empty] | Y | Y | N
5015 | Delano Municipal Utilities | 1969 | Delano | MN | Wright | 9 | Petroleum Liquids | GT |  | S | X | X |  |  | 12.5 | 0.8 | 11 | 12 | 4 | N |  |  | OP | X | 7 | 2002 |  |  | N | Electric Utility | 1 | B: X; PC: DFO |  |  |  | N | N |  | 1H | [20 empty] | N |  |  | N |  | N
5111 | City of Detroit Lakes - (MN) | 1970 | Detroit Lakes | MN | Becker | 1 | Petroleum Liquids | GT |  | S | X | X | OTP.MRES |  | 12.5 | 0.8 | 9.6 | 10.6 | 5 | N |  |  | OP | X | 7 | 1968 |  |  | N | Electric Utility | 1 | B: X; PC: DFO |  |  |  | N |  |  | 10M | [23 empty] | N
12647 | ALLETE, Inc. | 10686 | Rapids Energy Center | MN | Itasca | 6 | Natural Gas Steam Turbine | ST |  | S | X | X |  |  | 12.5 | 0.8 | 13.1 | 13.1 | 4 | N |  |  | OP | X | 1 | 1969 |  |  | Y | Electric Utility | 1 | [11 empty] | N | N |  | 12H | [20 empty] | N |  |  | N | N | N | bar: B to PC; NG
57341 | Veolia Energy | 57966 | Southeast Steam Plant | MN | Hennepin | SSP | Natural Gas Steam Turbine | ST |  | S | X | X |  |  | 13 | 0.9 | 2 | 10 | 2 | N |  |  | OP | X | 1 | 1998 |  |  | Y | Commercial CHP | 5 | B | NG | SUB | DFO |  |  |  | NG |  |  |  | N | N |  | 12H | Y |  |  |  | Y | [18 empty] | Y | N | Y
12647 | ALLETE, Inc. | 10686 | Rapids Energy Center | MN | Itasca | 7 | Natural Gas Steam Turbine | ST |  | S | X | X |  |  | 14 | 0.85 | 9.5 | 9.5 | 6 | N |  |  | OP | X | 1 | 1980 |  |  | Y | Electric Utility | 1 | [11 empty] | N | N |  | 12H | [20 empty] | N |  |  | N | N | N | bar: B to PC; NG
13488 | New Ulm Public Utilities Comm | 2001 | New Ulm | MN | Brown | 4 | Natural Gas Steam Turbine | ST |  | S | X | X |  |  | 15 | 0.85 | 13.2 | 13.2 | 2 | N |  |  | OP | X | 1 | 1965 |  |  | Y | Electric Utility | 1 | [11 empty] | N | N |  | OVER | [23 empty] | N | N | N | bar: B to PC; NG
11731 | City of Marshall - (MN) | 1993 | Marshall (MN) | MN | Lyon | 6 | Petroleum Liquids | GT |  | S | X | X | NSP.MRES.MMU |  | 18 | 0.85 | 15.5 | 17.6 | 4 | N |  |  | OP | X | 7 | 1969 |  |  | N | Electric Utility | 1 | B: X; PC: DFO |  |  |  | N |  |  | 1H | [23 empty] | N |  | N
19883 | City of Virginia - (MN) | 2018 | Virginia | MN | St Louis | 6 | Natural Gas Steam Turbine | ST |  | S | X | X |  |  | 18.7 | 0.85 | 17 | 18.7 | 6 | N |  |  | OP | X | 8 | 1971 |  |  | N | Electric Utility | 1 | X | NG | WDS | SUB |  |  |  | WDS | SUB |  |  | N | N |  | 12H |  |  | Y |  | Y | [18 empty] | N | N | N
14246 | City of Owatonna - (MN) | 2003 | Owatonna | MN | Steele | 7 | Natural Gas Fired Combustion Turbine | GT |  | S | X | X | SMP.OWANASM7 | SMP.OWANASM7 | 19 | 0.8 | 16.6 | 16.6 | 7 | N |  |  | OP | X | 4 | 1982 |  |  | N | Electric Utility | 1 | B: X; PC: NG; NG: DFO |  |  |  | N | N |  | 1H | [23 empty] | N | N | N
16653 | Sappi Cloquet LLC | 50639 | Sappi Cloquet Mill | MN | Carlton | GEN3 | Wood/Wood Waste Biomass | ST |  | S | X | X |  |  | 19.2 | 0.9 | 17.5 | 17.5 | 8 | N |  |  | OP | X | 1 | 1976 |  |  | Y | Industrial CHP | 7 | T | WDS | NG | SLW | DFO | BLQ |  | WDS |  |  |  | N | N |  | OVER | [23 empty] | Y | Y | Y
8543 | Hibbing Public Utilities Comm | 1979 | Hibbing | MN | St Louis | 5 | Conventional Steam Coal | ST |  | S | X | X | MISO | MISO | 19.5 | 0.85 | 19.5 | 19.5 | 5 | N |  |  | SB | Y | 8 | 1985 |  |  | Y | Electric Utility | 1 | T | SUB | NG | WDS | BIT | LIG |  | NG | SUB | WDS |  | N | N |  | 12H |  | N | Y |  | Y | [18 empty] | Y | Y | N
57341 | Veolia Energy | 59197 | Univ Minnesota CHP Plant | MN | Hennepin | CTG-1 | Natural Gas Fired Combustion Turbine | GT |  | S | X | X |  |  | 21 | 0.85 | 18 | 22 | 0 | N |  |  | OP | X | 11 | 2017 |  |  | Y | IPP CHP | 3 | B: T; PC: NG; NG: DFO |  |  |  | N |  | 0 | 12H | [23 empty] | Y | N | Y
56413 | Koda Energy LLC | 57119 | Koda Biomass Plant | MN | Scott | 2222 | Other Waste Biomass | ST |  | S | X | X | MISO | MISO | 23.4 | 0.85 | 20.3 | 20.3 | 8 | N |  |  | OP | X | 5 | 2009 |  |  | Y | IPP CHP | 3 | B | AB | WDS | NG |  |  |  | NG |  |  |  | N | N |  | 12H | [20 empty] | N |  |  | Y | Y | N
13488 | New Ulm Public Utilities Comm | 2001 | New Ulm | MN | Brown | 5 | Petroleum Liquids | GT |  | S | X | X |  |  | 24 | 0.85 | 23 | 25 | 2.5 | N |  |  | OP | X | 5 | 1975 |  |  | N | Electric Utility | 1 | B: X; PC: DFO; NG: DFO |  |  |  | N | N |  | 10M |  |  |  | N | [19 empty] | N | N | N
54842 | WM Renewable Energy LLC | 57408 | Prairie Bluff | MS | Chickasaw | GEN1 | Landfill Gas | IC |  | S | X | X | TVA | TVA | 1.6 | 0.98 | 1.6 | 1.6 | 0.8 | N |  |  | OP | X | 10 | 2012 |  |  | N | IPP Non-CHP | 2 | B: X; PC: LFG |  |  |  | N |  |  | 1H | [23 empty] | N | N | N
18642 | Tennessee Valley Authority | 7719 | Meridian | MS | Lauderdale | 1 | Petroleum Liquids | IC |  | S | X | X |  |  | 1.8 | 0.9 | 1.8 | 1.8 | 0 | N |  |  | OP | X | 6 | 1998 |  |  | N | Electric Utility | 1 | B: X; PC: DFO |  |  |  | N |  |  | 10M | [23 empty] | N
18642 | Tennessee Valley Authority | 7719 | Meridian | MS | Lauderdale | 2 | Petroleum Liquids | IC |  | S | X | X |  |  | 1.8 | 0.9 | 1.8 | 1.8 | 0 | N |  |  | OP | X | 6 | 1998 |  |  | N | Electric Utility | 1 | B: X; PC: DFO |  |  |  | N |  |  | 10M | [23 empty] | N
18642 | Tennessee Valley Authority | 7719 | Meridian | MS | Lauderdale | 3 | Petroleum Liquids | IC |  | S | X | X |  |  | 1.8 | 0.9 | 1.8 | 1.8 | 0 | N |  |  | OP | X | 6 | 1998 |  |  | N | Electric Utility | 1 | B: X; PC: DFO |  |  |  | N |  |  | 10M | [23 empty] | N
18642 | Tennessee Valley Authority | 7719 | Meridian | MS | Lauderdale | 4 | Petroleum Liquids | IC |  | S | X | X |  |  | 1.8 | 0.9 | 1.8 | 1.8 | 0 | N |  |  | OP | X | 6 | 1998 |  |  | N | Electric Utility | 1 | B: X; PC: DFO |  |  |  | N |  |  | 10M | [23 empty] | N
18642 | Tennessee Valley Authority | 7719 | Meridian | MS | Lauderdale | 5 | Petroleum Liquids | IC |  | S | X | X |  |  | 1.8 | 0.9 | 1.8 | 1.8 | 0 | N |  |  | OP | X | 6 | 1998 |  |  | N | Electric Utility | 1 | B: X; PC: DFO |  |  |  | N |  |  | 10M | [23 empty] | N
9382 | International Paper Co-Vicksbg | 54100 | International Paper Vicksburg Mill | MS | Warren | GEN1 | Wood/Wood Waste Biomass | ST |  | S | X | X |  |  | 2.5 | 0.8 | 1.5 | 1.5 | 0.5 | N |  |  | OP | X | 1 | 1967 |  |  | Y | Industrial CHP | 7 | T | BLQ | NG | RFO | AB | TDF |  | BLQ |  |  |  | N | N |  | 12H | [23 empty] | N | N | N
20492 | International Paper Columbus Mill | 50184 | Columbus MS | MS | Lowndes | TG4 | Wood/Wood Waste Biomass | ST |  | S | X | X |  |  | 4 | 1 | 4 | 4 | 1 | N |  |  | SB | Y | 8 | 1987 |  |  | Y | Industrial CHP | 7 | T | BLQ | WDS | NG | DFO | BIT |  | NG | DFO |  |  | N | N |  | 12H |  |  | Y |  |  |  | Y | [16 empty] | Y | Y | N
12704 | Mississippi Baptist Medical | 54203 | Mississippi Baptist Medical Center | MS | Hinds | A | Natural Gas Fired Combustion Turbine | GT |  | S | X | X |  |  | 4.2 | 0.8 | 4 | 4 | 2 | N |  |  | SB | Y | 1 | 1991 |  |  | Y | Commercial CHP | 5 | [11 empty] | N |  |  | 1H | [23 empty] | N | bar: B to PC
6667 | Ergon Refining Inc | 54918 | Ergon Refining Vicksburg | MS | Warren | TMO1 | Natural Gas Fired Combustion Turbine | GT |  | S | X | X |  |  | 4.8 | 0.98 | 4.4 | 5.2 | 3 | N |  |  | OP | X | 3 | 1995 |  |  | Y | Industrial CHP | 7 | [11 empty] | N | N |  | 1H | [23 empty] | N | N | N | bar: B to PC
21095 | Public Serv Comm of Yazoo City | 2067 | Yazoo | MS | Yazoo | 2 | Natural Gas Fired Combined Cycle | CA | CC1 | S | N | X |  |  | 5 | 0.8 | 5.6 | 5.6 | 3 | N |  |  | SB | Y | 6 | 1945 |  |  | N | Electric Utility | 1 | [11 empty] | N | N |  | 12H | [23 empty] | N | N | N | bar: B to PC
3702 | Clarksdale Public Utilities | 2059 | L L Wilkins | MS | Coahoma | 6 | Natural Gas Fired Combined Cycle | CA | CC1 | S | Y | X |  |  | 6 | 1 | 6.8 | 6.8 | 5 | N |  |  | OP | X | 10 | 1996 |  |  | N | Electric Utility | 1 | [11 empty] | N | N |  | 1H | [23 empty] | N | N | N | bar: B to PC
61499 | Georgia-Pacific Wood Products LLC | 61927 | Georgia-Pacific Taylorsville Plywood | MS | Smith | CTG1 | Natural Gas Fired Combustion Turbine | GT |  | J | X | X |  |  | 7.2 | 0.8 | 6.2 | 8.2 | 3.5 | N |  |  | OP | X | 7 | 2018 |  |  | Y | Industrial CHP | 7 | [11 empty] | N | N | 0 | 1H | [20 empty] | N |  |  | N | N | N | bar: B to PC
3702 | Clarksdale Public Utilities | 2059 | L L Wilkins | MS | Coahoma | 7 | Natural Gas Fired Combined Cycle | CT | CC1 | S | X | Y |  |  | 7.5 | 1 | 7.5 | 7.5 | 5 | N |  |  | OP | X | 10 | 1961 |  |  | N | Electric Utility | 1 | [11 empty] | N | N |  | 1H | [23 empty] | N | N | N | bar: B to PC
21095 | Public Serv Comm of Yazoo City | 2067 | Yazoo | MS | Yazoo | 3 | Natural Gas Fired Combined Cycle | CA | CC1 | S | N | X |  |  | 12.6 | 0.85 | 13 | 13 | 4 | N |  |  | OP | X | 7 | 1954 |  |  | N | Electric Utility | 1 | [11 empty] | N | N |  | 12H | [23 empty] | N | N | N | bar: B to PC
17568 | Cooperative Energy | 2068 | Benndale | MS | George | BENU1 | Natural Gas Internal Combustion Engine | IC |  | S | X | X | SME.BENN_R_U1 |  | 14.2 | 0.8 | 11.3 | 11.3 | 1.2 | N |  |  | OP | X | 4 | 2020 |  |  | N | Electric Utility | 1 | [14 empty] | 10M | [23 empty] | N | bar: B to PC
17568 | Cooperative Energy | 2068 | Benndale | MS | George | BENU2 | Natural Gas Internal Combustion Engine | IC |  | S | X | X | SME.BENN_R_U2 |  | 14.2 | 0.8 | 11.3 | 11.3 | 1.2 | N |  |  | OP | X | 4 | 2020 |  |  | N | Electric Utility | 1 | [11 empty] | N | N |  | 10M | [23 empty] | N | bar: B to PC
20492 | International Paper Columbus Mill | 50184 | Columbus MS | MS | Lowndes | TG3 | Wood/Wood Waste Biomass | ST |  | S | X | X |  |  | 14.6 | 0.8 | 14.6 | 14.6 | 3 | N |  |  | OP | X | 6 | 1982 |  |  | Y | Industrial CHP | 7 | T | BLQ | WDS | NG | DFO | BIT |  | NG | DFO |  |  | N | N |  | 12H |  |  | Y |  |  |  | Y | [16 empty] | Y | Y | N
3702 | Clarksdale Public Utilities | 2059 | L L Wilkins | MS | Coahoma | 8 | Natural Gas Fired Combined Cycle | CT | CC1 | S | X | N |  |  | 16.2 | 1 | 13.2 | 15 | 5 | N |  |  | OP | X | 10 | 1965 |  |  | N | Electric Utility | 1 | [11 empty] | N | N |  | 1H | [23 empty] | N | N | N | bar: B to PC
21095 | Public Serv Comm of Yazoo City | 2067 | Yazoo | MS | Yazoo | GT1 | Natural Gas Fired Combined Cycle | CT | CC1 | S | X | Y |  |  | 16.5 | 0.85 | 14.7 | 16.7 | 2 | N |  |  | OP | X | 4 | 1968 |  |  | N | Electric Utility | 1 | B: X; PC: NG; NG: DFO |  |  |  | N | N |  | 1H | [23 empty] | Y | N | Y
12686 | Mississippi Power Co | 2047 | Chevron Oil | MS | Jackson | 1 | Natural Gas Fired Combustion Turbine | GT |  | S | X | X |  |  | 16.6 | 0.85 | 17 | 18 | 8 | N |  |  | OP | X | 7 | 1967 |  |  | Y | Electric Utility | 1 | [11 empty] | N | N |  | 1H | [23 empty] | N | N | N | bar: B to PC
12686 | Mississippi Power Co | 2047 | Chevron Oil | MS | Jackson | 2 | Natural Gas Fired Combustion Turbine | GT |  | S | X | X |  |  | 16.6 | 0.85 | 17 | 18 | 8 | N |  |  | OP | X | 7 | 1967 |  |  | Y | Electric Utility | 1 | [11 empty] | N | N |  | 1H | [23 empty] | N | N | N | bar: B to PC
12686 | Mississippi Power Co | 2047 | Chevron Oil | MS | Jackson | 3 | Natural Gas Fired Combustion Turbine | GT |  | S | X | X |  |  | 18 | 0.85 | 16 | 18 | 8 | N |  |  | OP | X | 10 | 1971 |  |  | Y | Electric Utility | 1 | [11 empty] | N | N |  | 1H | [23 empty] | N | N | N | bar: B to PC
12686 | Mississippi Power Co | 2047 | Chevron Oil | MS | Jackson | 4 | Natural Gas Fired Combustion Turbine | GT |  | S | X | X |  |  | 18 | 0.85 | 16 | 18 | 8 | N |  |  | OP | X | 9 | 1971 |  |  | Y | Electric Utility | 1 | [11 empty] | N | N |  | 1H | [20 empty] | Y | 4 | 2021 | N | N | N | bar: B to PC
9973 | City of Kahoka | 2138 | Kahoka | MO | Clark | 3 | Petroleum Liquids | IC |  | S | X | X | NA | NA | 0.2 | 0.8 | 0.2 | 0.2 | 0.1 | N |  |  | OP | X | 1 | 1941 |  |  | N | Electric Utility | 1 | B: X; PC: DFO |  |  |  | N | N |  | 1H | [23 empty] | N | N | N
12294 | City of Memphis - (MO) | 2145 | Memphis | MO | Scotland | 3 | Petroleum Liquids | IC |  | S | X | X |  |  | 0.2 | 0.8 | 0.2 | 0.2 | 0 | N |  |  | OP | X | 12 | 1945 |  |  | N | Electric Utility | 1 | B: X; PC: DFO |  |  |  | N | N |  | 10M | [23 empty] | N | N
19474 | City of Unionville - (MO) | 2164 | Unionville City of | MO | Putnam | 3 | Petroleum Liquids | IC |  | S | X | X |  |  | 0.2 | 0.9 | 0.2 | 0.2 | 0.1 | N |  |  | OP | X | 1 | 1935 |  |  | N | Electric Utility | 1 | B: X; PC: DFO |  |  |  | N |  |  | 10M | [23 empty] | N
19474 | City of Unionville - (MO) | 2164 | Unionville City of | MO | Putnam | 5 | Petroleum Liquids | IC |  | S | X | X |  |  | 0.3 | 1 | 0.3 | 0.3 | 0.1 | N |  |  | OP | X | 1 | 1955 |  |  | N | Electric Utility | 1 | B: X; PC: DFO | [6 empty] | 10M | [23 empty] | N
19474 | City of Unionville - (MO) | 2164 | Unionville City of | MO | Putnam | 6 | Petroleum Liquids | IC |  | S | X | X |  |  | 0.3 | 1 | 0.3 | 0.3 | 0.1 | N |  |  | OP | X | 1 | 1955 |  |  | N | Electric Utility | 1 | B: X; PC: DFO | [6 empty] | 10M | [23 empty] | N
17946 | City of Stanberry - (MO) | 8110 | Stanberry | MO | Gentry | IC5 | Petroleum Liquids | IC |  | S | X | X |  |  | 0.3 | 0.8 | 0.3 | 0.3 | 0.1 | N |  |  | SB | Y | 8 | 1958 |  |  | N | Electric Utility | 1 | B: X; PC: DFO | [6 empty] | 10M | [23 empty] | N | N | N
34359 | Curators of the University of Missouri | 50969 | MU Combined Heat and Power Plant | MO | Boone | 6025 | Natural Gas Steam Turbine | ST |  | S | X | X | CWLD.UMC |  | 0.3 | 0.8 | 0.3 | 0.3 | 0.1 | N |  |  | OP | X | 12 | 2017 |  |  | Y | Commercial CHP | 5 | B | NG | WDS | DFO | BIT |  |  | NG |  |  |  | N | N |  | 1H |  |  | Y |  | Y | [18 empty] | Y | Y | Y
12294 | City of Memphis - (MO) | 2145 | Memphis | MO | Scotland | 12 | Petroleum Liquids | IC |  | S | X | X |  |  | 0.4 | 0.8 | 0.4 | 0.4 | 0 | N |  |  | OP | X | 11 | 1989 |  |  | N | Electric Utility | 1 | B: X; PC: DFO |  |  |  | N | N |  | 10M | [23 empty] | N | N
34359 | Curators of the University of Missouri | 50969 | MU Combined Heat and Power Plant | MO | Boone | GEN6 | Petroleum Liquids | IC |  | S | X | X | CWLD.UMC |  | 0.5 | 0.8 | 0.5 | 0.5 | 0.3 | N |  |  | SB | Y | 5 | 1994 |  |  | N | Commercial CHP | 5 | B: X; PC: DFO |  |  |  | N | N |  | 10M | [23 empty] | N
12294 | City of Memphis - (MO) | 2145 | Memphis | MO | Scotland | 1 | Petroleum Liquids | IC |  | S | X | X |  |  | 0.6 | 0.8 | 0.6 | 0.6 | 0 | N |  |  | OP | X | 12 | 1972 |  |  | N | Electric Utility | 1 | B: X; PC: DFO; NG: NG |  |  |  | N | N |  | 10M | [23 empty] | Y | N | Y
9603 | City of Jackson - (MO) | 2137 | Jackson (MO) | MO | Cape Girardeau | 5 | Petroleum Liquids | IC |  | S | X | X |  |  | 0.7 | 0.8 | 0.6 | 0.6 | 0.6 | N |  |  | OP | X | 1 | 1936 |  |  | N | Electric Utility | 1 | B: X; PC: DFO |  |  |  | N | N |  | 1H | [23 empty] | N | N | N
9973 | City of Kahoka | 2138 | Kahoka | MO | Clark | 6 | Petroleum Liquids | IC |  | S | X | X | NA | NA | 0.7 | 0.8 | 0.7 | 0.7 | 0.4 | N |  |  | OP | X | 1 | 1952 |  |  | N | Electric Utility | 1 | B: X; PC: DFO |  |  |  | N | N |  | 1H | [23 empty] | N | N | N
8567 | City of Higginsville - (MO) | 2131 | Higginsville | MO | Lafayette | 1 | Petroleum Liquids | IC |  | S | X | X |  |  | 0.8 | 1 | 0.6 | 0.6 | 0.1 |  |  |  | OS | X | 1 | 1945 |  |  | N | Electric Utility | 1 | B: X; PC: DFO |  |  |  | N | N |  | 1H | [23 empty] | N | N
9973 | City of Kahoka | 2138 | Kahoka | MO | Clark | 7 | Natural Gas Internal Combustion Engine | IC |  | S | X | X | NA | NA | 0.8 | 0.8 | 0.7 | 0.8 | 0.4 | N |  |  | SB | N | 1 | 1956 |  |  | N | Electric Utility | 1 | B: X; PC: NG; NG: DFO |  |  |  | N | N |  | 1H | [23 empty] | Y | Y | N
19474 | City of Unionville - (MO) | 2164 | Unionville City of | MO | Putnam | 1 | Petroleum Liquids | IC |  | S | X | X |  |  | 0.8 | 0.9 | 0.6 | 0.6 | 0.2 | N |  |  | OP | X | 12 | 1970 |  |  | N | Electric Utility | 1 | B: X; PC: DFO |  |  |  | N |  |  | 10M | [23 empty] | N
9973 | City of Kahoka | 2138 | Kahoka | MO | Clark | 9 | Natural Gas Internal Combustion Engine | IC |  | S | X | X | NA | NA | 0.9 | 0.8 | 0.8 | 0.9 | 0.4 | N |  |  | SB | N | 7 | 1982 |  |  | N | Electric Utility | 1 | B: X; PC: NG; NG: DFO |  |  |  | N | N |  | 1H | [23 empty] | Y | Y | N
12294 | City of Memphis - (MO) | 2145 | Memphis | MO | Scotland | 6 | Petroleum Liquids | IC |  | S | X | X |  |  | 0.9 | 0.8 | 0.9 | 0.9 | 0 | N |  |  | OP | X | 12 | 1957 |  |  | N | Electric Utility | 1 | B: X; PC: DFO |  |  |  | N | N |  | 10M | [23 empty] | N | N
4045 | City of Columbia - (MO) | 2123 | Columbia (MO) | MO | Boone | LF1 | Landfill Gas | IC |  | S | X | X |  |  | 1 | 0.8 | 1 | 1 | 0.6 | N |  |  | OP | X | 6 | 2008 |  |  | N | Electric Utility | 1 | B: X; PC: LFG |  |  |  | N | N |  | 1H | [23 empty] | N
4045 | City of Columbia - (MO) | 2123 | Columbia (MO) | MO | Boone | LF2 | Landfill Gas | IC |  | S | X | X |  |  | 1 | 0.8 | 1 | 1 | 0.6 | N |  |  | OP | X | 6 | 2008 |  |  | N | Electric Utility | 1 | B: X; PC: LFG |  |  |  |  | N |  | 1H | [23 empty] | N
4045 | City of Columbia - (MO) | 2123 | Columbia (MO) | MO | Boone | LF3 | Landfill Gas | IC |  | S | X | X |  |  | 1 | 0.8 | 1 | 1 | 0.6 | N |  |  | OP | X | 8 | 2013 |  |  | N | Electric Utility | 1 | B: X; PC: LFG |  |  |  |  | N |  | 1H | [23 empty] | N
4045 | City of Columbia - (MO) | 2123 | Columbia (MO) | MO | Boone | SF1 | Petroleum Liquids | IC |  | S | X | X |  |  | 1 | 0.8 | 1 | 1 | 1 | N |  |  | OP | X | 11 | 2008 |  |  | N | Electric Utility | 1 | B: X; PC: DFO |  |  |  | N |  |  | 10M | [23 empty] | N
4045 | City of Columbia - (MO) | 2123 | Columbia (MO) | MO | Boone | SF2 | Petroleum Liquids | IC |  | S | X | X |  |  | 1 | 0.8 | 1 | 1 | 1 | N |  |  | OP | X | 11 | 2008 |  |  | N | Electric Utility | 1 | B: X; PC: DFO |  |  |  | N |  |  | 10M | [23 empty] | N
9603 | City of Jackson - (MO) | 2137 | Jackson (MO) | MO | Cape Girardeau | 3 | Petroleum Liquids | IC |  | S | X | X |  |  | 1 | 0.8 | 1 | 1 | 0.4 | N |  |  | OP | X | 4 | 1963 |  |  | N | Electric Utility | 1 | B: X; PC: DFO; NG: NG |  |  |  | N | N |  | 1H | [23 empty] | Y | Y | Y
9603 | City of Jackson - (MO) | 2137 | Jackson (MO) | MO | Cape Girardeau | 4 | Petroleum Liquids | IC |  | S | X | X |  |  | 1 | 0.8 | 1 | 1 | 0.4 | N |  |  | OP | X | 7 | 1963 |  |  | N | Electric Utility | 1 | B: X; PC: DFO; NG: NG |  |  |  | N | N |  | 1H | [23 empty] | Y | Y | Y
9603 | City of Jackson - (MO) | 2137 | Jackson (MO) | MO | Cape Girardeau | 6 | Petroleum Liquids | IC |  | S | X | X |  |  | 1 | 0.8 | 1 | 1 | 1 | N |  |  | OP | X | 6 | 1946 |  |  | N | Electric Utility | 1 | B: X; PC: DFO |  |  |  | N | N |  | 1H | [23 empty] | N | N | N
11460 | City of Macon - (MO) | 2141 | Macon | MO | Macon | 4 | Petroleum Liquids | IC |  | S | X | X |  |  | 1 | 0.8 | 0.7 | 0.7 | 0.4 | N |  |  | SB | Y | 9 | 1985 |  |  | N | Electric Utility | 1 | B: X; PC: DFO |  |  |  | N | N |  | 10M | [23 empty] | N | N | N
11732 | City of Marshall - (MO) | 2144 | Marshall (MO) | MO | Saline | 7 | Petroleum Liquids | IC |  | S | X | X |  |  | 1 | 1 | 0.9 | 0.9 | 0.1 | N |  |  | OP | X | 6 | 1988 |  |  | N | Electric Utility | 1 | B: X; PC: DFO |  |  |  | N | N |  | 10M | [23 empty] | N | N | N
11732 | City of Marshall - (MO) | 2144 | Marshall (MO) | MO | Saline | 8 | Petroleum Liquids | IC |  | S | X | X |  |  | 1 | 1 | 0.9 | 0.9 | 0.1 | N |  |  | OP | X | 6 | 1988 |  |  | N | Electric Utility | 1 | B: X; PC: DFO |  |  |  | N | N |  | 10M | [23 empty] | N | N | N
11732 | City of Marshall - (MO) | 2144 | Marshall (MO) | MO | Saline | 9 | Petroleum Liquids | IC |  | S | X | X |  |  | 1 | 1 | 0.9 | 0.9 | 0.1 | N |  |  | OP | X | 6 | 1988 |  |  | N | Electric Utility | 1 | B: X; PC: DFO |  |  |  | N | N |  | 10M | [23 empty] | N | N | N
12294 | City of Memphis - (MO) | 2145 | Memphis | MO | Scotland | 10 | Petroleum Liquids | IC |  | S | X | X |  |  | 1 | 0.8 | 1 | 1 | 0 | N |  |  | OP | X | 8 | 1989 |  |  | N | Electric Utility | 1 | B: X; PC: DFO |  |  |  | N | N |  | 10M | [23 empty] | N
12294 | City of Memphis - (MO) | 2145 | Memphis | MO | Scotland | 11 | Petroleum Liquids | IC |  | S | X | X |  |  | 1 | 0.8 | 1 | 1 | 0 | N |  |  | OP | X | 8 | 1989 |  |  | N | Electric Utility | 1 | B: X; PC: DFO |  |  |  | N | N |  | 10M | [23 empty] | N
12294 | City of Memphis - (MO) | 2145 | Memphis | MO | Scotland | 13 | Petroleum Liquids | IC |  | S | X | X |  |  | 1 | 0.8 | 1 | 1 | 0 | N |  |  | OP | X | 9 | 1990 |  |  | N | Electric Utility | 1 | B: X; PC: DFO |  |  |  | N | N |  | 10M | [23 empty] | N | N
19474 | City of Unionville - (MO) | 2164 | Unionville City of | MO | Putnam | 4 | Petroleum Liquids | IC |  | S | X | X |  |  | 1 | 1 | 0.9 | 0.9 | 0.2 | N |  |  | OP | X | 7 | 1970 |  |  | N | Electric Utility | 1 | B: X; PC: DFO | [6 empty] | 10M | [23 empty] | N
16560 | City of Salisbury - (MO) | 7400 | Salisbury City of | MO | Chariton | 1 | Petroleum Liquids | IC |  | S | X | X |  |  | 1 | 0.9 | 0.8 | 1 | 0.5 | N |  |  | OP | X | 6 | 1983 |  |  | N | Electric Utility | 1 | B: X; PC: DFO |  |  |  | N |  |  | 12H | [23 empty] | N |  | N
16560 | City of Salisbury - (MO) | 7400 | Salisbury City of | MO | Chariton | 2 | Petroleum Liquids | IC |  | S | X | X |  |  | 1 | 0.9 | 0.8 | 1 | 0.5 | N |  |  | OP | X | 6 | 1983 |  |  | N | Electric Utility | 1 | B: X; PC: DFO |  |  |  | N |  |  | 12H | [23 empty] | N |  | N
11626 | City of Marceline - (MO) | 7470 | Marceline | MO | Linn | 1 | Petroleum Liquids | IC |  | S | X | X |  |  | 1 | 0.8 | 1 | 1 | 0.3 | N |  |  | SB | Y | 8 | 1989 |  |  | N | Electric Utility | 1 | B: X; PC: DFO |  |  |  | N | N |  | 1H | [23 empty] | N | N | N
34359 | Curators of the University of Missouri | 50969 | MU Combined Heat and Power Plant | MO | Boone | GEN7 | Petroleum Liquids | IC |  | S | X | X | CWLD.UMC |  | 1 | 0.8 | 1 | 1 | 0.5 | N |  |  | SB | Y | 6 | 1997 |  |  | N | Commercial CHP | 5 | B: X; PC: DFO |  |  |  | N | N |  | 10M | [23 empty] | N
56102 | AMERESCO Jefferson City LLC | 56896 | Ameresco Jefferson City | MO | Cole | 1 | Landfill Gas | IC |  | S | X | X |  |  | 1 | 1 | 0.9 | 0.9 | 0.5 | N |  |  | OP | X | 3 | 2009 |  |  | N | IPP Non-CHP | 2 | B: X; PC: LFG |  |  |  | N | N |  | 10M | [23 empty] | N | N | N
56102 | AMERESCO Jefferson City LLC | 56896 | Ameresco Jefferson City | MO | Cole | 2 | Landfill Gas | IC |  | S | X | X |  |  | 1 | 1 | 0.9 | 0.9 | 0.5 | N |  |  | OP | X | 3 | 2009 |  |  | N | IPP Non-CHP | 2 | B: X; PC: LFG |  |  |  | N | N |  | 10M | [23 empty] | N | N | N
56102 | AMERESCO Jefferson City LLC | 56896 | Ameresco Jefferson City | MO | Cole | 3 | Landfill Gas | IC |  | S | X | X |  |  | 1 | 1 | 0.9 | 0.9 | 0.5 | N |  |  | OP | X | 3 | 2009 |  |  | N | IPP Non-CHP | 2 | B: X; PC: LFG |  |  |  | N | N |  | 10M | [23 empty] | N | N | N
61984 | MBS TextBook Exhcange LLC | 62647 | MBS Texbook Exchange | MO | Boone | MBS1 | Petroleum Liquids | IC |  | S | X | X |  |  | 1 | 0.8 | 1 | 1 | 1 | N |  |  | OP | X | 11 | 2008 |  |  | N | Commercial Non-CHP | 4 | B: X; PC: DFO |  |  |  | N | N |  | 10M | [23 empty] | N
61984 | MBS TextBook Exhcange LLC | 62647 | MBS Texbook Exchange | MO | Boone | MBS2 | Petroleum Liquids | IC |  | S | X | X |  |  | 1 | 0.8 | 1 | 1 | 1 | N |  |  | OP | X | 11 | 2008 |  |  | N | Commercial Non-CHP | 4 | B: X; PC: DFO |  |  |  | N |  |  | 10M | [23 empty] | N
6231 | City of Fayette - (MO) | 2125 | Fayette | MO | Howard | GT4 | Petroleum Liquids | IC |  | S | X | X |  |  | 1.1 | 0.8 | 1 | 1 | 1 | N |  |  | OS | X | 7 | 1969 |  |  | N | Electric Utility | 1 | B: X; PC: DFO |  |  |  | N | N |  | 12H | [23 empty] | N
6924 | City of Gallatin - (MO) | 2127 | Gallatin (MO) | MO | Daviess | 2A | Petroleum Liquids | IC |  | S | X | X |  |  | 1.1 | 0.8 | 1 | 1 | 0.7 | N |  |  | SB | Y | 4 | 1993 |  |  | N | Electric Utility | 1 | B: X; PC: DFO |  |  |  | N | N |  | 1H | [23 empty] | N | N | N
6924 | City of Gallatin - (MO) | 2127 | Gallatin (MO) | MO | Daviess | 3A | Petroleum Liquids | IC |  | S | X | X |  |  | 1.1 | 0.8 | 1 | 1 | 0.7 | N |  |  | SB | Y | 4 | 1993 |  |  | N | Electric Utility | 1 | B: X; PC: DFO |  |  |  | N | N |  | 1H | [23 empty] | N | N | N
9973 | City of Kahoka | 2138 | Kahoka | MO | Clark | 10 | Petroleum Liquids | IC |  | S | X | X | NA | NA | 1.1 | 0.8 | 1.1 | 1.1 | 0.4 | N |  |  | OP | X | 7 | 1999 |  |  | N | Electric Utility | 1 | B: X; PC: DFO |  |  |  | N | N |  | 1H | [23 empty] | N | N | N
9973 | City of Kahoka | 2138 | Kahoka | MO | Clark | 11 | Petroleum Liquids | IC |  | S | X | X | NA | NA | 1.1 | 0.8 | 1.1 | 1.1 | 0.4 | N |  |  | OP | X | 7 | 1999 |  |  | N | Electric Utility | 1 | B: X; PC: DFO |  |  |  | N | N |  | 1H | [23 empty] | N | N | N
9973 | City of Kahoka | 2138 | Kahoka | MO | Clark | 12 | Petroleum Liquids | IC |  | S | X | X | NA | NA | 1.1 | 0.8 | 1.1 | 1.1 | 0.4 | N |  |  | OP | X | 9 | 1999 |  |  | N | Electric Utility | 1 | B: X; PC: DFO |  |  |  | N | N |  | 1H | [23 empty] | N | N | N
12294 | City of Memphis - (MO) | 2145 | Memphis | MO | Scotland | 7 | Petroleum Liquids | IC |  | S | X | X |  |  | 1.1 | 0.8 | 1.1 | 1.1 | 0 | N |  |  | OP | X | 12 | 1960 |  |  | N | Electric Utility | 1 | B: X; PC: DFO |  |  |  | N | N |  | 10M | [23 empty] | N | N | N
19474 | City of Unionville - (MO) | 2164 | Unionville City of | MO | Putnam | 7 | Petroleum Liquids | IC |  | S | X | X |  |  | 1.1 | 1 | 0.9 | 0.9 | 0.2 | N |  |  | OP | X | 1 | 1962 |  |  | N | Electric Utility | 1 | B: X; PC: DFO |  |  |  | N |  |  | 10M | [23 empty] | N
17946 | City of Stanberry - (MO) | 8110 | Stanberry | MO | Gentry | 1 | Natural Gas Internal Combustion Engine | IC |  | S | X | X |  |  | 1.1 | 0.8 | 1.1 | 1.1 | 0.5 | N |  |  | SB | Y | 7 | 1963 |  |  | N | Electric Utility | 1 | B: X; PC: NG; NG: DFO |  |  |  |  | N |  | 1H | [23 empty] | Y | N | Y
17946 | City of Stanberry - (MO) | 8110 | Stanberry | MO | Gentry | 2 | Natural Gas Internal Combustion Engine | IC |  | S | X | X |  |  | 1.1 | 0.8 | 1.1 | 1.1 | 0.5 | N |  |  | SB | Y | 10 | 1967 |  |  | N | Electric Utility | 1 | B: X; PC: NG; NG: DFO |  |  |  |  | N |  | 1H | [23 empty] | Y | N | Y
8567 | City of Higginsville - (MO) | 2131 | Higginsville | MO | Lafayette | 5 | Petroleum Liquids | IC |  | S | X | X |  |  | 1.2 | 1 | 1.2 | 1.2 | 0.3 | N |  |  | OP | X | 10 | 2004 |  |  | N | Electric Utility | 1 | B: X; PC: DFO; NG: NG |  |  |  | N | N |  | 10M | [23 empty] | Y | Y | Y
50130 | Ashley Energy LLC | 56309 | Trigen St. Louis | MO | St Louis | IC-1 | Petroleum Liquids | IC |  | S | X | X |  |  | 1.2 | 0.8 | 1 | 1 | 0.1 | N |  |  | OP | X | 6 | 1999 |  |  | N | IPP CHP | 3 | B: X; PC: DFO |  |  |  | N | N |  | 10M | [23 empty] | N | N
4045 | City of Columbia - (MO) | 2123 | Columbia (MO) | MO | Boone | SH1 | Petroleum Liquids | IC |  | W | X | X |  |  | 1.3 | 0.8 | 1.3 | 1.3 | 1.3 | N |  |  | OP | X | 4 | 2002 |  |  | N | Electric Utility | 1 | B: X; PC: DFO |  |  |  | N |  |  | 10M | [23 empty] | N
4045 | City of Columbia - (MO) | 2123 | Columbia (MO) | MO | Boone | SH2 | Petroleum Liquids | IC |  | W | X | X |  |  | 1.3 | 0.8 | 1.3 | 1.3 | 1.3 | N |  |  | OP | X | 4 | 2002 |  |  | N | Electric Utility | 1 | B: X; PC: DFO |  |  |  | N |  |  | 10M |  |  |  |  | N | [18 empty] | N
12294 | City of Memphis - (MO) | 2145 | Memphis | MO | Scotland | 8 | Petroleum Liquids | IC |  | S | X | X |  |  | 1.3 | 0.8 | 1.3 | 1.3 | 0 | N |  |  | OP | X | 12 | 1966 |  |  | N | Electric Utility | 1 | B: X; PC: DFO; NG: NG |  |  |  | N | N |  | 10M | [23 empty] | Y | N | Y
12294 | City of Memphis - (MO) | 2145 | Memphis | MO | Scotland | 9 | Petroleum Liquids | IC |  | S | X | X |  |  | 1.3 | 0.8 | 1.3 | 1.3 | 0 | N |  |  | OP | X | 12 | 1972 |  |  | N | Electric Utility | 1 | B: X; PC: DFO; NG: NG |  |  |  | N | N |  | 10M | [23 empty] | Y | N | Y
19474 | City of Unionville - (MO) | 2164 | Unionville City of | MO | Putnam | 8 | Petroleum Liquids | IC |  | S | X | X |  |  | 1.3 | 1 | 1.1 | 1.1 | 0.2 | N |  |  | OP | X | 1 | 1967 |  |  | N | Electric Utility | 1 | B: X; PC: DFO; NG: NG |  |  |  | N |  |  | 10M | [23 empty] | Y | N | Y
2647 | City of Butler - (MO) | 2115 | Butler Municipal Power Plant | MO | Bates | 5 | Petroleum Liquids | IC |  | S | X | X |  |  | 1.4 | 0.8 | 1 | 1 | 0.6 | N |  |  | SB | Y | 4 | 1959 |  |  | N | Electric Utility | 1 | B: X; PC: DFO; NG: NG |  |  |  | N | N |  | 12H | [23 empty] | N |  | N
11540 | City of Malden - (MO) | 2142 | Malden | MO | Dunklin | 5 | Petroleum Liquids | IC |  | S | X | X |  |  | 1.4 | 0.8 | 1.2 | 1.2 | 0.7 | N |  |  | SB | Y | 8 | 1957 |  |  | N | Electric Utility | 1 | B: X; PC: DFO; NG: NG |  |  |  | N | N |  | 1H | [23 empty] | Y | N | N
2647 | City of Butler - (MO) | 2115 | Butler Municipal Power Plant | MO | Bates | IC6 | Petroleum Liquids | IC |  | S | X | X |  |  | 1.5 | 0.8 | 1.1 | 1.1 | 0.7 | N |  |  | SB | Y | 9 | 1965 |  |  | N | Electric Utility | 1 | B: X; PC: DFO |  |  |  | N | N |  | 12H | [23 empty] | N
9973 | City of Kahoka | 2138 | Kahoka | MO | Clark | 8 | Natural Gas Internal Combustion Engine | IC |  | S | X | X | NA | NA | 1.5 | 0.8 | 1.4 | 1.5 | 0.7 | N |  |  | SB | N | 9 | 1969 |  |  | N | Electric Utility | 1 | B: X; PC: NG; NG: DFO |  |  |  | N | N |  | 1H | [23 empty] | Y | Y | N
50130 | Ashley Energy LLC | 56309 | Trigen St. Louis | MO | St Louis | ST-4 | Natural Gas Steam Turbine | ST |  | S | X | X | AMMO.TRIGCTG1 | AMMO.TRIGCTG1 | 1.5 | 0.9 | 1.5 | 1.5 | 0.1 | N |  |  | OP | X | 6 | 1999 |  |  | Y | IPP CHP | 3 | [11 empty] | N | N |  | 12H | [23 empty] | N | N | N | bar: B to PC; NG
50130 | Ashley Energy LLC | 56309 | Trigen St. Louis | MO | St Louis | ST-5 | Natural Gas Steam Turbine | ST |  | S | X | X | AMMO.TRIGCTG1 | AMMO.TRIGCTG1 | 1.5 | 0.9 | 1.5 | 1.5 | 0.1 | N |  |  | OP | X | 6 | 1999 |  |  | Y | IPP CHP | 3 | [11 empty] | N | N |  | 12H | [23 empty] | N | N | N | bar: B to PC; NG
12802 | City of Monroe City - (MO) | 2146 | Monroe (MO) | MO | Monroe | 10 | Petroleum Liquids | IC |  | S | X | X |  |  | 1.6 | 0.8 | 1.6 | 1.6 | 1.6 | N |  |  | OP | X | 1 | 1988 |  |  | N | Electric Utility | 1 | B: X; PC: DFO |  |  |  | N |  |  | 10M | [23 empty] | N
12802 | City of Monroe City - (MO) | 2146 | Monroe (MO) | MO | Monroe | 8 | Petroleum Liquids | IC |  | S | X | X |  |  | 1.6 | 0.8 | 1.6 | 1.6 | 1.6 | N |  |  | OP | X | 1 | 1988 |  |  | N | Electric Utility | 1 | B: X; PC: DFO | [6 empty] | 10M | [23 empty] | N | N
12802 | City of Monroe City - (MO) | 2146 | Monroe (MO) | MO | Monroe | 9 | Petroleum Liquids | IC |  | S | X | X |  |  | 1.6 | 0.8 | 1.6 | 1.6 | 1.6 | N |  |  | OP | X | 1 | 1988 |  |  | N | Electric Utility | 1 | B: X; PC: DFO | [6 empty] | 10M | [23 empty] | N | N
17035 | City of Shelbina - (MO) | 7405 | Shelbina Power #1 | MO | Shelby | G2 | Petroleum Liquids | IC |  | S | X | X |  |  | 1.6 | 0.8 | 1.6 | 1.6 | 1 | N |  |  | OP | X | 5 | 1989 |  |  | N | Electric Utility | 1 | B: X; PC: DFO |  |  |  |  | N |  | 10M | [23 empty] | N
17035 | City of Shelbina - (MO) | 7406 | Shelbina Power #2 | MO | Shelby | G3 | Petroleum Liquids | IC |  | S | X | X |  |  | 1.6 | 0.8 | 1.6 | 1.6 | 1 | N |  |  | OP | X | 4 | 1992 |  |  | N | Electric Utility | 1 | B: X; PC: DFO |  |  |  |  | N |  | 10M | [23 empty] | N | N | N
17035 | City of Shelbina - (MO) | 7406 | Shelbina Power #2 | MO | Shelby | G4 | Petroleum Liquids | IC |  | S | X | X |  |  | 1.6 | 0.8 | 1.6 | 1.6 | 1 | N |  |  | OP | X | 4 | 1992 |  |  | N | Electric Utility | 1 | B: X; PC: DFO |  |  |  |  | N |  | 10M | [23 empty] | N | N | N
17035 | City of Shelbina - (MO) | 7406 | Shelbina Power #2 | MO | Shelby | G5 | Petroleum Liquids | IC |  | S | X | X |  |  | 1.6 | 0.8 | 1.6 | 1.6 | 1 | N |  |  | OP | X | 4 | 1992 |  |  | N | Electric Utility | 1 | B: X; PC: DFO |  |  |  |  | N |  | 10M | [23 empty] | N | N | N
56211 | Evergy Missouri West | 58024 | St Joseph Landfill Generating Station | MO | Buchanan | UNIT1 | Landfill Gas | IC |  | S | X | X |  |  | 1.6 | 0.8 | 1.6 | 1.6 | 1.2 | N |  |  | OP | X | 12 | 2011 |  |  | N | Electric Utility | 1 | B: X; PC: LFG | [6 empty] | 1H | [23 empty] | N |  | N
8567 | City of Higginsville - (MO) | 2131 | Higginsville | MO | Lafayette | 2 | Petroleum Liquids | IC |  | S | X | X |  |  | 1.7 | 1 | 1 | 1 | 0.4 |  |  |  | OS | X | 1 | 1947 |  |  | N | Electric Utility | 1 | B: X; PC: DFO |  |  |  | N | N |  | 1H | [23 empty] | N | N
19474 | City of Unionville - (MO) | 2164 | Unionville City of | MO | Putnam | 2 | Petroleum Liquids | IC |  | S | X | X |  |  | 1.7 | 0.9 | 1.7 | 1.7 | 0.2 | N |  |  | OP | X | 10 | 1975 |  |  | N | Electric Utility | 1 | B: X; PC: DFO; NG: NG |  |  |  | N |  |  | 10M | [23 empty] | Y | N | Y
3082 | Carrollton Board of Public Wks | 2120 | Carrollton | MO | Carroll | 3 | Natural Gas Internal Combustion Engine | IC |  | S | X | X |  |  | 1.8 | 0.9 | 1.8 | 1.8 | 0.1 | N |  |  | OP | X | 3 | 1947 |  |  | N | Electric Utility | 1 | B: X; PC: NG; NG: DFO |  |  |  | N |  |  | 10M | [23 empty] | Y | Y | Y
10538 | City of La Plata - (MO) | 2140 | La Plata | MO | Macon | 1 | Petroleum Liquids | IC |  | S | X | X |  |  | 1.8 | 0.8 | 1.7 | 1.7 | 0.2 | N |  |  | OP | X | 3 | 2013 |  |  | N | Electric Utility | 1 | B: X; PC: DFO |  |  |  | N | N |  | 10M | [20 empty] | N |  |  | N
10538 | City of La Plata - (MO) | 2140 | La Plata | MO | Macon | 2 | Petroleum Liquids | IC |  | S | X | X |  |  | 1.8 | 0.8 | 1.7 | 1.7 | 0.2 | N |  |  | OP | X | 3 | 2013 |  |  | N | Electric Utility | 1 | B: X; PC: DFO |  |  |  | N | N |  | 10M | [23 empty] | N
11540 | City of Malden - (MO) | 2142 | Malden | MO | Dunklin | 2A | Petroleum Liquids | IC |  | S | X | X |  |  | 1.8 | 0.8 | 1.8 | 1.8 | 0.3 | N |  |  | SB | Y | 2 | 1996 |  |  | N | Electric Utility | 1 | B: X; PC: DFO |  |  |  | N | N |  | 10M | [23 empty] | N | N | N
11540 | City of Malden - (MO) | 2142 | Malden | MO | Dunklin | 3A | Petroleum Liquids | IC |  | S | X | X |  |  | 1.8 | 0.8 | 1.8 | 1.8 | 0.3 | N |  |  | SB | Y | 2 | 1996 |  |  | N | Electric Utility | 1 | B: X; PC: DFO |  |  |  | N | N |  | 10M | [23 empty] | N | N | N
11540 | City of Malden - (MO) | 2142 | Malden | MO | Dunklin | 4A | Petroleum Liquids | IC |  | S | X | X |  |  | 1.8 | 0.8 | 1.8 | 1.8 | 0.3 | N |  |  | SB | Y | 2 | 1996 |  |  | N | Electric Utility | 1 | B: X; PC: DFO |  |  |  | N | N |  | 10M | [23 empty] | N | N | N
12802 | City of Monroe City - (MO) | 2146 | Monroe (MO) | MO | Monroe | 11 | Petroleum Liquids | IC |  | S | X | X |  |  | 1.8 | 0.8 | 1.8 | 1.8 | 1.8 | N |  |  | OP | X | 1 | 2003 |  |  | N | Electric Utility | 1 | B: X; PC: DFO |  |  |  | N |  |  | 10M | [23 empty] | N
12802 | City of Monroe City - (MO) | 2146 | Monroe (MO) | MO | Monroe | 12 | Petroleum Liquids | IC |  | S | X | X |  |  | 1.8 | 0.8 | 1.8 | 1.8 | 1.8 | N |  |  | OP | X | 1 | 2003 |  |  | N | Electric Utility | 1 | B: X; PC: DFO | [6 empty] | 10M | [23 empty] | N
17035 | City of Shelbina - (MO) | 7406 | Shelbina Power #2 | MO | Shelby | G6 | Petroleum Liquids | IC |  | S | X | X |  |  | 1.8 | 0.8 | 1.8 | 1.8 | 1 | N |  |  | OP | X | 7 | 1999 |  |  | N | Electric Utility | 1 | B: X; PC: DFO |  |  |  |  | N |  | 10M | [23 empty] | N | N | N
17035 | City of Shelbina - (MO) | 7860 | Shelbina Power #3 | MO | Shelby | G7 | Petroleum Liquids | IC |  | S | X | X |  |  | 1.8 | 0.8 | 1.8 | 1.8 | 1 | N |  |  | OP | X | 4 | 2002 |  |  | N | Electric Utility | 1 | B: X; PC: DFO | [6 empty] | 10M | [23 empty] | N |  | N
17035 | City of Shelbina - (MO) | 7860 | Shelbina Power #3 | MO | Shelby | G8 | Petroleum Liquids | IC |  | S | X | X |  |  | 1.8 | 0.8 | 1.8 | 1.8 | 1 | N |  |  | OP | X | 4 | 2002 |  |  | N | Electric Utility | 1 | B: X; PC: DFO | [6 empty] | 10M | [23 empty] | N |  | N
17946 | City of Stanberry - (MO) | 8110 | Stanberry | MO | Gentry | IC6 | Natural Gas Internal Combustion Engine | IC |  | S | X | X |  |  | 1.8 | 0.955 | 1.8 | 1.8 | 0.7 | N |  |  | SB | Y | 1 | 1979 |  |  | N | Electric Utility | 1 | B: X; PC: NG; NG: DFO | [6 empty] | 1H | [23 empty] | Y | N | Y
11460 | City of Macon - (MO) | 56126 | Sub 2 Generating Station | MO | Macon | 1 | Petroleum Liquids | IC |  | S | X | X |  |  | 1.8 | 0.8 | 1.8 | 1.8 | 1.3 | N |  |  | SB | Y | 1 | 2004 |  |  | N | Electric Utility | 1 | B: X; PC: DFO |  |  |  | N | N |  | 10M | [23 empty] | N | N | N
11460 | City of Macon - (MO) | 56126 | Sub 2 Generating Station | MO | Macon | 2 | Petroleum Liquids | IC |  | S | X | X |  |  | 1.8 | 0.8 | 1.8 | 1.8 | 1.3 | N |  |  | SB | Y | 1 | 2004 |  |  | N | Electric Utility | 1 | B: X; PC: DFO |  |  |  | N | N |  | 10M | [23 empty] | N | N | N
11460 | City of Macon - (MO) | 56128 | Sub 3 Generating Station | MO | Macon | 1 | Petroleum Liquids | IC |  | S | X | X |  |  | 1.8 | 0.8 | 1.8 | 1.8 | 1.3 | N |  |  | SB | Y | 11 | 2003 |  |  | N | Electric Utility | 1 | B: X; PC: DFO |  |  |  | N | N |  | 10M | [23 empty] | N | N | N
11460 | City of Macon - (MO) | 56128 | Sub 3 Generating Station | MO | Macon | 2 | Petroleum Liquids | IC |  | S | X | X |  |  | 1.8 | 0.8 | 1.8 | 1.8 | 1.3 | N |  |  | SB | Y | 11 | 2003 |  |  | N | Electric Utility | 1 | B: X; PC: DFO |  |  |  | N | N |  | 10M | [23 empty] | N | N | N
11460 | City of Macon - (MO) | 56128 | Sub 3 Generating Station | MO | Macon | 3 | Petroleum Liquids | IC |  | S | X | X |  |  | 1.8 | 0.8 | 1.8 | 1.8 | 1.3 | N |  |  | SB | Y | 11 | 2003 |  |  | N | Electric Utility | 1 | B: X; PC: DFO |  |  |  | N | N |  | 10M | [23 empty] | N | N | N
11460 | City of Macon - (MO) | 56128 | Sub 3 Generating Station | MO | Macon | 4 | Petroleum Liquids | IC |  | S | X | X |  |  | 1.8 | 0.8 | 1.8 | 1.8 | 1.3 | N |  |  | SB | Y | 11 | 2003 |  |  | N | Electric Utility | 1 | B: X; PC: DFO |  |  |  | N | N |  | 10M | [23 empty] | N |  | N
10000 | Evergy Metro | 2081 | Northeast (MO) | MO | Jackson | 19 | Petroleum Liquids | IC |  | S | X | X |  |  | 2 | 0.9 | 2 | 2 | 1 | N |  |  | OP | X | 6 | 1985 |  |  | N | Electric Utility | 1 | B: X; PC: DFO |  |  |  | N | N |  | 1H | [23 empty] | N
2647 | City of Butler - (MO) | 2115 | Butler Municipal Power Plant | MO | Bates | NG1 | Petroleum Liquids | IC |  | S | X | X |  |  | 2 | 1 | 1.8 | 1.8 | 0.3 | N |  |  | SB | Y | 1 | 2000 |  |  | N | Electric Utility | 1 | B: X; PC: DFO |  |  |  | N | N |  | 10M | [23 empty] | N
2647 | City of Butler - (MO) | 2115 | Butler Municipal Power Plant | MO | Bates | NG2 | Petroleum Liquids | IC |  | S | X | X |  |  | 2 | 1 | 1.8 | 1.8 | 0.3 | N |  |  | SB | Y | 1 | 2000 |  |  | N | Electric Utility | 1 | B: X; PC: DFO |  |  |  | N | N |  | 10M | [23 empty] | N
2647 | City of Butler - (MO) | 2115 | Butler Municipal Power Plant | MO | Bates | SG1 | Petroleum Liquids | IC |  | S | X | X |  |  | 2 | 1 | 1.8 | 1.8 | 0.3 | N |  |  | SB | Y | 1 | 2000 |  |  | N | Electric Utility | 1 | B: X; PC: DFO |  |  |  | N | N |  | 10M | [23 empty] | N
2647 | City of Butler - (MO) | 2115 | Butler Municipal Power Plant | MO | Bates | SG2 | Petroleum Liquids | IC |  | S | X | X |  |  | 2 | 1 | 1.8 | 1.8 | 0.3 | N |  |  | SB | Y | 1 | 2000 |  |  | N | Electric Utility | 1 | B: X; PC: DFO |  |  |  | N | N |  | 10M | [23 empty] | N
3082 | Carrollton Board of Public Wks | 2120 | Carrollton | MO | Carroll | 11 | Petroleum Liquids | IC |  | S | X | X |  |  | 2 | 0.92 | 1.8 | 1.8 | 0.1 | N |  |  | OP | X | 7 | 2001 |  |  | N | Electric Utility | 1 | B: X; PC: DFO |  |  |  | N |  |  | 10M | [23 empty] | N
3486 | Chillicothe Municipal Utils | 2122 | Chillicothe | MO | Livingston | D1 | Petroleum Liquids | IC |  | S | X | X |  |  | 2 | 0.8 | 2 | 2 | 0 | N |  |  | OP | X | 6 | 2003 |  |  | N | Electric Utility | 1 | B: X; PC: DFO |  |  |  | N | N |  | 10M | [23 empty] | N
3486 | Chillicothe Municipal Utils | 2122 | Chillicothe | MO | Livingston | D2 | Petroleum Liquids | IC |  | S | X | X |  |  | 2 | 0.8 | 2 | 2 | 0 | N |  |  | OP | X | 6 | 2003 |  |  | N | Electric Utility | 1 | B: X; PC: DFO |  |  |  | N | N |  | 10M | [23 empty] | N
3486 | Chillicothe Municipal Utils | 2122 | Chillicothe | MO | Livingston | D3 | Petroleum Liquids | IC |  | S | X | X |  |  | 2 | 0.8 | 2 | 2 | 0 | N |  |  | OP | X | 6 | 2003 |  |  | N | Electric Utility | 1 | B: X; PC: DFO |  |  |  | N | N |  | 10M | [23 empty] | N | N | N
3486 | Chillicothe Municipal Utils | 2122 | Chillicothe | MO | Livingston | D4 | Petroleum Liquids | IC |  | S | X | X |  |  | 2 | 0.8 | 2 | 2 | 0 | N |  |  | OP | X | 6 | 2003 |  |  | N | Electric Utility | 1 | B: X; PC: DFO |  |  |  | N | N |  | 10M | [23 empty] | N | N | N
3486 | Chillicothe Municipal Utils | 2122 | Chillicothe | MO | Livingston | D5 | Petroleum Liquids | IC |  | S | X | X |  |  | 2 | 0.8 | 2 | 2 | 0 | N |  |  | OP | X | 6 | 2003 |  |  | N | Electric Utility | 1 | B: X; PC: DFO |  |  |  | N | N |  | 10M | [23 empty] | N | N | N
4045 | City of Columbia - (MO) | 2123 | Columbia (MO) | MO | Boone | DAN1 | Petroleum Liquids | IC |  | S | X | X |  |  | 2 | 0.8 | 2 | 2 | 2 | N |  |  | OP | X | 8 | 2004 |  |  | N | Electric Utility | 1 | B: X; PC: DFO |  |  |  | N | N |  | 10M | [23 empty] | N
4045 | City of Columbia - (MO) | 2123 | Columbia (MO) | MO | Boone | WTP1 | Petroleum Liquids | IC |  | S | X | X |  |  | 2 | 0.8 | 2 | 2 | 2 | N |  |  | OP | X | 8 | 2004 |  |  | N | Electric Utility | 1 | B: X; PC: DFO |  |  |  | N |  |  | 10M | [23 empty] | N
4045 | City of Columbia - (MO) | 2123 | Columbia (MO) | MO | Boone | WTP2 | Petroleum Liquids | IC |  | S | X | X |  |  | 2 | 0.8 | 2 | 2 | 2 | N |  |  | OP | X | 8 | 2004 |  |  | N | Electric Utility | 1 | B: X; PC: DFO |  |  |  | N |  |  | 10M |  |  |  |  | N | [18 empty] | N
9603 | City of Jackson - (MO) | 2137 | Jackson (MO) | MO | Cape Girardeau | 10 | Petroleum Liquids | IC |  | S | X | X |  |  | 2 | 0.8 | 2 | 2 | 0.1 | N |  |  | OP | X | 9 | 2006 |  |  | N | Electric Utility | 1 | B: X; PC: DFO |  |  |  | N | N |  | 10M | [23 empty] | N | N | N
9603 | City of Jackson - (MO) | 2137 | Jackson (MO) | MO | Cape Girardeau | 11 | Petroleum Liquids | IC |  | S | X | X |  |  | 2 | 0.8 | 2 | 2 | 0.1 | N |  |  | OP | X | 9 | 2006 |  |  | N | Electric Utility | 1 | B: X; PC: DFO |  |  |  | N | N |  | 10M | [23 empty] | N | N | N
9603 | City of Jackson - (MO) | 2137 | Jackson (MO) | MO | Cape Girardeau | 12 | Petroleum Liquids | IC |  | S | X | X |  |  | 2 | 0.8 | 2 | 2 | 0.1 | N |  |  | OP | X | 9 | 2006 |  |  | N | Electric Utility | 1 | B: X; PC: DFO |  |  |  | N | N |  | 10M | [23 empty] | N | N | N
11540 | City of Malden - (MO) | 2142 | Malden | MO | Dunklin | 6 | Petroleum Liquids | IC |  | S | X | X |  |  | 2 | 0.8 | 1.8 | 1.8 | 0.7 | N |  |  | SB | Y | 8 | 1963 |  |  | N | Electric Utility | 1 | B: X; PC: DFO; NG: NG |  |  |  | N | N |  | 1H | [20 empty] | N |  |  | Y | N | N
12802 | City of Monroe City - (MO) | 2146 | Monroe (MO) | MO | Monroe | 5 | Petroleum Liquids | IC |  | S | X | X |  |  | 2 | 0.8 | 1.6 | 2 | 1.6 | N |  |  | OP | X | 6 | 1985 |  |  | N | Electric Utility | 1 | B: X; PC: DFO | [6 empty] | 12H | [23 empty] | N
19474 | City of Unionville - (MO) | 2164 | Unionville City of | MO | Putnam | 9 | Petroleum Liquids | IC |  | S | X | X |  |  | 2 | 1 | 2 | 2 | 0.2 | N |  |  | OP | X | 12 | 1994 |  |  | N | Electric Utility | 1 | B: X; PC: DFO |  |  |  | N |  |  | 10M | [23 empty] | N
11626 | City of Marceline - (MO) | 7470 | Marceline | MO | Linn | 5 | Petroleum Liquids | IC |  | S | X | X |  |  | 2 | 0.8 | 2 | 2 | 1 | N |  |  | SB | Y | 2 | 2004 |  |  | N | Electric Utility | 1 | B: X; PC: DFO |  |  |  | N | N |  | 1H | [23 empty] | N | N | N
11626 | City of Marceline - (MO) | 7470 | Marceline | MO | Linn | 6 | Petroleum Liquids | IC |  | S | X | X |  |  | 2 | 0.8 | 2 | 2 | 1 | N |  |  | SB | Y | 2 | 2004 |  |  | N | Electric Utility | 1 | B: X; PC: DFO |  |  |  | N | N |  | 1H | [23 empty] | N | N | N
19150 | Trenton Municipal Utilities - (MO) | 7935 | Trenton South | MO | Grundy | 1 | Petroleum Liquids | IC |  | S | X | X |  |  | 2 | 0.8 | 1.8 | 1.8 | 0.7 | N |  |  | OP | X | 7 | 2000 |  |  | N | Electric Utility | 1 | B: X; PC: DFO |  |  |  | N | N |  | 10M | [23 empty] | N
19150 | Trenton Municipal Utilities - (MO) | 7935 | Trenton South | MO | Grundy | 2 | Petroleum Liquids | IC |  | S | X | X |  |  | 2 | 0.8 | 1.8 | 1.8 | 0.7 | N |  |  | OP | X | 7 | 2000 |  |  | N | Electric Utility | 1 | B: X; PC: DFO |  |  |  | N | N |  | 10M | [23 empty] | N
19150 | Trenton Municipal Utilities - (MO) | 7935 | Trenton South | MO | Grundy | 3 | Petroleum Liquids | IC |  | S | X | X |  |  | 2 | 0.8 | 1.8 | 1.8 | 0.7 | N |  |  | OP | X | 7 | 2000 |  |  | N | Electric Utility | 1 | B: X; PC: DFO |  |  |  | N | N |  | 10M | [23 empty] | N
19150 | Trenton Municipal Utilities - (MO) | 7935 | Trenton South | MO | Grundy | 4 | Petroleum Liquids | IC |  | S | X | X |  |  | 2 | 0.8 | 1.8 | 1.8 | 0.7 | N |  |  | OP | X | 7 | 2000 |  |  | N | Electric Utility | 1 | B: X; PC: DFO |  |  |  | N | N |  | 10M | [23 empty] | N
19150 | Trenton Municipal Utilities - (MO) | 7935 | Trenton South | MO | Grundy | 5 | Petroleum Liquids | IC |  | S | X | X |  |  | 2 | 0.8 | 2 | 2 | 0.7 | N |  |  | OP | X | 4 | 2004 |  |  | N | Electric Utility | 1 | B: X; PC: DFO |  |  |  | N | N |  | 10M | [23 empty] | N
19150 | Trenton Municipal Utilities - (MO) | 7935 | Trenton South | MO | Grundy | 6 | Petroleum Liquids | IC |  | S | X | X |  |  | 2 | 0.8 | 2 | 2 | 0.7 | N |  |  | OP | X | 4 | 2004 |  |  | N | Electric Utility | 1 | B: X; PC: DFO |  |  |  | N | N |  | 10M | [23 empty] | N
19150 | Trenton Municipal Utilities - (MO) | 7935 | Trenton South | MO | Grundy | 7 | Petroleum Liquids | IC |  | S | X | X |  |  | 2 | 0.8 | 2 | 2 | 0.7 | N |  |  | OP | X | 4 | 2004 |  |  | N | Electric Utility | 1 | B: X; PC: DFO |  |  |  | N | N |  | 10M | [23 empty] | N
34359 | Curators of the University of Missouri | 50969 | MU Combined Heat and Power Plant | MO | Boone | DGT1 | Petroleum Liquids | IC |  | S | X | X | CWLD.UMC |  | 2 | 0.8 | 2 | 2 | 1 | N |  |  | SB | Y | 9 | 2002 |  |  | N | Commercial CHP | 5 | B: X; PC: DFO |  |  |  | N | N |  | 10M | [23 empty] | N
22035 | AT&T | 54858 | Southwestern Bell Telephone | MO | St Louis City | E/G1 | Petroleum Liquids | IC |  | S | X | X |  |  | 2 | 0.8 | 2 | 2 | 0.7 | N |  |  | SB | Y | 2 | 1992 |  |  | N | Commercial Non-CHP | 4 | B: X; PC: DFO |  |  |  | N | N |  | 10M | [23 empty] | N | N | N
22035 | AT&T | 54858 | Southwestern Bell Telephone | MO | St Louis City | E/G2 | Petroleum Liquids | IC |  | S | X | X |  |  | 2 | 0.8 | 2 | 2 | 0.7 | N |  |  | SB | Y | 2 | 1992 |  |  | N | Commercial Non-CHP | 4 | B: X; PC: DFO |  |  |  | N | N |  | 10M | [23 empty] | N | N | N
22035 | AT&T | 54858 | Southwestern Bell Telephone | MO | St Louis City | E/G3 | Petroleum Liquids | IC |  | S | X | X |  |  | 2 | 0.8 | 2 | 2 | 0.7 | N |  |  | SB | Y | 2 | 1992 |  |  | N | Commercial Non-CHP | 4 | B: X; PC: DFO |  |  |  | N | N |  | 10M | [23 empty] | N | N | N
6205 | City of Farmington - (MO) | 56597 | Elm Street Substation Generators | MO | St Francois | EP01 | Petroleum Liquids | IC |  | S | X | X |  |  | 2 | 1 | 1.3 | 1.5 | 0.9 | N |  |  | SB | Y | 10 | 2002 |  |  | N | Electric Utility | 1 | B: X; PC: DFO |  |  |  | N |  |  | 1H | [23 empty] | N
6205 | City of Farmington - (MO) | 56597 | Elm Street Substation Generators | MO | St Francois | EP02 | Petroleum Liquids | IC |  | S | X | X |  |  | 2 | 1 | 1.3 | 1.5 | 0.9 | N |  |  | SB | Y | 10 | 2002 |  |  | N | Electric Utility | 1 | B: X; PC: DFO |  |  |  | N |  |  | 1H | [23 empty] | N
6205 | City of Farmington - (MO) | 56597 | Elm Street Substation Generators | MO | St Francois | EP03 | Petroleum Liquids | IC |  | S | X | X |  |  | 2 | 1 | 1.3 | 1.5 | 0.9 | N |  |  | SB | Y | 10 | 2002 |  |  | N | Electric Utility | 1 | B: X; PC: DFO |  |  |  | N |  |  | 1H | [23 empty] | N
6205 | City of Farmington - (MO) | 56598 | Walton Street Substation | MO | St Francois | EP07 | Petroleum Liquids | IC |  | S | X | X |  |  | 2 | 1 | 1.3 | 1.5 | 0.9 | N |  |  | SB | Y | 1 | 2003 |  |  | N | Electric Utility | 1 | B: X; PC: DFO |  |  |  | N |  |  | 1H | [23 empty] | N
6205 | City of Farmington - (MO) | 56600 | Overall Road Station | MO | St Francois | EP11 | Petroleum Liquids | IC |  | S | X | X |  |  | 2 | 1 | 1.3 | 1.5 | 0.9 | N |  |  | SB | Y | 3 | 2003 |  |  | N | Electric Utility | 1 | B: X; PC: DFO |  |  |  | N |  |  | 1H | [23 empty] | N
6205 | City of Farmington - (MO) | 56600 | Overall Road Station | MO | St Francois | EP12 | Petroleum Liquids | IC |  | S | X | X |  |  | 2 | 1 | 1.3 | 1.5 | 0.9 | N |  |  | SB | Y | 3 | 2003 |  |  | N | Electric Utility | 1 | B: X; PC: DFO |  |  |  | N |  |  | 1H | [23 empty] | N
6205 | City of Farmington - (MO) | 56600 | Overall Road Station | MO | St Francois | EP13 | Petroleum Liquids | IC |  | S | X | X |  |  | 2 | 1 | 1.3 | 1.5 | 0.9 | N |  |  | SB | Y | 3 | 2003 |  |  | N | Electric Utility | 1 | B: X; PC: DFO |  |  |  | N |  |  | 1H | [23 empty] | N
6205 | City of Farmington - (MO) | 56600 | Overall Road Station | MO | St Francois | EP14 | Petroleum Liquids | IC |  | S | X | X |  |  | 2 | 1 | 1.3 | 1.5 | 0.9 | N |  |  | SB | Y | 3 | 2003 |  |  | N | Electric Utility | 1 | B: X; PC: DFO |  |  |  | N |  |  | 1H | [23 empty] | N
61038 | Cube District Energy, LLC | 59310 | Black Oak Power Producers | MO | Wright | GEN1 | Landfill Gas | IC |  | S | X | X |  |  | 2 | 0.8 | 1.9 | 1.9 | 1 | N |  |  | OP | X | 12 | 2014 |  |  | N | IPP Non-CHP | 2 | B: X; PC: LFG |  |  |  | N | N |  | 10M | [23 empty] | N | N | N
61038 | Cube District Energy, LLC | 59310 | Black Oak Power Producers | MO | Wright | GEN2 | Landfill Gas | IC |  | S | X | X |  |  | 2 | 0.8 | 1.9 | 1.9 | 1 | N |  |  | OP | X | 12 | 2014 |  |  | N | IPP Non-CHP | 2 | B: X; PC: LFG | [6 empty] | 10M | [23 empty] | N | N | N
62901 | Hannibal Board of Public Works Power Plant | 63097 | Hannibal - Oakwood Substation | MO | Marion | EP-01 | Petroleum Liquids | IC |  | S | X | X |  |  | 2 | 0.8 | 1.8 | 2 | 0.5 | N |  |  | SB | Y | 1 | 2018 |  |  | N | Electric Utility | 1 | B: X; PC: DFO |  |  |  | N |  |  | 10M | [23 empty] | N
62901 | Hannibal Board of Public Works Power Plant | 63097 | Hannibal - Oakwood Substation | MO | Marion | EP-02 | Petroleum Liquids | IC |  | S | X | X |  |  | 2 | 0.8 | 1.8 | 2 | 0.5 | N |  |  | SB | Y | 1 | 2018 |  |  | N | Electric Utility | 1 | B: X; PC: DFO |  |  |  | N |  |  | 10M | [23 empty] | N
62901 | Hannibal Board of Public Works Power Plant | 63097 | Hannibal - Oakwood Substation | MO | Marion | EP-03 | Petroleum Liquids | IC |  | S | X | X |  |  | 2 | 0.8 | 1.8 | 2 | 0.5 | N |  |  | SB | Y | 1 | 2018 |  |  | N | Electric Utility | 1 | B: X; PC: DFO |  |  |  | N |  |  | 10M | [23 empty] | N
62901 | Hannibal Board of Public Works Power Plant | 63097 | Hannibal - Oakwood Substation | MO | Marion | EP-04 | Petroleum Liquids | IC |  | S | X | X |  |  | 2 | 0.8 | 1.8 | 2 | 0.5 | N |  |  | SB | Y | 1 | 2018 |  |  | N | Electric Utility | 1 | B: X; PC: DFO |  |  |  | N |  |  | 10M | [23 empty] | N
62901 | Hannibal Board of Public Works Power Plant | 63097 | Hannibal - Oakwood Substation | MO | Marion | EP-05 | Petroleum Liquids | IC |  | S | X | X |  |  | 2 | 0.8 | 1.8 | 2 | 0.5 | N |  |  | SB | Y | 1 | 2018 |  |  | N | Electric Utility | 1 | B: X; PC: DFO |  |  |  | N |  |  | 10M | [23 empty] | N
62901 | Hannibal Board of Public Works Power Plant | 63097 | Hannibal - Oakwood Substation | MO | Marion | EP-06 | Petroleum Liquids | IC |  | S | X | X |  |  | 2 | 0.8 | 1.8 | 2 | 0.5 | N |  |  | SB | Y | 1 | 2018 |  |  | N | Electric Utility | 1 | B: X; PC: DFO |  |  |  | N |  |  | 10M | [23 empty] | N
62901 | Hannibal Board of Public Works Power Plant | 63097 | Hannibal - Oakwood Substation | MO | Marion | EP-07 | Petroleum Liquids | IC |  | S | X | X |  |  | 2 | 0.8 | 1.8 | 2 | 0.5 | N |  |  | SB | Y | 1 | 2018 |  |  | N | Electric Utility | 1 | B: X; PC: DFO |  |  |  | N |  |  | 10M | [23 empty] | N
62901 | Hannibal Board of Public Works Power Plant | 63097 | Hannibal - Oakwood Substation | MO | Marion | EP-08 | Petroleum Liquids | IC |  | S | X | X |  |  | 2 | 0.8 | 1.8 | 2 | 0.5 | N |  |  | SB | Y | 1 | 2018 |  |  | N | Electric Utility | 1 | B: X; PC: DFO |  |  |  | N |  |  | 10M | [23 empty] | N
62901 | Hannibal Board of Public Works Power Plant | 63098 | Hannibal - Water Treatment Plant | MO | Marion | EP-09 | Petroleum Liquids | IC |  | S | X | X |  |  | 2 | 0.8 | 1.8 | 2 | 0.5 | N |  |  | SB | Y | 1 | 2018 |  |  | N | Electric Utility | 1 | B: X; PC: DFO |  |  |  | N |  |  | 10M | [23 empty] | N
62901 | Hannibal Board of Public Works Power Plant | 63099 | Hannibal - Wastewater Treatment Plant | MO | Marion | EP-10 | Petroleum Liquids | IC |  | S | X | X |  |  | 2 | 0.8 | 1.8 | 2 | 0.5 | N |  |  | SB | Y | 1 | 2018 |  |  | N | Electric Utility | 1 | B: X; PC: DFO |  |  |  | N |  |  | 10M | [23 empty] | N
16560 | City of Salisbury - (MO) | 7400 | Salisbury City of | MO | Chariton | 3 | Petroleum Liquids | IC |  | S | X | X |  |  | 2.2 | 0.8 | 1.8 | 2 | 1 | N |  |  | OP | X | 6 | 1986 |  |  | N | Electric Utility | 1 | B: X; PC: DFO |  |  |  | N |  |  | 12H | [23 empty] | N |  | N
16560 | City of Salisbury - (MO) | 7400 | Salisbury City of | MO | Chariton | 4 | Petroleum Liquids | IC |  | S | X | X |  |  | 2.2 | 0.8 | 1.8 | 2 | 1 | N |  |  | OP | X | 6 | 1986 |  |  | N | Electric Utility | 1 | B: X; PC: DFO |  |  |  | N |  |  | 12H | [23 empty] | N |  | N
8567 | City of Higginsville - (MO) | 2131 | Higginsville | MO | Lafayette | 3 | Petroleum Liquids | IC |  | S | X | X |  |  | 2.4 | 1 | 2.4 | 2.4 | 1 |  |  |  | OS | X | 5 | 1981 |  |  | N | Electric Utility | 1 | B: X; PC: DFO; NG: NG |  |  |  | N | N |  | 10M | [23 empty] | Y | Y | Y
3082 | Carrollton Board of Public Wks | 2120 | Carrollton | MO | Carroll | 7 | Natural Gas Internal Combustion Engine | IC |  | S | X | X |  |  | 2.5 | 0.9 | 2.5 | 2.5 | 0.1 | N |  |  | OP | X | 4 | 1959 |  |  | N | Electric Utility | 1 | B: X; PC: NG; NG: DFO |  |  |  | N |  |  | 10M | [23 empty] | Y | Y | Y
3113 | City of Carthage - (MO) | 2121 | Carthage | MO | Jasper | 6 | Natural Gas Internal Combustion Engine | IC |  | S | X | X |  |  | 2.5 | 0.8 | 2 | 2 | 1 | N |  |  | SB | Y | 7 | 1946 |  |  | N | Electric Utility | 1 | B: X; PC: NG; NG: DFO |  |  |  | N | N |  | 1H | [23 empty] | Y | N | Y
6924 | City of Gallatin - (MO) | 2127 | Gallatin (MO) | MO | Daviess | IC4 | Petroleum Liquids | IC |  | S | X | X |  |  | 2.5 | 0.9 | 2.5 | 2.5 | 1.8 | N |  |  | SB | Y | 9 | 1983 |  |  | N | Electric Utility | 1 | B: X; PC: DFO |  |  |  | N | N |  | 1H | [23 empty] | N | N | N
6924 | City of Gallatin - (MO) | 2127 | Gallatin (MO) | MO | Daviess | IC6 | Petroleum Liquids | IC |  | S | X | X |  |  | 2.5 | 0.9 | 2.5 | 2.5 | 1.8 | N |  |  | SB | Y | 12 | 1977 |  |  | N | Electric Utility | 1 | B: X; PC: DFO |  |  |  | N | N |  | 1H | [23 empty] | N | N | N
19150 | Trenton Municipal Utilities - (MO) | 698 | Trenton North | MO | Grundy | 1 | Petroleum Liquids | IC |  | S | X | X |  |  | 2.7 | 0.8 | 2.7 | 2.7 | 0.7 | N |  |  | OP | X | 6 | 1974 |  |  | N | Electric Utility | 1 | B: X; PC: DFO |  |  |  | N |  |  | 10M | [23 empty] | N
19150 | Trenton Municipal Utilities - (MO) | 698 | Trenton North | MO | Grundy | 2 | Petroleum Liquids | IC |  | S | X | X |  |  | 2.7 | 0.8 | 2.7 | 2.7 | 0.7 | N |  |  | OP | X | 6 | 1974 |  |  | N | Electric Utility | 1 | B: X; PC: DFO |  |  |  | N |  |  | 10M | [23 empty] | N
19150 | Trenton Municipal Utilities - (MO) | 698 | Trenton North | MO | Grundy | 3 | Petroleum Liquids | IC |  | S | X | X |  |  | 2.7 | 0.8 | 2.7 | 2.7 | 0.7 | N |  |  | OP | X | 6 | 1974 |  |  | N | Electric Utility | 1 | B: X; PC: DFO |  |  |  | N |  |  | 10M | [23 empty] | N
19150 | Trenton Municipal Utilities - (MO) | 698 | Trenton North | MO | Grundy | 4 | Petroleum Liquids | IC |  | S | X | X |  |  | 2.7 | 0.8 | 2.7 | 2.7 | 0.7 | N |  |  | OP | X | 6 | 1974 |  |  | N | Electric Utility | 1 | B: X; PC: DFO |  |  |  | N |  |  | 10M | [23 empty] | N
19150 | Trenton Municipal Utilities - (MO) | 698 | Trenton North | MO | Grundy | 5 | Petroleum Liquids | IC |  | S | X | X |  |  | 2.7 | 0.8 | 2.7 | 2.7 | 0.7 | N |  |  | OP | X | 6 | 1975 |  |  | N | Electric Utility | 1 | B: X; PC: DFO |  |  |  | N |  |  | 10M | [23 empty] | N
6231 | City of Fayette - (MO) | 2125 | Fayette | MO | Howard | GT3 | Petroleum Liquids | IC |  | S | X | X |  |  | 2.8 | 0.8 | 2.4 | 2.4 | 2.4 | N |  |  | OS | X | 7 | 1977 |  |  | N | Electric Utility | 1 | B: X; PC: DFO |  |  |  | N | N |  | 12H | [23 empty] | N |  | N
11540 | City of Malden - (MO) | 2142 | Malden | MO | Dunklin | 7 | Petroleum Liquids | IC |  | S | X | X |  |  | 2.8 | 0.8 | 2.5 | 2.5 | 1 | N |  |  | SB | Y | 8 | 1973 |  |  | N | Electric Utility | 1 | B: X; PC: DFO; NG: NG |  |  |  | N | N |  | 1H | [20 empty] | N |  |  | Y | N | N
22035 | AT&T | 54858 | Southwestern Bell Telephone | MO | St Louis City | E/G4 | Petroleum Liquids | IC |  | S | X | X |  |  | 2.8 | 0.8 | 2.8 | 2.8 | 0.8 | N |  |  | SB | Y | 12 | 2005 |  |  | N | Commercial Non-CHP | 4 | B: X; PC: DFO |  |  |  | N | N |  | 10M | [23 empty] | N | N | N
22035 | AT&T | 54858 | Southwestern Bell Telephone | MO | St Louis City | E/G5 | Petroleum Liquids | IC |  | S | X | X |  |  | 2.8 | 0.8 | 2.8 | 2.8 | 0.8 | N |  |  | SB | Y | 1 | 2008 |  |  | N | Commercial Non-CHP | 4 | B: X; PC: DFO |  |  |  | N | N |  | 10M | [23 empty] | N | N | N
22035 | AT&T | 54858 | Southwestern Bell Telephone | MO | St Louis City | E/G6 | Petroleum Liquids | IC |  | S | X | X |  |  | 2.8 | 0.8 | 2.8 | 2.8 | 0.8 | N |  |  | SB | Y | 8 | 2011 |  |  | N | Commercial Non-CHP | 4 | B: X; PC: DFO |  |  |  | N | N |  | 10M | [23 empty] | N | N | N
22035 | AT&T | 54858 | Southwestern Bell Telephone | MO | St Louis City | E/G7 | Petroleum Liquids | IC |  | S | X | X |  |  | 2.8 | 0.8 | 2.8 | 2.8 | 0.8 | N |  |  | SB | Y | 8 | 2011 |  |  | N | Commercial Non-CHP | 4 | B: X; PC: DFO |  |  |  | N | N |  | 10M | [23 empty] | N | N | N
3113 | City of Carthage - (MO) | 2121 | Carthage | MO | Jasper | 7 | Natural Gas Internal Combustion Engine | IC |  | S | X | X |  |  | 3 | 0.8 | 2.2 | 2.2 | 1.5 | N |  |  | SB | Y | 7 | 1949 |  |  | N | Electric Utility | 1 | B: X; PC: NG; NG: DFO |  |  |  | N | N |  | 1H | [23 empty] | Y | N | Y
9603 | City of Jackson - (MO) | 2137 | Jackson (MO) | MO | Cape Girardeau | 9 | Petroleum Liquids | IC |  | S | X | X |  |  | 3 | 0.8 | 2.7 | 3 | 0.5 | N |  |  | OP | X | 7 | 1983 |  |  | N | Electric Utility | 1 | B: X; PC: DFO; NG: NG |  |  |  | N | N |  | 1H | [23 empty] | Y | Y | Y
17035 | City of Shelbina - (MO) | 7405 | Shelbina Power #1 | MO | Shelby | G1 | Petroleum Liquids | IC |  | S | X | X |  |  | 3 | 0.8 | 3 | 3 | 0.3 | N |  |  | OP | X | 1 | 1981 |  |  | N | Electric Utility | 1 | B: X; PC: DFO |  |  |  |  | N |  | 10M | [23 empty] | N
11626 | City of Marceline - (MO) | 7470 | Marceline | MO | Linn | 2 | Petroleum Liquids | IC |  | S | X | X |  |  | 3 | 0.8 | 3 | 3 | 1 | N |  |  | SB | Y | 3 | 2002 |  |  | N | Electric Utility | 1 | B: X; PC: DFO; NG: NG |  |  |  | N | N |  | 1H | [23 empty] | N | N | N
17833 | City Utilities of Springfield - (MO) | 56404 | Noble Hill Landfill | MO | Greene | NHLC | Landfill Gas | IC |  | S | X | X |  |  | 3.2 | 0.8 | 3 | 3 | 1 | N |  |  | OP | X | 5 | 2006 |  |  | N | Electric Utility | 1 | B: X; PC: LFG |  |  |  | N | N |  | 10M | [23 empty] | N
3113 | City of Carthage - (MO) | 2121 | Carthage | MO | Jasper | 8 | Natural Gas Internal Combustion Engine | IC |  | S | X | X |  |  | 3.3 | 0.8 | 2.5 | 2.5 | 1.8 | N |  |  | SB | Y | 7 | 1952 |  |  | N | Electric Utility | 1 | B: X; PC: NG; NG: DFO |  |  |  | N | N |  | 1H | [23 empty] | Y | N | Y
6231 | City of Fayette - (MO) | 2125 | Fayette | MO | Howard | GT1 | Petroleum Liquids | IC |  | S | X | X |  |  | 3.5 | 0.8 | 3 | 3 | 3 |  |  |  | OS | X | 7 | 1985 |  |  | N | Electric Utility | 1 | B: X; PC: DFO |  |  |  | N | N |  | 12H | [23 empty] | N |  | N
6231 | City of Fayette - (MO) | 2125 | Fayette | MO | Howard | GT2 | Petroleum Liquids | IC |  | S | X | X |  |  | 3.5 | 0.8 | 2.8 | 2.8 | 2.8 | N |  |  | OS | X | 7 | 1985 |  |  | N | Electric Utility | 1 | B: X; PC: DFO |  |  |  | N | N |  | 12H | [23 empty] | N |  | N
3082 | Carrollton Board of Public Wks | 2120 | Carrollton | MO | Carroll | 8 | Natural Gas Internal Combustion Engine | IC |  | S | X | X |  |  | 4.1 | 0.9 | 3.7 | 3.7 | 0.1 | N |  |  | OP | X | 10 | 1966 |  |  | N | Electric Utility | 1 | B: X; PC: NG; NG: DFO |  |  |  | N |  |  | 10M | [23 empty] | Y | Y | Y
3082 | Carrollton Board of Public Wks | 2120 | Carrollton | MO | Carroll | 9 | Natural Gas Internal Combustion Engine | IC |  | S | X | X |  |  | 4.1 | 0.91 | 3.7 | 3.7 | 0.1 | N |  |  | OP | X | 5 | 1970 |  |  | N | Electric Utility | 1 | B: X; PC: NG; NG: DFO |  |  |  | N |  |  | 10M | [23 empty] | Y | Y | Y
623 | Anheuser-Busch Inc | 10430 | Anheuser-Busch St Louis | MO | St Louis City | GEN4 | Natural Gas Steam Turbine | ST |  | S | X | X |  |  | 4.1 | 0.98 | 4.1 | 4.1 | 0.5 | N |  |  | OS | X | 1 | 1939 |  |  | Y | Industrial CHP | 7 | B: T; PC: NG; NG: OBG; NG: OBG | NG |  |  | N | N |  | 12H |  | N | [21 empty] | Y | Y | N
11540 | City of Malden - (MO) | 2142 | Malden | MO | Dunklin | 8 | Petroleum Liquids | IC |  | S | X | X |  |  | 4.3 | 0.8 | 3.8 | 3.8 | 1.5 | N |  |  | SB | Y | 8 | 1973 |  |  | N | Electric Utility | 1 | B: X; PC: DFO; NG: NG |  |  |  | N | N |  | 1H | [20 empty] | N |  |  | Y | N | N
3113 | City of Carthage - (MO) | 2121 | Carthage | MO | Jasper | 11 | Natural Gas Internal Combustion Engine | IC |  | S | X | X |  |  | 4.5 | 0.8 | 4 | 4 | 3 | N |  |  | OP | X | 7 | 1970 |  |  | N | Electric Utility | 1 | B: X; PC: NG; NG: DFO |  |  |  | N | N |  | 1H | [23 empty] | Y | N | Y
3113 | City of Carthage - (MO) | 2121 | Carthage | MO | Jasper | 12 | Natural Gas Internal Combustion Engine | IC |  | S | X | X |  |  | 4.5 | 0.8 | 4 | 4 | 3 | N |  |  | OP | X | 7 | 1971 |  |  | N | Electric Utility | 1 | B: X; PC: NG; NG: DFO |  |  |  | N | N |  | 1H | [23 empty] | Y | N | Y
3113 | City of Carthage - (MO) | 2121 | Carthage | MO | Jasper | 9 | Natural Gas Internal Combustion Engine | IC |  | S | X | X |  |  | 5 | 0.8 | 4 | 4 | 3 | N |  |  | SB | Y | 8 | 1957 |  |  | N | Electric Utility | 1 | B: X; PC: NG; NG: DFO |  |  |  | N | N |  | 1H | [23 empty] | Y | N | Y
6839 | City of Fulton - (MO) | 2126 | Fulton (MO) | MO | Callaway | IC1 | Petroleum Liquids | IC |  | S | X | X |  |  | 5 | 0.9 | 4.1 | 4.5 | 1 | N |  |  | OP | X | 9 | 1966 |  |  | N | Electric Utility | 1 | B: X; PC: DFO; NG: NG |  |  |  | N | N |  | 1H | [23 empty] | Y | Y | Y
58176 | Veolia Energy Kansas City | 58205 | Grand Ave Plant | MO | Jackson | 1 | Natural Gas Steam Turbine | ST |  | S | X | X |  |  | 5 | 1 | 4.8 | 4.8 | 1 | N |  |  | OP | X | 7 | 1991 |  |  | Y | IPP CHP | 3 | [11 empty] | N | N |  | 12H | [23 empty] | N | N | N | bar: B to PC; NG
8567 | City of Higginsville - (MO) | 2131 | Higginsville | MO | Lafayette | 6 | Petroleum Liquids | IC |  | S | X | X |  |  | 5.5 | 1 | 4.5 | 5.4 | 1 | N |  |  | OP | X | 10 | 2004 |  |  | N | Electric Utility | 1 | B: X; PC: DFO |  |  |  | N | N |  | 10M | [23 empty] | N | N | N
3113 | City of Carthage - (MO) | 2121 | Carthage | MO | Jasper | 13 | Natural Gas Internal Combustion Engine | IC |  | S | X | X |  |  | 6 | 0.8 | 5.5 | 5.5 | 3 | N |  |  | OP | X | 2 | 1976 |  |  | N | Electric Utility | 1 | B: X; PC: NG; NG: DFO |  |  |  | N | N |  | 1H | [23 empty] | Y | N | Y
3113 | City of Carthage - (MO) | 2121 | Carthage | MO | Jasper | 14 | Natural Gas Internal Combustion Engine | IC |  | S | X | X |  |  | 6 | 0.8 | 5.5 | 5.5 | 3 | N |  |  | OP | X | 4 | 1976 |  |  | N | Electric Utility | 1 | B: X; PC: NG; NG: DFO |  |  |  | N | N |  | 1H | [23 empty] | Y | N | Y
3082 | Carrollton Board of Public Wks | 2120 | Carrollton | MO | Carroll | 10 | Natural Gas Internal Combustion Engine | IC |  | S | X | X |  |  | 6.1 | 0.9 | 6 | 6 | 0.1 | N |  |  | OP | X | 9 | 1972 |  |  | N | Electric Utility | 1 | B: X; PC: NG; NG: DFO |  |  |  | N |  |  | 10M | [23 empty] | Y | Y | Y
10152 | City of Kennett - (MO) | 2139 | Kennett | MO | Dunklin | 10 | Natural Gas Internal Combustion Engine | IC |  | S | X | X | SPP/KENN |  | 6.2 | 0.8 | 5.6 | 5.6 | 5 | N |  |  | OP | X | 8 | 1971 |  |  | N | Electric Utility | 1 | B: X; PC: NG; NG: DFO |  |  |  | N | N |  | 1H | [23 empty] | Y | Y | Y
10152 | City of Kennett - (MO) | 2139 | Kennett | MO | Dunklin | 11 | Natural Gas Internal Combustion Engine | IC |  | S | X | X | SPP/KENN |  | 6.2 | 0.8 | 5.6 | 5.6 | 5 | N |  |  | OP | X | 8 | 1975 |  |  | N | Electric Utility | 1 | B: X; PC: NG; NG: DFO |  |  |  | N | N | 0 | 1H | [23 empty] | Y | Y | Y
10152 | City of Kennett - (MO) | 2139 | Kennett | MO | Dunklin | 9 | Natural Gas Internal Combustion Engine | IC |  | S | X | X | SPP/KENN |  | 6.2 | 0.8 | 5.6 | 5.6 | 5 | N |  |  | OP | X | 8 | 1965 |  |  | N | Electric Utility | 1 | B: X; PC: NG; NG: DFO |  |  |  | N | N | 0 | 1H | [23 empty] | Y | Y | Y
34359 | Curators of the University of Missouri | 50969 | MU Combined Heat and Power Plant | MO | Boone | GEN1 | Natural Gas Steam Turbine | ST |  | S | X | X | CWLD.UMC |  | 6.2 | 0.8 | 6 | 6.1 | 2 | N |  |  | OP | X | 7 | 1961 |  |  | Y | Commercial CHP | 5 | T | NG | WDS | DFO | BIT |  |  | NG |  |  |  | N | N |  | 12H | N |  | Y |  | Y | [18 empty] | Y | Y | Y
11732 | City of Marshall - (MO) | 2144 | Marshall (MO) | MO | Saline | 10 | Natural Gas Internal Combustion Engine | IC |  | S | X | X |  |  | 6.3 | 0.8 | 6.3 | 6.3 | 3 | N |  |  | OP | X | 6 | 1990 |  |  | N | Electric Utility | 1 | B: X; PC: NG; NG: DFO |  |  |  | N | N |  | 1H | [23 empty] | Y | N | Y
11732 | City of Marshall - (MO) | 2144 | Marshall (MO) | MO | Saline | 11 | Natural Gas Internal Combustion Engine | IC |  | S | X | X |  |  | 6.3 | 0.8 | 6.3 | 6.3 | 3 | N |  |  | OP | X | 1 | 1994 |  |  | N | Electric Utility | 1 | B: X; PC: NG; NG: DFO |  |  |  | N | N |  | 1H | [23 empty] | Y | N | Y
10152 | City of Kennett - (MO) | 2139 | Kennett | MO | Dunklin | 12 | Natural Gas Internal Combustion Engine | IC |  | S | X | X | SPP/KENN |  | 6.4 | 0.8 | 5.7 | 5.7 | 5.1 | N |  |  | OP | X | 8 | 2001 |  |  | N | Electric Utility | 1 | [11 empty] | N | N |  | 1H | [23 empty] | N | N | N | bar: B to PC
10152 | City of Kennett - (MO) | 2139 | Kennett | MO | Dunklin | 13 | Natural Gas Internal Combustion Engine | IC |  | S | X | X | SPP/KENN |  | 6.4 | 0.8 | 5.7 | 5.7 | 5.1 | N |  |  | OP | X | 8 | 2001 |  |  | N | Electric Utility | 1 | [11 empty] | N | N |  | 1H | [23 empty] | N | N | N | bar: B to PC
15229 | City of Poplar Bluff - (MO) | 7392 | Poplar Bluff Generating Station | MO | Butler | 3 | Natural Gas Internal Combustion Engine | IC |  | S | X | X | POPLARBLUFF |  | 6.7 | 0.8 | 6.6 | 6.6 | 3 | N |  |  | OP | X | 6 | 2002 |  |  | N | Electric Utility | 1 | B: X; PC: NG; NG: DFO |  |  |  | N | N |  | 1H | [23 empty] | N | N | N
15229 | City of Poplar Bluff - (MO) | 7392 | Poplar Bluff Generating Station | MO | Butler | 4 | Petroleum Liquids | IC |  | S | X | X | POPLARBLUFF |  | 6.7 | 0.8 | 6.6 | 6.6 | 3 | N |  |  | OA | X | 7 | 2002 |  |  | N | Electric Utility | 1 | B: X; PC: DFO; NG: NG |  |  |  | N | N |  | 1H | [23 empty] | N | N | N
15229 | City of Poplar Bluff - (MO) | 7392 | Poplar Bluff Generating Station | MO | Butler | 5 | Natural Gas Internal Combustion Engine | IC |  | S | X | X | POPLARBLUFF |  | 6.7 | 0.8 | 6.6 | 6.6 | 3 | N |  |  | OP | X | 6 | 2002 |  |  | N | Electric Utility | 1 | B: X; PC: NG; NG: DFO |  |  |  | N | N |  | 1H | [23 empty] | N | N | N
9603 | City of Jackson - (MO) | 2137 | Jackson (MO) | MO | Cape Girardeau | 7 | Petroleum Liquids | IC |  | S | X | X |  |  | 6.8 | 0.8 | 6.5 | 6.8 | 2.5 | N |  |  | OP | X | 8 | 1973 |  |  | N | Electric Utility | 1 | B: X; PC: DFO; NG: NG |  |  |  | N | N |  | 1H | [23 empty] | Y | Y | Y
9603 | City of Jackson - (MO) | 2137 | Jackson (MO) | MO | Cape Girardeau | 8 | Petroleum Liquids | IC |  | S | X | X |  |  | 6.8 | 0.8 | 6.5 | 6.8 | 2.5 | N |  |  | OP | X | 7 | 1973 |  |  | N | Electric Utility | 1 | B: X; PC: DFO; NG: NG |  |  |  | N | N |  | 1H | [23 empty] | Y | Y | Y
3113 | City of Carthage - (MO) | 2121 | Carthage | MO | Jasper | 10 | Natural Gas Internal Combustion Engine | IC |  | S | X | X |  |  | 7 | 0.8 | 6 | 6 | 4 | N |  |  | SB | Y | 7 | 1965 |  |  | N | Electric Utility | 1 | B: X; PC: NG; NG: DFO |  |  |  | N | N |  | 1H | [23 empty] | Y | N | Y
6839 | City of Fulton - (MO) | 2126 | Fulton (MO) | MO | Callaway | IC3 | Petroleum Liquids | IC |  | S | X | X |  |  | 7 | 0.9 | 6.2 | 6.8 | 1 | N |  |  | OP | X | 5 | 1975 |  |  | N | Electric Utility | 1 | B: X; PC: DFO; NG: NG |  |  |  | N | N |  | 1H | [23 empty] | Y | Y | Y
15229 | City of Poplar Bluff - (MO) | 7392 | Poplar Bluff Generating Station | MO | Butler | 1 | Natural Gas Internal Combustion Engine | IC |  | S | X | X | POPLARBLUFF |  | 7 | 0.8 | 7 | 7 | 3 | N |  |  | OP | X | 5 | 1976 |  |  | N | Electric Utility | 1 | B: X; PC: NG; NG: DFO |  |  |  | N | N | 0 | 1H | [23 empty] | N | N | N
15229 | City of Poplar Bluff - (MO) | 7392 | Poplar Bluff Generating Station | MO | Butler | 2 | Natural Gas Internal Combustion Engine | IC |  | S | X | X | POPLARBLUFF |  | 7 | 0.8 | 7 | 7 | 3 | N |  |  | OP | X | 5 | 1976 |  |  | N | Electric Utility | 1 | B: X; PC: NG; NG: DFO |  |  |  | N | N |  | 1H | [23 empty] | N | N | N
50130 | Ashley Energy LLC | 56309 | Trigen St. Louis | MO | St Louis | CT-1 | Natural Gas Fired Combined Cycle | CS | G401 | S | Y | N | AMMO.TRIGCTG1 | AMMO.TRIGCTG1 | 7.8 | 0.9 | 5 | 7.8 | 0.5 | N |  |  | OP | X | 7 | 1999 |  |  | Y | IPP CHP | 3 | [11 empty] | N | N |  | 1H | [23 empty] | N | N | bar: B to PC
50130 | Ashley Energy LLC | 56309 | Trigen St. Louis | MO | St Louis | CT-2 | Natural Gas Fired Combined Cycle | CS | G401 | S | Y | N | AMMO.TRIGCTG1 | AMMO.TRIGCTG1 | 7.8 | 0.9 | 5 | 7.8 | 0.5 | N |  |  | OP | X | 7 | 1999 |  |  | Y | IPP CHP | 3 | [11 empty] | N | N |  | 1H | [23 empty] | N | N | bar: B to PC
11460 | City of Macon - (MO) | 56127 | Macon Energy Center | MO | Macon | 1 | Natural Gas Fired Combustion Turbine | GT |  | S | X | X |  |  | 10 | 0.8 | 8.9 | 11.9 | 8 | N |  |  | OP | X | 5 | 2003 |  |  | Y | Electric Utility | 1 | [11 empty] | N | N |  | 1H | [23 empty] | N | N | N | bar: B to PC
623 | Anheuser-Busch Inc | 10430 | Anheuser-Busch St Louis | MO | St Louis City | GEN1 | Natural Gas Steam Turbine | ST |  | S | X | X |  |  | 11 | 0.98 | 11 | 11 | 2 | N |  |  | OP | X | 1 | 1947 |  |  | Y | Industrial CHP | 7 | B: B; PC: NG; NG: OBG; NG: OBG | NG |  |  | N | N |  | 12H |  | N | [21 empty] | Y | Y | N
623 | Anheuser-Busch Inc | 10430 | Anheuser-Busch St Louis | MO | St Louis City | GEN3 | Natural Gas Steam Turbine | ST |  | S | X | X |  |  | 11 | 0.98 | 11 | 11 | 2 | N |  |  | OP | X | 1 | 1948 |  |  | Y | Industrial CHP | 7 | B: T; PC: NG; NG: OBG; NG: OBG | NG |  |  | N | N |  | 12H |  | N | [21 empty] | Y | Y | N
56211 | Evergy Missouri West | 2098 | Lake Road (MO) | MO | Buchanan | 3 | Natural Gas Steam Turbine | ST |  | S | X | X | MPSLAKE-RDUN3 | MPSLAKE-RDUN3 | 12.5 | 0.8 | 7.8 | 7.8 | 3 | N |  |  | OP | X | 6 | 1962 |  |  | Y | Electric Utility | 1 | T | NG | DFO | PG | TDF |  |  | NG | PG | [5 empty] | 12H | [23 empty] | Y | N | N
4045 | City of Columbia - (MO) | 2123 | Columbia (MO) | MO | Boone | 6 | Natural Gas Fired Combustion Turbine | GT |  | S | X | X | CWLD.CWLD | CWLD.CWLD | 12.5 | 0.8 | 12.5 | 12.5 | 9 | N |  |  | OP | X | 8 | 1963 |  |  | N | Electric Utility | 1 | B: X; PC: NG; NG: DFO |  |  |  | N | N |  | 12H | [23 empty] | N |  | N
34359 | Curators of the University of Missouri | 50969 | MU Combined Heat and Power Plant | MO | Boone | GEN2 | Natural Gas Steam Turbine | ST |  | S | X | X | CWLD.UMC |  | 12.5 | 0.8 | 12.2 | 12.3 | 3 | N |  |  | OP | X | 7 | 1974 |  |  | Y | Commercial CHP | 5 | T | NG | DFO | BIT |  |  |  | NG |  |  |  | N | N |  | 12H | N |  | Y |  | Y | [18 empty] | Y | Y | Y
12670 | Missouri Jnt Muni.Pwr Elec. Ut. Comm. | 56478 | MJMEUC Generating Station #1 | MO | Audrain | 0001 | Natural Gas Fired Combustion Turbine | GT |  | S | X | X | MO.AM.LADD.MP | MO.AM.LADD.MP | 13.3 | 0.8 | 11.3 | 13 | 9 | N |  |  | OP | X | 10 | 2007 |  |  | Y | Electric Utility | 1 | [11 empty] | N | N |  | 12H | [23 empty] | N | N | N | bar: B to PC
12670 | Missouri Jnt Muni.Pwr Elec. Ut. Comm. | 57946 | Fredericktown Energy Center | MO | Madison | UNIT1 | Natural Gas Fired Combustion Turbine | GT |  | S | X | X | MO.AM.FRED1.MP | MO.AM.FRED1.MP | 13.8 | 0.8 | 12 | 13.8 | 9 | N |  |  | OP | X | 6 | 2015 |  |  | N | Electric Utility | 1 | [11 empty] | N |  |  | 1H | [23 empty] | N | N | N | bar: B to PC
12670 | Missouri Jnt Muni.Pwr Elec. Ut. Comm. | 57946 | Fredericktown Energy Center | MO | Madison | UNIT2 | Natural Gas Fired Combustion Turbine | GT |  | S | X | X | MO.AM.FRED2.MP | MO.AM.FRED2.MP | 13.8 | 0.8 | 12 | 13.8 | 9 | N |  |  | OP | X | 6 | 2015 |  |  | N | Electric Utility | 1 | [11 empty] | N |  |  | 1H | [23 empty] | N | N | N | bar: B to PC
34359 | Curators of the University of Missouri | 50969 | MU Combined Heat and Power Plant | MO | Boone | GEN4 | Natural Gas Steam Turbine | ST |  | S | X | X | CWLD.UMC |  | 14.5 | 0.85 | 13.3 | 13.4 | 3 | N |  |  | OP | X | 7 | 1988 |  |  | Y | Commercial CHP | 5 | T | NG | DFO | BIT |  |  |  | NG |  |  |  | N | N |  | 12H | N |  | Y |  | Y | [18 empty] | Y | Y | Y
11732 | City of Marshall - (MO) | 2144 | Marshall (MO) | MO | Saline | GT1 | Natural Gas Fired Combustion Turbine | GT |  | S | X | X | MO.KC.MARS6.MP | MO.KC.MARS6.MP | 15.2 | 0.85 | 14 | 17 | 3 | N |  |  | OP | X | 5 | 1972 |  |  | N | Electric Utility | 1 | B: X; PC: NG; NG: DFO |  |  |  | N | N |  | 1H | [23 empty] | Y | N | Y
34359 | Curators of the University of Missouri | 50969 | MU Combined Heat and Power Plant | MO | Boone | NTG1 | Natural Gas Fired Combustion Turbine | GT |  | S | X | X | CWLD.UMC |  | 17.3 | 0.8 | 11.4 | 14.5 | 2 | N |  |  | OP | X | 9 | 2002 |  |  | Y | Commercial CHP | 5 | B: T; PC: NG; NG: DFO |  |  |  | N | N |  | 1H | [23 empty] | Y | N | Y
34359 | Curators of the University of Missouri | 50969 | MU Combined Heat and Power Plant | MO | Boone | NTG2 | Natural Gas Fired Combustion Turbine | GT |  | S | X | X | CWLD.UMC |  | 17.3 | 0.8 | 11.4 | 14.5 | 2 | N |  |  | OP | X | 9 | 2002 |  |  | Y | Commercial CHP | 5 | B: T; PC: NG; NG: DFO |  |  |  | N | N |  | 1H | [23 empty] | Y | N | Y
9231 | City of Independence - (MO) | 2134 | Jackson Square | MO | Jackson | 1 | Petroleum Liquids | GT |  | S | X | X | INDNSUB_J_1 | INDNSUB_J_1 | 18 | 0.85 | 15 | 15 | 2 | N |  |  | OP | X | 6 | 1969 |  |  | N | Electric Utility | 1 | B: X; PC: DFO; NG: DFO |  |  |  | N | N |  | 1H |  |  |  | N | [19 empty] | N | N
9231 | City of Independence - (MO) | 2134 | Jackson Square | MO | Jackson | 2 | Petroleum Liquids | GT |  | S | X | X | INDNSUB_J_2 | INDNSUB_J_2 | 18 | 0.85 | 15 | 15 | 2 | N |  |  | OP | X | 6 | 1969 |  |  | N | Electric Utility | 1 | B: X; PC: DFO; NG: DFO |  |  |  | N | N |  | 1H |  |  |  | N | [19 empty] | N | N
50130 | Ashley Energy LLC | 56309 | Trigen St. Louis | MO | St Louis | ST-3 | Natural Gas Fired Combined Cycle | CA | G401 | S | Y | X | AMMO.TRIGCTG1 | AMMO.TRIGCTG1 | 18.2 | 0.8 | 18 | 18 | 1.1 | N |  |  | OP | X | 6 | 2000 |  |  | Y | IPP CHP | 3 | [11 empty] | N | N |  | 12H | [23 empty] | N | N | N | bar: B to PC; NG
56211 | Evergy Missouri West | 2098 | Lake Road (MO) | MO | Buchanan | 7 | Petroleum Liquids | GT |  | S | X | X | MPSLAKE-RDUN7 | MPSLAKE-RDUN7 | 18.9 | 0.85 | 21.1 | 21.1 | 5 | N |  |  | OP | X | 12 | 1990 |  |  | N | Electric Utility | 1 | B: X; PC: DFO | [6 empty] | 10M | [23 empty] | N |  | N
9231 | City of Independence - (MO) | 2135 | Station H | MO | Jackson | 1 | Natural Gas Fired Combustion Turbine | GT |  | S | X | X | INDNSUB_H_5 | INDNSUB_H_5 | 19 | 0.85 | 19 | 19 | 4 | N |  |  | OP | X | 6 | 1972 |  |  | N | Electric Utility | 1 | B: X; PC: NG; NG: DFO; NG: DFO | NG |  |  | N | N |  | 1H | [23 empty] | Y | Y | Y
9231 | City of Independence - (MO) | 2136 | Station I | MO | Jackson | 1 | Petroleum Liquids | GT |  | S | X | X | INDNSUB_I_3 | INDNSUB_I_3 | 19 | 0.85 | 19 | 19 | 2 | N |  |  | OP | X | 6 | 1972 |  |  | N | Electric Utility | 1 | B: X; PC: DFO; NG: DFO |  |  |  | N | N |  | 1H | [23 empty] | N | N | N
9231 | City of Independence - (MO) | 2136 | Station I | MO | Jackson | 2 | Petroleum Liquids | GT |  | S | X | X | INDNSUB_I_4 | INDNSUB_I_4 | 19 | 0.85 | 19 | 19 | 2 | N |  |  | OP | X | 6 | 1972 |  |  | N | Electric Utility | 1 | B: X; PC: DFO; NG: DFO |  |  |  | N | N |  | 1H | [23 empty] | N | N | N
34359 | Curators of the University of Missouri | 50969 | MU Combined Heat and Power Plant | MO | Boone | GEN3 | Natural Gas Steam Turbine | ST |  | S | X | X | CWLD.UMC |  | 19.8 | 0.85 | 19.2 | 19.4 | 3 | N |  |  | OP | X | 8 | 1986 |  |  | Y | Commercial CHP | 5 | T | NG | DFO | BIT |  |  |  | NG |  |  |  | N | N |  | 12H | N |  | Y |  | Y | [18 empty] | Y | Y | Y
6839 | City of Fulton - (MO) | 2126 | Fulton (MO) | MO | Callaway | GT4 | Natural Gas Fired Combustion Turbine | GT |  | S | X | X |  |  | 21.2 | 0.9 | 15 | 19.6 | 3 | N |  |  | OP | X | 8 | 1972 |  |  | N | Electric Utility | 1 | B: X; PC: NG; NG: DFO |  |  |  |  | N |  | 10M | [23 empty] | Y | Y | Y
20392 | City of West Plains - (MO) | 59664 | City of West Plains Power Station | MO | Howell | UNIT2 | Natural Gas Fired Combustion Turbine | GT |  | S | X | X |  |  | 21.8 | 0.8 | 21 | 24.5 | 5 | N |  |  | SB | Y | 5 | 2000 |  |  | N | Electric Utility | 1 | B: X; PC: NG; NG: DFO |  |  |  | N | N |  | 1H | [23 empty] | Y | Y | Y
56211 | Evergy Missouri West | 2090 | Nevada | MO | Vernon | 1 | Petroleum Liquids | GT |  | S | X | X | MPSNEVADAUN1 | MPSNEVADAUN1 | 22 | 0.9 | 18.1 | 18.1 | 3 | N |  |  | OP | X | 6 | 1974 |  |  | N | Electric Utility | 1 | B: X; PC: DFO | [6 empty] | 1H | [23 empty] | N
56211 | Evergy Missouri West | 2098 | Lake Road (MO) | MO | Buchanan | 1 | Natural Gas Steam Turbine | ST |  | S | X | X | MPSLAKE-RDUN1 | MPSLAKE-RDUN1 | 23 | 0.85 | 16.5 | 16.5 | 6 | N |  |  | OP | X | 7 | 1950 |  |  | Y | Electric Utility | 1 | T | NG | DFO | PG | TDF |  |  | NG | PG | [5 empty] | 12H | [23 empty] | Y | N | N
56211 | Evergy Missouri West | 2098 | Lake Road (MO) | MO | Buchanan | 6 | Petroleum Liquids | GT |  | S | X | X | MPSLAKE-RDUN6 | MPSLAKE-RDUN6 | 24 | 0.85 | 20.3 | 20.3 | 5 | N |  |  | OP | X | 5 | 1989 |  |  | N | Electric Utility | 1 | B: X; PC: DFO; NG: PG | [6 empty] | 10M | [23 empty] | Y | N | N
9231 | City of Independence - (MO) | 2135 | Station H | MO | Jackson | 2 | Natural Gas Fired Combustion Turbine | GT |  | S | X | X | INDNSUB_H_6 | INDNSUB_H_6 | 24 | 0.9 | 20 | 20 | 4 | N |  |  | OP | X | 6 | 1974 |  |  | N | Electric Utility | 1 | B: X; PC: NG; NG: DFO; NG: DFO | NG |  |  | N | N |  | 1H | [23 empty] | Y | Y | Y
54842 | WM Renewable Energy LLC | 57166 | Waste Management Lockwood LFGTE | NV | Washoe | GEN1 | Landfill Gas | IC |  | W | X | X | NVE | NVE | 1.6 | 0.98 | 1.6 | 1.6 | 0.8 | N |  |  | OP | X | 3 | 2012 |  |  | N | IPP Non-CHP | 2 | B: X; PC: LFG |  |  |  | N |  |  | 1H | [23 empty] | N | N | N
54842 | WM Renewable Energy LLC | 57166 | Waste Management Lockwood LFGTE | NV | Washoe | GEN2 | Landfill Gas | IC |  | W | X | X | NVE | NVE | 1.6 | 0.98 | 1.6 | 1.6 | 0.8 | N |  |  | OP | X | 3 | 2012 |  |  | N | IPP Non-CHP | 2 | B: X; PC: LFG |  |  |  | N |  |  | 1H | [23 empty] | N | N | N
17166 | Sierra Pacific Power Co | 6510 | Brunswick | NV | Carson City | 1 | Petroleum Liquids | IC |  | S | X | X |  |  | 2 | 0.8 | 2 | 2 | 1.7 | N |  |  | OS | X | 9 | 1960 | 9 | 2023 | N | Electric Utility | 1 | B: X; PC: DFO | [6 empty] | 10M | [23 empty] | N
17166 | Sierra Pacific Power Co | 6510 | Brunswick | NV | Carson City | 2 | Petroleum Liquids | IC |  | S | X | X |  |  | 2 | 0.8 | 2 | 2 | 1.7 | N |  |  | OS | X | 9 | 1960 | 9 | 2023 | N | Electric Utility | 1 | B: X; PC: DFO | [6 empty] | 10M | [23 empty] | N
17166 | Sierra Pacific Power Co | 6510 | Brunswick | NV | Carson City | 3 | Petroleum Liquids | IC |  | S | X | X |  |  | 2 | 0.8 | 2 | 2 | 1.7 | N |  |  | OS | X | 9 | 1960 | 9 | 2023 | N | Electric Utility | 1 | B: X; PC: DFO | [6 empty] | 10M | [23 empty] | N
56687 | CityCenter Land LLC | 57348 | CityCenter Central Plant Cogen Units | NV | Clark | UNITA | Natural Gas Fired Combustion Turbine | GT |  | S | X | X |  |  | 4.3 | 0.89 | 4 | 4 | 0.5 | N |  |  | OP | X | 12 | 2009 |  |  | Y | Commercial CHP | 5 | [11 empty] | N | N |  | 1H | [23 empty] | N | N | N | bar: B to PC
56687 | CityCenter Land LLC | 57348 | CityCenter Central Plant Cogen Units | NV | Clark | UNITB | Natural Gas Fired Combustion Turbine | GT |  | S | X | X |  |  | 4.3 | 0.89 | 4 | 4 | 0.5 | N |  |  | OP | X | 12 | 2009 |  |  | Y | Commercial CHP | 5 | [11 empty] | N | N |  | 1H | [23 empty] | N | N | N | bar: B to PC
56996 | Republic Services Renewable Energy, LLC | 60792 | Republic Services Renewable Energy, LLC | NV | Clark | GT1 | Landfill Gas | GT |  | S | X | X |  |  | 6 | 1 | 3.3 | 3.6 | 3.2 | N |  |  | OP | X | 3 | 2012 |  |  | N | IPP Non-CHP | 2 | B: X; PC: LFG; NG: PG |  |  |  | N | N |  | 10M | [23 empty] | N
56996 | Republic Services Renewable Energy, LLC | 60792 | Republic Services Renewable Energy, LLC | NV | Clark | GT2 | Landfill Gas | GT |  | S | X | X |  |  | 6 | 1 | 3.3 | 3.6 | 3.2 | N |  |  | OP | X | 3 | 2012 |  |  | N | IPP Non-CHP | 2 | B: X; PC: LFG; NG: PG |  |  |  | N | N |  | 10M | [23 empty] | N
55710 | Nevada Gold Mines | 56500 | Western 102 Power Plant | NV | Storey | A101 | Natural Gas Internal Combustion Engine | IC |  | S | X | X |  |  | 8.4 | 0.8 | 7.9 | 8.4 | 7 | N |  |  | OP | X | 12 | 2005 |  |  | N | Industrial Non-CHP | 6 | [12 empty] | N |  | 10M | [23 empty] | N | bar: B to PC
55710 | Nevada Gold Mines | 56500 | Western 102 Power Plant | NV | Storey | B102 | Natural Gas Internal Combustion Engine | IC |  | S | X | X |  |  | 8.4 | 0.8 | 7.9 | 8.4 | 7 | N |  |  | OP | X | 12 | 2005 |  |  | N | Industrial Non-CHP | 6 | [12 empty] | N |  | 10M | [23 empty] | N | bar: B to PC
55710 | Nevada Gold Mines | 56500 | Western 102 Power Plant | NV | Storey | B202 | Natural Gas Internal Combustion Engine | IC |  | S | X | X |  |  | 8.4 | 0.8 | 7.9 | 8.4 | 7 | N |  |  | OP | X | 12 | 2005 |  |  | N | Industrial Non-CHP | 6 | [12 empty] | N |  | 10M | [23 empty] | N | bar: B to PC
55710 | Nevada Gold Mines | 56500 | Western 102 Power Plant | NV | Storey | C102 | Natural Gas Internal Combustion Engine | IC |  | S | X | X |  |  | 8.4 | 0.8 | 7.9 | 8.4 | 7 | N |  |  | OP | X | 12 | 2005 |  |  | N | Industrial Non-CHP | 6 | [12 empty] | N |  | 10M | [23 empty] | N | bar: B to PC
55710 | Nevada Gold Mines | 56500 | Western 102 Power Plant | NV | Storey | C202 | Natural Gas Internal Combustion Engine | IC |  | S | X | X |  |  | 8.4 | 0.8 | 7.9 | 8.4 | 7 | N |  |  | OP | X | 12 | 2005 |  |  | N | Industrial Non-CHP | 6 | [12 empty] | N |  | 10M | [23 empty] | N | bar: B to PC
55710 | Nevada Gold Mines | 56500 | Western 102 Power Plant | NV | Storey | D101 | Natural Gas Internal Combustion Engine | IC |  | S | X | X |  |  | 8.4 | 0.8 | 7.9 | 8.4 | 7 | N |  |  | OP | X | 12 | 2005 |  |  | N | Industrial Non-CHP | 6 | [12 empty] | N |  | 10M | [23 empty] | N | bar: B to PC
55710 | Nevada Gold Mines | 56500 | Western 102 Power Plant | NV | Storey | E102 | Natural Gas Internal Combustion Engine | IC |  | S | X | X |  |  | 8.4 | 0.8 | 7.9 | 8.4 | 7 | N |  |  | OP | X | 12 | 2005 |  |  | N | Industrial Non-CHP | 6 | [12 empty] | N |  | 10M | [23 empty] | N | bar: B to PC
55710 | Nevada Gold Mines | 56500 | Western 102 Power Plant | NV | Storey | E202 | Natural Gas Internal Combustion Engine | IC |  | S | X | X |  |  | 8.4 | 0.8 | 7.9 | 8.4 | 7 | N |  |  | OP | X | 12 | 2005 |  |  | N | Industrial Non-CHP | 6 | [12 empty] | N |  | 10M | [23 empty] | N | bar: B to PC
55710 | Nevada Gold Mines | 56500 | Western 102 Power Plant | NV | Storey | F102 | Natural Gas Internal Combustion Engine | IC |  | S | X | X |  |  | 8.4 | 0.8 | 7.9 | 8.4 | 7 | N |  |  | OP | X | 12 | 2005 |  |  | N | Industrial Non-CHP | 6 | [12 empty] | N |  | 10M | [23 empty] | N | bar: B to PC
55710 | Nevada Gold Mines | 56500 | Western 102 Power Plant | NV | Storey | F202 | Natural Gas Internal Combustion Engine | IC |  | S | X | X |  |  | 8.4 | 0.8 | 7.9 | 8.4 | 7 | N |  |  | OP | X | 12 | 2005 |  |  | N | Industrial Non-CHP | 6 | [14 empty] | 10M | [23 empty] | N | bar: B to PC
55710 | Nevada Gold Mines | 56500 | Western 102 Power Plant | NV | Storey | G102 | Natural Gas Internal Combustion Engine | IC |  | S | X | X |  |  | 8.4 | 0.8 | 7.9 | 8.4 | 7 | N |  |  | OP | X | 12 | 2005 |  |  | N | Industrial Non-CHP | 6 | [14 empty] | 10M | [23 empty] | N | bar: B to PC
55710 | Nevada Gold Mines | 56500 | Western 102 Power Plant | NV | Storey | G202 | Natural Gas Internal Combustion Engine | IC |  | S | X | X |  |  | 8.4 | 0.8 | 7.9 | 8.4 | 7 | N |  |  | OP | X | 12 | 2005 |  |  | N | Industrial Non-CHP | 6 | [14 empty] | 10M | [23 empty] | N | bar: B to PC
55710 | Nevada Gold Mines | 56500 | Western 102 Power Plant | NV | Storey | H102 | Natural Gas Internal Combustion Engine | IC |  | S | X | X |  |  | 8.4 | 0.8 | 7.9 | 8.4 | 7 | N |  |  | OP | X | 12 | 2005 |  |  | N | Industrial Non-CHP | 6 | [12 empty] | N |  | 10M | [23 empty] | N | bar: B to PC
55710 | Nevada Gold Mines | 56500 | Western 102 Power Plant | NV | Storey | H202 | Natural Gas Internal Combustion Engine | IC |  | S | X | X |  |  | 8.4 | 0.8 | 7.9 | 8.4 | 7 | N |  |  | OP | X | 12 | 2005 |  |  | N | Industrial Non-CHP | 6 | [12 empty] | N |  | 10M | [23 empty] | N | bar: B to PC
13407 | Nevada Power Co | 10761 | Las Vegas Generating Station | NV | Clark | GEN2 | Natural Gas Fired Combined Cycle | CA | CCB1 | S | N | X |  |  | 11.5 | 0.9 | 9 | 10 | 5 | N |  |  | OP | X | 4 | 1994 |  |  | N | Electric Utility | 1 | [11 empty] | N | N |  | 1H | [23 empty] | N | bar: B to PC
13399 | Nevada Cogeneration Assoc # 1 | 54350 | Nevada Cogen Assoc#1 GarnetVly | NV | Clark | GTA | Natural Gas Fired Combined Cycle | CT | CC1 | J | X | N |  |  | 21.7 | 0.9 | 20.5 | 22 | 19 | N |  |  | OP | X | 4 | 1992 | 5 | 2023 | Y | IPP CHP | 3 | [11 empty] | N | N |  | 1H | [23 empty] | N | N | N | bar: B to PC; NG
13399 | Nevada Cogeneration Assoc # 1 | 54350 | Nevada Cogen Assoc#1 GarnetVly | NV | Clark | GTB | Natural Gas Fired Combined Cycle | CT | CC1 | J | X | N |  |  | 21.7 | 0.9 | 20.5 | 22 | 19 | N |  |  | OP | X | 4 | 1992 | 5 | 2023 | Y | IPP CHP | 3 | [11 empty] | N | N |  | 1H | [23 empty] | N | N | N | bar: B to PC; NG
13399 | Nevada Cogeneration Assoc # 1 | 54350 | Nevada Cogen Assoc#1 GarnetVly | NV | Clark | GTC | Natural Gas Fired Combined Cycle | CT | CC1 | J | X | N |  |  | 21.7 | 0.9 | 20.5 | 22 | 19 | N |  |  | OP | X | 4 | 1992 | 5 | 2023 | Y | IPP CHP | 3 | [11 empty] | N | N |  | 1H | [23 empty] | N | N | N | bar: B to PC; NG
13365 | Nevada Cogeneration Assoc # 2 | 54349 | Nevada Cogen Associates 2 Black Mountain | NV | Clark | GTA | Natural Gas Fired Combined Cycle | CT | STG1 | W | X | N |  |  | 22.2 | 0.9 | 21.7 | 21.7 | 19 | N |  |  | OP | X | 11 | 1992 | 3 | 2023 | Y | IPP CHP | 3 | [11 empty] | N | N |  | 1H | [23 empty] | N | N | N | bar: B to PC; NG
13365 | Nevada Cogeneration Assoc # 2 | 54349 | Nevada Cogen Associates 2 Black Mountain | NV | Clark | GTB | Natural Gas Fired Combined Cycle | CT | STG1 | W | X | N |  |  | 22.2 | 0.9 | 21.7 | 21.7 | 19 | N |  |  | OP | X | 12 | 1992 | 3 | 2023 | Y | IPP CHP | 3 | [11 empty] | N | N |  | 1H | [23 empty] | N | N | N | bar: B to PC; NG
13365 | Nevada Cogeneration Assoc # 2 | 54349 | Nevada Cogen Associates 2 Black Mountain | NV | Clark | GTC | Natural Gas Fired Combined Cycle | CT | STG1 | W | X | N |  |  | 22.2 | 0.9 | 21.7 | 21.7 | 19 | N |  |  | OP | X | 12 | 1992 | 3 | 2023 | Y | IPP CHP | 3 | [11 empty] | N | N |  | 1H | [23 empty] | N | N | N | bar: B to PC; NG
63351 | St.Joseph's Regional Medical Center | 63645 | St.Joseph's Regional Medical Center | NJ | Passaic | E30 | Petroleum Liquids | IC |  | S | X | X |  |  | 0.1 | 0.8 | 0.1 | 0.1 | 0.1 | N |  |  | SB | N | 1 | 2011 |  |  | N | Commercial Non-CHP | 4 | B: X; PC: DFO | [6 empty] | 10M | [23 empty] | N
13943 | Ocean County Utilities Auth | 54569 | Bayville Central Facility | NJ | Ocean | COG1 | Other Waste Biomass | IC |  | S | X | X |  |  | 0.3 | 0.9 | 0.3 | 0.3 | 0.2 | N |  |  | OP | X | 9 | 1988 |  |  | Y | Commercial CHP | 5 | B: T; PC: OBG; NG: NG |  |  |  | N | N |  | 1H | [23 empty] | Y | Y
13943 | Ocean County Utilities Auth | 54569 | Bayville Central Facility | NJ | Ocean | COG2 | Other Waste Biomass | IC |  | S | X | X |  |  | 0.3 | 0.9 | 0.3 | 0.3 | 0.2 | N |  |  | OP | X | 9 | 1988 |  |  | Y | Commercial CHP | 5 | B: T; PC: OBG; NG: NG |  |  |  | N | N |  | 1H | [23 empty] | Y | Y
13943 | Ocean County Utilities Auth | 54569 | Bayville Central Facility | NJ | Ocean | COG3 | Other Waste Biomass | IC |  | S | X | X |  |  | 0.3 | 0.9 | 0.3 | 0.3 | 0.2 | N |  |  | OP | X | 9 | 1988 |  |  | Y | Commercial CHP | 5 | B: T; PC: OBG; NG: NG |  |  |  | N | N |  | 1H | [23 empty] | Y | Y
63351 | St.Joseph's Regional Medical Center | 63645 | St.Joseph's Regional Medical Center | NJ | Passaic | E10 | Petroleum Liquids | IC |  | S | X | X |  |  | 0.3 | 0.8 | 0.3 | 0.3 | 0.1 | N |  |  | SB | N | 1 | 2001 |  |  | N | Commercial Non-CHP | 4 | B: X; PC: DFO | [6 empty] | 10M | [23 empty] | N
63351 | St.Joseph's Regional Medical Center | 63645 | St.Joseph's Regional Medical Center | NJ | Passaic | 7E600 | Petroleum Liquids | IC |  | S | X | X |  |  | 0.6 | 0.8 | 0.6 | 0.6 | 0.1 | N |  |  | SB | N | 1 | 2001 |  |  | N | Commercial Non-CHP | 4 | B: X; PC: DFO | [6 empty] | 10M | [23 empty] | N
63351 | St.Joseph's Regional Medical Center | 63645 | St.Joseph's Regional Medical Center | NJ | Passaic | 9E600 | Petroleum Liquids | IC |  | S | X | X |  |  | 0.6 | 0.8 | 0.6 | 0.6 | 0.1 | N |  |  | SB | N | 1 | 2001 |  |  | N | Commercial Non-CHP | 4 | B: X; PC: DFO | [6 empty] | 10M | [23 empty] | N
63351 | St.Joseph's Regional Medical Center | 63645 | St.Joseph's Regional Medical Center | NJ | Passaic | 8E675 | Petroleum Liquids | IC |  | S | X | X |  |  | 0.7 | 0.8 | 0.7 | 0.7 | 0.1 | N |  |  | SB | N | 1 | 2001 |  |  | N | Commercial Non-CHP | 4 | B: X; PC: DFO | [6 empty] | 10M | [23 empty] | N
56355 | LES Project Holdings LLC | 54980 | Ocean County Landfill | NJ | Ocean | UNT1 | Landfill Gas | IC |  | S | X | X |  |  | 0.8 | 0.95 | 0.8 | 0.8 | 0.6 | N |  |  | OP | X | 2 | 1997 |  |  | N | IPP Non-CHP | 2 | B: X; PC: LFG |  |  |  | N | N |  | 10M | [23 empty] | N
56355 | LES Project Holdings LLC | 54980 | Ocean County Landfill | NJ | Ocean | UNT2 | Landfill Gas | IC |  | S | X | X |  |  | 0.8 | 0.95 | 0.8 | 0.8 | 0.6 | N |  |  | OP | X | 2 | 1997 |  |  | N | IPP Non-CHP | 2 | B: X; PC: LFG |  |  |  | N | N |  | 10M | [23 empty] | N
56355 | LES Project Holdings LLC | 54980 | Ocean County Landfill | NJ | Ocean | UNT3 | Landfill Gas | IC |  | S | X | X |  |  | 0.8 | 0.95 | 0.8 | 0.8 | 0.6 | N |  |  | OP | X | 2 | 1997 |  |  | N | IPP Non-CHP | 2 | B: X; PC: LFG |  |  |  | N | N |  | 10M | [23 empty] | N
56355 | LES Project Holdings LLC | 54980 | Ocean County Landfill | NJ | Ocean | UNT4 | Landfill Gas | IC |  | S | X | X |  |  | 0.8 | 0.95 | 0.8 | 0.8 | 0.6 | N |  |  | OP | X | 2 | 1997 |  |  | N | IPP Non-CHP | 2 | B: X; PC: LFG |  |  |  | N | N |  | 10M | [23 empty] | N | N
56355 | LES Project Holdings LLC | 54980 | Ocean County Landfill | NJ | Ocean | UNT5 | Landfill Gas | IC |  | S | X | X |  |  | 0.8 | 0.95 | 0.8 | 0.8 | 0.6 | N |  |  | OP | X | 2 | 1997 |  |  | N | IPP Non-CHP | 2 | B: X; PC: LFG |  |  |  | N | N |  | 10M | [23 empty] | N | N
56355 | LES Project Holdings LLC | 54980 | Ocean County Landfill | NJ | Ocean | UNT6 | Landfill Gas | IC |  | S | X | X |  |  | 0.8 | 0.95 | 0.8 | 0.8 | 0.6 | N |  |  | OP | X | 2 | 1997 |  |  | N | IPP Non-CHP | 2 | B: X; PC: LFG |  |  |  | N | N |  | 10M | [23 empty] | N | N
63351 | St.Joseph's Regional Medical Center | 63645 | St.Joseph's Regional Medical Center | NJ | Passaic | E16 | Petroleum Liquids | IC |  | S | X | X |  |  | 0.8 | 0.8 | 0.8 | 0.8 | 0.1 | N |  |  | SB | N | 1 | 2011 |  |  | N | Commercial Non-CHP | 4 | B: X; PC: DFO | [6 empty] | 10M | [23 empty] | N
57249 | EPP Renewable Energy | 56511 | Pennsauken Landfill | NJ | Camden | GEN1 | Landfill Gas | IC |  | S | X | X | 38367933 | 38367933 | 0.9 | 0.8 | 0.9 | 0.9 | 0.5 | N |  |  | OP | X | 12 | 2004 |  |  | N | IPP Non-CHP | 2 | B: X; PC: LFG |  |  |  | N |  |  | 12H | [23 empty] | N | N | N
57249 | EPP Renewable Energy | 56511 | Pennsauken Landfill | NJ | Camden | GEN2 | Landfill Gas | IC |  | S | X | X | 38367933 | 38367933 | 0.9 | 0.8 | 0.9 | 0.9 | 0.5 | N |  |  | OP | X | 12 | 2004 |  |  | N | IPP Non-CHP | 2 | B: X; PC: LFG |  |  |  | N |  |  | 12H | [23 empty] | N | N | N
2265 | Bristol-Myers Squibb Co | 54829 | Bristol Myers Squibb New Brunswick | NJ | Middlesex | GEN2 | Natural Gas Steam Turbine | ST |  | S | X | X |  |  | 1 | 0.8 | 0.6 | 1 | 0.2 | N |  |  | SB | Y | 8 | 1999 |  |  | Y | Industrial CHP | 7 | B: T; PC: NG; NG: DFO; NG: NG |  |  |  | N | N |  | 1H | [23 empty] | Y | N | Y
62112 | Overlook Medical Center | 62622 | Overlook Medical Center | NJ | Union | CHPS1 | Natural Gas Internal Combustion Engine | IC |  | S | X | X |  |  | 1 | 0.8 | 1 | 1 | 0.3 | N |  |  | OP | X | 1 | 2012 |  |  | Y | Commercial CHP | 5 | [11 empty] | N | N |  | 1H | [23 empty] | N | N | N | bar: B to PC
62112 | Overlook Medical Center | 62622 | Overlook Medical Center | NJ | Union | CHPS2 | Natural Gas Internal Combustion Engine | IC |  | S | X | X |  |  | 1 | 0.8 | 1 | 1 | 0.3 | N |  |  | OP | X | 1 | 2012 |  |  | Y | Commercial CHP | 5 | [11 empty] | N | N |  | 1H | [23 empty] | N | N | N | bar: B to PC
63351 | St.Joseph's Regional Medical Center | 63645 | St.Joseph's Regional Medical Center | NJ | Passaic | E27 | Petroleum Liquids | IC |  | S | X | X |  |  | 1 | 0.8 | 1 | 1 | 0.1 | N |  |  | SB | N | 1 | 2011 |  |  | N | Commercial Non-CHP | 4 | B: X; PC: DFO | [6 empty] | 10M | [23 empty] | N
63351 | St.Joseph's Regional Medical Center | 63645 | St.Joseph's Regional Medical Center | NJ | Passaic | E28 | Petroleum Liquids | IC |  | S | X | X |  |  | 1 | 0.8 | 1 | 1 | 0.1 | N |  |  | SB | N | 1 | 2011 |  |  | N | Commercial Non-CHP | 4 | B: X; PC: DFO | [6 empty] | 10M | [23 empty] | N
63351 | St.Joseph's Regional Medical Center | 63645 | St.Joseph's Regional Medical Center | NJ | Passaic | E29 | Petroleum Liquids | IC |  | S | X | X |  |  | 1 | 0.8 | 1 | 1 | 0.1 | N |  |  | SB | N | 1 | 2011 |  |  | N | Commercial Non-CHP | 4 | B: X; PC: DFO | [6 empty] | 10M | [23 empty] | N
2265 | Bristol-Myers Squibb Co | 58947 | Bristol Myers Squibb Lawrenceville | NJ | Mercer | DG101 | Petroleum Liquids | IC |  | S | X | X |  |  | 1.2 | 0.8 | 0.9 | 0.9 | 0.5 | N |  |  | SB | Y | 1 | 1991 |  |  | N | IPP Non-CHP | 2 | B: X; PC: DFO |  |  |  | N | N |  | 1H | [23 empty] | N | N | N
62150 | 2016 ESA Project Company, LLC | 63713 | IIV000 Mt Bethel Fuel Cell | NJ | Somerset | IIV0A | Other Natural Gas | FC |  | S | X | X |  |  | 1.3 | 0.99 | 1.3 | 1.3 | 1.3 | N |  |  | OP | X | 1 | 2019 |  |  | N | IPP Non-CHP | 2 | [11 empty] | N | N |  | 12H | [23 empty] | N | bar: B to PC
62150 | 2016 ESA Project Company, LLC | 63713 | IIV000 Mt Bethel Fuel Cell | NJ | Somerset | IIV0B | Other Natural Gas | FC |  | S | X | X |  |  | 1.3 | 0.99 | 1.3 | 1.3 | 1.3 | N |  |  | OP | X | 1 | 2019 |  |  | N | IPP Non-CHP | 2 | [11 empty] | N | N |  | 12H | [23 empty] | N | bar: B to PC
11401 | Mars Wrigley Confectionery US, LLC | 10061 | Mars Wrigley Confectionery US, LLC | NJ | WARREN | GEN2 | Natural Gas Fired Combined Cycle | CA | CC1 | S | N | X |  |  | 1.4 | 0.8 | 0.7 | 1.2 | 0.5 | N |  |  | OS | X | 10 | 1984 |  |  | Y | Industrial CHP | 7 | [11 empty] | N | N |  | 1H | [20 empty] | N |  |  | N | N | N | bar: B to PC
13943 | Ocean County Utilities Auth | 54569 | Bayville Central Facility | NJ | Ocean | COG4 | Petroleum Liquids | IC |  | S | X | X |  |  | 1.5 | 0.8 | 1.5 | 1.5 | 0.7 | N |  |  | OP | X | 5 | 2002 |  |  | N | Commercial CHP | 5 | B: X; PC: DFO |  |  |  | N | N |  | 10M | [23 empty] | N | N
13943 | Ocean County Utilities Auth | 54569 | Bayville Central Facility | NJ | Ocean | COG5 | Petroleum Liquids | IC |  | S | X | X |  |  | 1.5 | 0.8 | 1.5 | 1.5 | 0.7 | N |  |  | OP | X | 5 | 2002 |  |  | N | Commercial CHP | 5 | B: X; PC: DFO |  |  |  | N | N |  | 10M | [23 empty] | N | N
13943 | Ocean County Utilities Auth | 54569 | Bayville Central Facility | NJ | Ocean | COG6 | Petroleum Liquids | IC |  | S | X | X |  |  | 1.5 | 0.8 | 1.5 | 1.5 | 0.7 | N |  |  | OP | X | 5 | 2002 |  |  | N | Commercial CHP | 5 | B: X; PC: DFO |  |  |  | N | N |  | 10M | [23 empty] | N | N
13943 | Ocean County Utilities Auth | 54569 | Bayville Central Facility | NJ | Ocean | COG7 | Petroleum Liquids | IC |  | S | X | X |  |  | 1.5 | 0.8 | 1.5 | 1.5 | 0.7 | N |  |  | OP | X | 5 | 2002 |  |  | N | Commercial CHP | 5 | B: X; PC: DFO |  |  |  | N | N |  | 10M | [23 empty] | N | N
62150 | 2016 ESA Project Company, LLC | 63702 | EQX002 Secaucus Rd Fuel Cell | NJ | Hudson | EQX02 | Other Natural Gas | FC |  | S | X | X |  |  | 1.5 | 0.99 | 1.5 | 1.5 | 1.5 | N |  |  | OP | X | 7 | 2019 |  |  | N | IPP Non-CHP | 2 | [12 empty] | N |  | 12H | [23 empty] | N | bar: B to PC
56355 | LES Project Holdings LLC | 54980 | Ocean County Landfill | NJ | Ocean | UNT10 | Landfill Gas | IC |  | S | X | X |  |  | 1.6 | 0.95 | 1.5 | 1.5 | 0.6 | N |  |  | OP | X | 6 | 2006 |  |  | N | IPP Non-CHP | 2 | B: X; PC: LFG |  |  |  | N | N |  | 10M | [23 empty] | N | N
56355 | LES Project Holdings LLC | 54980 | Ocean County Landfill | NJ | Ocean | UNT11 | Landfill Gas | IC |  | S | X | X |  |  | 1.6 | 0.95 | 1.5 | 1.5 | 0.6 | N |  |  | OP | X | 6 | 2006 |  |  | N | IPP Non-CHP | 2 | B: X; PC: LFG |  |  |  | N | N |  | 10M | [23 empty] | N | N
56355 | LES Project Holdings LLC | 54980 | Ocean County Landfill | NJ | Ocean | UNT12 | Landfill Gas | IC |  | S | X | X |  |  | 1.6 | 0.95 | 1.5 | 1.5 | 0.6 | N |  |  | OP | X | 6 | 2006 |  |  | N | IPP Non-CHP | 2 | B: X; PC: LFG |  |  |  | N | N |  | 10M | [23 empty] | N | N
56355 | LES Project Holdings LLC | 54980 | Ocean County Landfill | NJ | Ocean | UNT7 | Landfill Gas | IC |  | S | X | X |  |  | 1.6 | 0.95 | 1.5 | 1.5 | 0.6 | N |  |  | OP | X | 6 | 2006 |  |  | N | IPP Non-CHP | 2 | B: X; PC: LFG |  |  |  | N | N |  | 10M | [23 empty] | N | N
56355 | LES Project Holdings LLC | 54980 | Ocean County Landfill | NJ | Ocean | UNT8 | Landfill Gas | IC |  | S | X | X |  |  | 1.6 | 0.95 | 1.5 | 1.5 | 0.6 | N |  |  | OP | X | 6 | 2006 |  |  | N | IPP Non-CHP | 2 | B: X; PC: LFG |  |  |  | N | N |  | 10M | [23 empty] | N | N
56355 | LES Project Holdings LLC | 54980 | Ocean County Landfill | NJ | Ocean | UNT9 | Landfill Gas | IC |  | S | X | X |  |  | 1.6 | 0.95 | 1.5 | 1.5 | 0.6 | N |  |  | OP | X | 6 | 2006 |  |  | N | IPP Non-CHP | 2 | B: X; PC: LFG |  |  |  | N | N |  | 10M | [23 empty] | N | N
57249 | EPP Renewable Energy | 56884 | Cumberland County Solid Waste Complex | NJ | Cumberland | GEN 2 | Landfill Gas | IC |  | W | X | X |  |  | 1.6 | 0.8 | 1.6 | 1.6 | 0.8 | N |  |  | OP | X | 11 | 2008 |  |  | N | IPP Non-CHP | 2 | B: X; PC: LFG |  |  |  | N |  |  | 12H | [23 empty] | N
57249 | EPP Renewable Energy | 56884 | Cumberland County Solid Waste Complex | NJ | Cumberland | GEN 3 | Landfill Gas | IC |  | W | X | X |  |  | 1.6 | 0.8 | 1.6 | 1.6 | 0.8 | N |  |  | OP | X | 11 | 2008 |  |  | N | IPP Non-CHP | 2 | B: X; PC: LFG |  |  |  | N |  |  | 12H | [23 empty] | N
57249 | EPP Renewable Energy | 56884 | Cumberland County Solid Waste Complex | NJ | Cumberland | GEN1 | Landfill Gas | IC |  | W | X | X |  |  | 1.6 | 0.8 | 1.6 | 1.6 | 0.8 | N |  |  | OP | X | 11 | 2008 |  |  | N | IPP Non-CHP | 2 | B: X; PC: LFG |  |  |  | N |  |  | 12H | [23 empty] | N
57173 | AC Landfill Energy LLC | 57845 | AC Landfill Energy LLC | NJ | Atlantic | UNIT1 | Landfill Gas | IC |  | S | X | X |  |  | 1.6 | 1 | 1.5 | 1.5 | 0.8 | N |  |  | OP | X | 3 | 2005 | 9 | 2021 | N | IPP Non-CHP | 2 | B: X; PC: LFG |  |  |  | N | N |  | 10M | [23 empty] | N | N
57173 | AC Landfill Energy LLC | 57845 | AC Landfill Energy LLC | NJ | Atlantic | UNIT2 | Landfill Gas | IC |  | S | X | X |  |  | 1.9 | 1 | 1.8 | 1.8 | 1 | N |  |  | OP | X | 3 | 2005 | 9 | 2021 | N | IPP Non-CHP | 2 | B: X; PC: LFG |  |  |  | N | N |  | 10M | [23 empty] | N | N
57249 | EPP Renewable Energy | 56701 | Haworth Water Treatment Plant | NJ | Bergen | GEN1 | Natural Gas Internal Combustion Engine | IC |  | S | X | X |  |  | 2 | 0.8 | 2 | 2 | 1 | N |  |  | OP | X | 12 | 2004 |  |  | N | IPP Non-CHP | 2 | [11 empty] | N | N |  | 12H | [23 empty] | N | bar: B to PC
57249 | EPP Renewable Energy | 56701 | Haworth Water Treatment Plant | NJ | Bergen | GEN2 | Natural Gas Internal Combustion Engine | IC |  | S | X | X |  |  | 2 | 0.8 | 2 | 2 | 1 | N |  |  | OP | X | 12 | 2004 |  |  | N | IPP Non-CHP | 2 | [11 empty] | N | N |  | 12H | [23 empty] | N | bar: B to PC
57249 | EPP Renewable Energy | 56701 | Haworth Water Treatment Plant | NJ | Bergen | GEN3 | Natural Gas Internal Combustion Engine | IC |  | S | X | X |  |  | 2 | 0.8 | 2 | 2 | 1 | N |  |  | OP | X | 12 | 2004 |  |  | N | IPP Non-CHP | 2 | [11 empty] | N | N |  | 12H | [23 empty] | N | bar: B to PC
57249 | EPP Renewable Energy | 56701 | Haworth Water Treatment Plant | NJ | Bergen | GEN4 | Natural Gas Internal Combustion Engine | IC |  | S | X | X |  |  | 2 | 0.8 | 2 | 2 | 1 | N |  |  | OP | X | 12 | 2004 |  |  | N | IPP Non-CHP | 2 | [11 empty] | N | N |  | 12H | [23 empty] | N | bar: B to PC
16864 | Seaside Heights Municipal Utility | 58172 | Seaside Heights Power Plant | NJ | Ocean | UINT3 | Petroleum Liquids | IC |  | S | X | X |  |  | 2 | 0.8 | 2 | 2 | 0.1 | N |  |  | OA | X | 9 | 2012 |  |  | N | Electric Utility | 1 | B: X; PC: DFO |  |  |  | N | N |  | 10M | [23 empty] | N | N | N
16864 | Seaside Heights Municipal Utility | 58172 | Seaside Heights Power Plant | NJ | Ocean | UNIT1 | Petroleum Liquids | IC |  | S | X | X |  |  | 2 | 0.8 | 2 | 2 | 0.1 | N |  |  | OA | X | 9 | 2012 |  |  | N | Electric Utility | 1 | B: X; PC: DFO |  |  |  | N | N |  | 10M | [23 empty] | N | N | N
16864 | Seaside Heights Municipal Utility | 58172 | Seaside Heights Power Plant | NJ | Ocean | UNIT2 | Petroleum Liquids | IC |  | S | X | X |  |  | 2 | 0.8 | 2 | 2 | 0.1 | N |  |  | OA | X | 9 | 2012 |  |  | N | Electric Utility | 1 | B: X; PC: DFO |  |  |  | N | N |  | 10M | [23 empty] | N | N | N
63953 | Hopewell Campus Owners LLC | 60933 | Hopewell Cogeneration NJ | NJ | Mercer | GEN1 | Natural Gas Internal Combustion Engine | IC |  | S | X | X |  |  | 2 | 0.8 | 2 | 2 | 1.5 | N |  |  | OP | X | 8 | 2015 |  |  | Y | Commercial CHP | 5 | [11 empty] | N | N |  | 10M | [23 empty] | N | bar: B to PC
63953 | Hopewell Campus Owners LLC | 60933 | Hopewell Cogeneration NJ | NJ | Mercer | GEN2 | Natural Gas Internal Combustion Engine | IC |  | S | X | X |  |  | 2 | 0.8 | 2 | 2 | 1.5 | N |  |  | OP | X | 8 | 2015 |  |  | Y | Commercial CHP | 5 | [11 empty] | N | N |  | 10M | [23 empty] | N | bar: B to PC
61440 | Princeton Energy Center LLC | 61822 | Princeton Energy Center, LLC | NJ | Middlesex | EDG1 | Petroleum Liquids | IC |  | S | X | X |  |  | 2 | 0.9 | 2 | 2 | 0.7 | N |  |  | SB | Y | 12 | 2012 |  |  | N | Commercial CHP | 5 | B: X; PC: DFO |  |  |  |  | N |  | 10M | [23 empty] | N
61440 | Princeton Energy Center LLC | 61822 | Princeton Energy Center, LLC | NJ | Middlesex | EDG2 | Petroleum Liquids | IC |  | S | X | X |  |  | 2 | 0.9 | 2 | 2 | 0.7 | N |  |  | SB | Y | 12 | 2012 |  |  | N | Commercial CHP | 5 | B: X; PC: DFO |  |  |  |  | N |  | 10M | [23 empty] | N
61440 | Princeton Energy Center LLC | 61822 | Princeton Energy Center, LLC | NJ | Middlesex | EDG3 | Petroleum Liquids | IC |  | S | X | X |  |  | 2 | 0.9 | 2 | 2 | 0.7 | N |  |  | SB | Y | 12 | 2012 |  |  | N | Commercial CHP | 5 | B: X; PC: DFO |  |  |  |  | N |  | 10M | [23 empty] | N
62112 | Overlook Medical Center | 62622 | Overlook Medical Center | NJ | Union | CHPS3 | Petroleum Liquids | IC |  | S | X | X |  |  | 2 | 0.8 | 2 | 2 | 0.3 | N |  |  | SB | N | 1 | 2012 |  |  | Y | Commercial CHP | 5 | B: T; PC: DFO |  |  |  | N | N |  | 1H | [23 empty] | N | N | N
62150 | 2016 ESA Project Company, LLC | 63703 | EQX003 Secaucus Rd Fuel Cell | NJ | Hudson | EQX03 | Other Natural Gas | FC |  | S | X | X |  |  | 2 | 0.99 | 2 | 2 | 2 | N |  |  | OP | X | 9 | 2018 |  |  | N | IPP Non-CHP | 2 | [11 empty] | N | N |  | 12H | [23 empty] | N | bar: B to PC
62150 | 2016 ESA Project Company, LLC | 63706 | EQX012 Harz Fuel Cell | NJ | Hudson | EQX12 | Other Natural Gas | FC |  | S | X | X |  |  | 2.5 | 0.99 | 2.5 | 2.5 | 2.5 | N |  |  | OP | X | 7 | 2018 |  |  | N | IPP Non-CHP | 2 | [11 empty] | N | N |  | 12H | [23 empty] | N | bar: B to PC
63230 | UMM Energy Partners LLC. | 63501 | Montclair State University Cogen | NJ | Passaic | ENG-1 | Natural Gas Internal Combustion Engine | IC |  | S | X | X |  |  | 2.7 | 0.8 | 2.7 | 2.7 | 1.3 | N |  |  | OP | X | 6 | 2018 |  |  | Y | Commercial CHP | 5 | [11 empty] | N | N |  | 10M | [23 empty] | N | N | bar: B to PC
63230 | UMM Energy Partners LLC. | 63501 | Montclair State University Cogen | NJ | Passaic | ENG-2 | Natural Gas Internal Combustion Engine | IC |  | S | X | X |  |  | 2.7 | 0.8 | 2.7 | 2.7 | 1.3 | N |  |  | OP | X | 6 | 2018 |  |  | Y | Commercial CHP | 5 | [11 empty] | N | N |  | 10M | [23 empty] | N | N | bar: B to PC
57130 | Janssen Pharmaceutical Co | 59055 | Rariton OMP | NJ | Somerset | CHP1 | Natural Gas Internal Combustion Engine | IC |  | S | X | X |  |  | 3 | 0.9 | 3 | 3 | 1.6 | N |  |  | OP | X | 2 | 2009 |  |  | N | IPP Non-CHP | 2 | [11 empty] | N | N |  | 1H | [23 empty] | N | N | N | bar: B to PC; NG
63229 | Essex County Correctional Facility Cogen | 63540 | Essex County Correctional Facility Cogen | NJ | Essex | EG1 | Natural Gas Internal Combustion Engine | IC |  | W | X | X |  |  | 3.1 | 0.8 | 3 | 3 | 1.5 | N |  |  | OP | X | 1 | 2003 |  |  | Y | IPP CHP | 3 | [11 empty] | N | N |  | 1H | [23 empty] | N | bar: B to PC
63229 | Essex County Correctional Facility Cogen | 63540 | Essex County Correctional Facility Cogen | NJ | Essex | EG2 | Natural Gas Internal Combustion Engine | IC |  | W | X | X |  |  | 3.1 | 0.8 | 3 | 3 | 1.5 | N |  |  | OP | X | 1 | 2003 |  |  | Y | IPP CHP | 3 | [11 empty] | N | N |  | 1H | [23 empty] | N | bar: B to PC
58929 | Cape May County Municipal | 59116 | Woodbine Landfill Plant | NJ | Cape May | V1021 | Landfill Gas | IC |  | S | X | X | CORSON 69 KV CMCMUALF | CORSON 69 KV CMCMUALF | 3.2 | 0.8 | 2.1 | 2.1 | 0.5 | N |  |  | OP | X | 10 | 2013 |  |  | N | Commercial Non-CHP | 4 | B: X; PC: LFG | [6 empty] | 10M | [23 empty] | N | N | N
60571 | AEP Onsite Partners, LLC | 64142 | LabCorp Engine | NJ | Somerset | LCG | Natural Gas Internal Combustion Engine | IC |  | S | X | X |  |  | 3.2 | 0.8 | 3.2 | 3.2 | 0.1 | N |  |  | OP | X | 12 | 2019 |  |  | N | IPP Non-CHP | 2 | [11 empty] | N | N |  | 1H | [23 empty] | N | bar: B to PC
58485 | Rutgers, The State University of NJ | 50411 | Rutgers Biomedical and Health Cogen | NJ | Essex | GEN1 | Natural Gas Fired Combustion Turbine | GT |  | S | X | X |  |  | 3.5 | 0.96 | 3.4 | 3.7 | 2.3 | N |  |  | OA | X | 7 | 1989 |  |  | Y | Commercial CHP | 5 | B: T; PC: NG; NG: DFO |  |  |  | N | N |  | 1H | [7 empty] | 5.7 | 5.7 | 8 | 2021 | [12 empty] | N | N | N
58485 | Rutgers, The State University of NJ | 50411 | Rutgers Biomedical and Health Cogen | NJ | Essex | GEN2 | Natural Gas Fired Combustion Turbine | GT |  | S | X | X |  |  | 3.5 | 0.96 | 3.4 | 3.7 | 2.3 | N |  |  | OA | X | 7 | 1989 |  |  | Y | Commercial CHP | 5 | B: T; PC: NG; NG: DFO |  |  |  | N | N |  | 1H | [7 empty] | 5.7 | 5.7 | 8 | 2021 | [12 empty] | N | N | N
58485 | Rutgers, The State University of NJ | 50411 | Rutgers Biomedical and Health Cogen | NJ | Essex | GEN3 | Natural Gas Fired Combustion Turbine | GT |  | S | X | X |  |  | 3.5 | 0.96 | 3.4 | 3.7 | 2.3 | N |  |  | OA | X | 7 | 1989 |  |  | Y | Commercial CHP | 5 | B: T; PC: NG; NG: DFO |  |  |  | N | N |  | 1H | [7 empty] | 5.7 | 5.7 | 8 | 2021 | [12 empty] | N | N | N
63218 | DCO Burlington | 63492 | DCO Burlington | NJ | Burlington | CTG-1 | Natural Gas Fired Combustion Turbine | GT |  | J | X | X |  |  | 3.5 | 1 | 2.7 | 3.8 | 2.4 | N |  |  | OP | X | 6 | 2012 |  |  | Y | Industrial CHP | 7 | [11 empty] | N | N |  | 10M | [23 empty] | N | N | N | bar: B to PC
57249 | EPP Renewable Energy | 56701 | Haworth Water Treatment Plant | NJ | Bergen | GEN5 | Petroleum Liquids | IC |  | S | X | X |  |  | 4 | 1 | 3.9 | 3.9 | 1 | N |  |  | OP | X | 1 | 2018 |  |  | N | IPP Non-CHP | 2 | B: X; PC: DFO |  |  |  | N | N |  | 12H | [23 empty] | N
57249 | EPP Renewable Energy | 56701 | Haworth Water Treatment Plant | NJ | Bergen | GEN6 | Petroleum Liquids | IC |  | S | X | X |  |  | 4 | 1 | 3.9 | 3.9 | 1 | N |  |  | OP | X | 1 | 2018 |  |  | N | IPP Non-CHP | 2 | B: X; PC: DFO |  |  |  | N | N |  | 12H | [23 empty] | N
2265 | Bristol-Myers Squibb Co | 58947 | Bristol Myers Squibb Lawrenceville | NJ | Mercer | TG101 | Natural Gas Fired Combustion Turbine | GT |  | S | X | X |  |  | 4.3 | 0.8 | 4 | 4.4 | 2.4 | N |  |  | OP | X | 4 | 1995 |  |  | N | IPP Non-CHP | 2 | B: X; PC: NG; NG: DFO |  |  |  | N | N |  | 1H | [23 empty] | Y | N | Y
12311 | Merck & Co Inc | 10224 | Merck Rahway Power Plant | NJ | Union | GEN9A | Natural Gas Steam Turbine | ST |  | S | X | X |  |  | 4.5 | 0.9 | 5.1 | 5.1 | 1 | N |  |  | OP | X | 12 | 2017 |  |  | N | Industrial CHP | 7 | B: X; PC: NG; NG: DFO; NG: NG |  |  |  | N | N |  | 12H | [23 empty] | Y | N | Y
61440 | Princeton Energy Center LLC | 61822 | Princeton Energy Center, LLC | NJ | Middlesex | GT1 | Natural Gas Fired Combustion Turbine | GT |  | S | X | X |  |  | 4.6 | 0.9 | 4.4 | 4.4 | 2 | N |  |  | OP | X | 10 | 2012 |  |  | Y | Commercial CHP | 5 | [14 empty] | 1H | [23 empty] | N | bar: B to PC
62860 | COE Bridgewater LLC c/o Thor Equities, LLC | 10122 | CIP II/AR Bridgewater Holdings - NJCOE | NJ | Somerset | 02 | Natural Gas Fired Combustion Turbine | GT |  | S | X | X | N/A | N/A | 5 | 0.9 | 4.1 | 4.2 | 2 | N |  |  | OP | X | 11 | 2002 |  |  | Y | Commercial CHP | 5 | B: T; PC: NG; NG: DFO |  |  |  | N | N |  | 1H |  |  |  |  | N | [15 empty] | Y | 4 | 2021 | Y | N | Y
12311 | Merck & Co Inc | 10224 | Merck Rahway Power Plant | NJ | Union | GEN8 | Natural Gas Steam Turbine | ST |  | S | X | X |  |  | 5 | 0.8 | 5 | 5 | 2 | N |  |  | OS | X | 1 | 1977 |  |  | Y | Industrial CHP | 7 | B: T; PC: NG; NG: DFO; NG: NG |  |  |  | N | N |  | 12H | [23 empty] | Y | N | Y
60557 | PB Nutclif Master, LLC | 10123 | Hoffmann LaRoche | NJ | Essex | TG01 | Natural Gas Fired Combustion Turbine | GT |  | S | X | X |  |  | 5.3 | 0.9 | 4.1 | 5.3 | 2.8 | N |  |  | OP | X | 5 | 2004 |  |  | Y | Industrial CHP | 7 | B: T; PC: NG; NG: DFO; NG: NG |  |  |  | N | N |  | 1H | [23 empty] | Y | N | Y
60557 | PB Nutclif Master, LLC | 10123 | Hoffmann LaRoche | NJ | Essex | TG03 | Natural Gas Fired Combustion Turbine | GT |  | S | X | X |  |  | 5.3 | 0.9 | 4.1 | 5.3 | 2.8 | N |  |  | OP | X | 5 | 2004 |  |  | Y | Industrial CHP | 7 | B: T; PC: NG; NG: DFO; NG: NG |  |  |  | N | N |  | 1H | [23 empty] | Y | N | Y
63222 | ACM Energy, LLC | 63483 | ACM - Midtown Thermal | NJ | Atlantic | T60-1 | Natural Gas Fired Combustion Turbine | GT |  | S | X | X |  |  | 5.5 | 0.9 | 5.2 | 6.1 | 3.5 | N |  |  | OP | X | 1 | 2012 |  |  | Y | Commercial CHP | 5 | B: T; PC: NG; NG: DFO |  |  |  | N | N |  | 12H | [20 empty] | N |  |  | Y | N | Y
19148 | Vicinity Energy Trenton, L.P. | 50094 | Vicinity Energy Trenton, L.P. | NJ | Mercer | 7214 | Natural Gas Internal Combustion Engine | IC |  | S | X | X |  |  | 6 | 0.8 | 5.8 | 5.8 | 2.8 | N |  |  | OP | X | 12 | 1983 |  |  | Y | Commercial CHP | 5 | B: T; PC: NG; NG: DFO |  |  |  | N | N |  | 1H | [23 empty] | Y | N | Y
49775 | Middlesex County Utilities Authority | 56119 | Middlesex County Utilities Authority | NJ | MIDDLESEX | 100 | Landfill Gas | CT | CA1 | S | X | Y |  |  | 6 | 1 | 4.1 | 4.9 | 3 | N |  |  | OP | X | 10 | 2001 |  |  | Y | IPP CHP | 3 | B: T; PC: LFG; NG: NG |  |  |  | N | N |  | 1H | [20 empty] | N |  |  | N | N | N
49775 | Middlesex County Utilities Authority | 56119 | Middlesex County Utilities Authority | NJ | MIDDLESEX | 200 | Landfill Gas | CT | CA1 | S | X | Y |  |  | 6 | 1 | 4.1 | 4.9 | 3 | N |  |  | OP | X | 10 | 2001 |  |  | Y | IPP CHP | 3 | B: T; PC: LFG; NG: NG |  |  |  | N | N |  | 1H | [20 empty] | N |  |  | N | N | N
58137 | The College of New Jersey | 58165 | College of New Jersey | NJ | Mercer | COGEN | Natural Gas Internal Combustion Engine | IC |  | S | X | X |  |  | 6.2 | 0.8 | 4.2 | 5.6 | 2.5 | N |  |  | OP | X | 7 | 1996 |  |  | Y | Commercial CHP | 5 | B: T; PC: NG; NG: DFO |  |  |  | N | N |  | 1H | [23 empty] | Y | N | Y
63230 | UMM Energy Partners LLC. | 63501 | Montclair State University Cogen | NJ | Passaic | CTG-1 | Natural Gas Fired Combustion Turbine | GT |  | S | X | X |  |  | 6.4 | 0.8 | 5.4 | 5.8 | 2.5 | N |  |  | OP | X | 9 | 2013 |  |  | Y | Commercial CHP | 5 | B: T; PC: NG; NG: DFO; NG: NG |  |  |  | N | N | 0 | 10M | [23 empty] | Y | N | Y
5530 | E F Kenilworth LLC | 10805 | Kenilworth Energy Facility | NJ | Union | GEN2 | Natural Gas Fired Combined Cycle | CA | G741 | S | N | X | 50389 Aldene | 50389 Aldene | 6.8 | 0.8 | 4.5 | 5.5 | 1.2 | N |  |  | OP | X | 4 | 1989 |  |  | Y | IPP CHP | 3 | B: B; PC: NG; NG: DFO |  |  |  | N | N |  | 1H | [23 empty] | Y | N | Y
63875 | DTE Atlantic, LLC | 62492 | DTE Atlantic, LLC | NJ | Atlantic | ACB-1 | Natural Gas Fired Combustion Turbine | GT |  | S | X | X |  |  | 7.5 | 1 | 7.1 | 7.8 | 5 | N |  |  | OP | X | 12 | 2010 |  |  | N | IPP Non-CHP | 2 | [11 empty] | N | N |  | 10M | [20 empty] | N |  |  | N | bar: B to PC
2265 | Bristol-Myers Squibb Co | 54829 | Bristol Myers Squibb New Brunswick | NJ | Middlesex | GEN1 | Natural Gas Fired Combustion Turbine | GT |  | S | X | X |  |  | 9.5 | 0.8 | 8.8 | 10.5 | 5.8 | N |  |  | OP | X | 7 | 1992 |  |  | Y | Industrial CHP | 7 | B: T; PC: NG; NG: DFO; NG: NG |  |  |  | N | N |  | 1H | [23 empty] | Y | N | Y
58179 | Cinnamon Bay LLC | 58208 | Cinnamon Bay Edgeboro Landfill | NJ | Middlesex | 1 | Landfill Gas | IC |  | S | X | X |  |  | 9.6 | 0.99 | 9.1 | 9.1 | 1.3 | N |  |  | OP | X | 8 | 2011 |  |  | N | IPP Non-CHP | 2 | B: X; PC: LFG; NG: NG; NG: LFG |  |  |  | N | N | 0 | 12H | [23 empty] | Y | Y | N
49775 | Middlesex County Utilities Authority | 56119 | Middlesex County Utilities Authority | NJ | MIDDLESEX | 300 | Landfill Gas | CA | CA1 | S | Y | X |  |  | 10.5 | 1 | 10.6 | 10.6 | 1.5 | N |  |  | OP | X | 1 | 1961 |  |  | Y | IPP CHP | 3 | B: B; PC: LFG; NG: NG |  |  |  | N | N |  | 1H | [20 empty] | N |  |  | N | N | N
12311 | Merck & Co Inc | 10224 | Merck Rahway Power Plant | NJ | Union | GEN9 | Natural Gas Steam Turbine | ST |  | S | X | X |  |  | 10.8 | 0.8 | 10.8 | 10.8 | 2 | N |  |  | OP | X | 1 | 2004 |  |  | Y | Industrial CHP | 7 | B: T; PC: NG; NG: DFO; NG: NG |  |  |  | N | N |  | 12H | [23 empty] | Y | N | Y
11401 | Mars Wrigley Confectionery US, LLC | 10061 | Mars Wrigley Confectionery US, LLC | NJ | WARREN | GEN1 | Natural Gas Fired Combined Cycle | CT | CC1 | S | X | N |  |  | 10.9 | 0.8 | 8.8 | 10.7 | 6 | N |  |  | OP | X | 5 | 1989 |  |  | Y | Industrial CHP | 7 | [11 empty] | N | N | 0 | 1H | [20 empty] | N |  |  | N | N | N | bar: B to PC
20541 | Wheelabrator Environmental Systems | 50885 | Wheelabrator Gloucester LP | NJ | Gloucester | GEN1 | Municipal Solid Waste | ST |  | S | X | X |  |  | 14 | 0.85 | 12 | 12 | 4 | N |  |  | OP | X | 1 | 1990 |  |  | N | IPP Non-CHP | 2 | B: X; PC: MSW; NG: NG |  |  |  | N | N |  | 12H | [23 empty] | N | N
19691 | Paulsboro Refining Company - LLC | 50628 | Paulsboro Refinery | NJ | Gloucester | GEN2 | Other Gases | ST | UTI1 | S | X | X |  |  | 15 | 0.85 | 14.5 | 14.5 | 2 | N |  |  | OP | X | 8 | 1982 |  |  | Y | Industrial CHP | 7 | T | OG | DFO | NG |  |  |  | OG |  |  |  | N |  |  | 12H | [20 empty] | N |  |  | Y | N | N
19691 | Paulsboro Refining Company - LLC | 50628 | Paulsboro Refinery | NJ | Gloucester | GEN3 | Other Gases | ST | UTI1 | S | X | X |  |  | 15 | 0.8 | 14.5 | 14.5 | 2 | N |  |  | OP | X | 9 | 1991 |  |  | Y | Industrial CHP | 7 | T | OG | DFO | NG |  |  |  | OG |  |  |  | N |  |  | 12H | [20 empty] | N |  |  | Y | N | N
58542 | Trustees of Princeton University | 58584 | Princeton University Cogeneration | NJ | Mercer | GT1 | Natural Gas Fired Combustion Turbine | GT |  | S | X | X | PSEG | PSEG | 15.5 | 0.8 | 15.5 | 15.5 | 7.5 | N |  |  | OP | X | 10 | 1996 |  |  | Y | Commercial CHP | 5 | B: T; PC: NG; NG: DFO |  |  |  | N | N |  | 1H | [23 empty] | Y | N | Y
49966 | Covanta Camden Energy Recovery Center | 10435 | Camden Resource Recovery Facility | NJ | Camden | TGA | Municipal Solid Waste | ST |  | S | X | X | CCRF | CCRF | 17.5 | 0.9 | 16.5 | 16.5 | 4 | N |  |  | OP | X | 3 | 1991 |  |  | N | IPP Non-CHP | 2 | B: X; PC: MSW; NG: NG |  |  |  | N | N |  | OVER |  |  | N |  | N | [18 empty] | N | N | N
49966 | Covanta Camden Energy Recovery Center | 10435 | Camden Resource Recovery Facility | NJ | Camden | TGB | Municipal Solid Waste | ST |  | S | X | X | CCRF | CCRF | 17.5 | 0.9 | 16.5 | 16.5 | 4 | N |  |  | OP | X | 3 | 1991 |  |  | N | IPP Non-CHP | 2 | B: X; PC: MSW; NG: NG |  |  |  | N | N |  | OVER |  |  | N |  | N | [18 empty] | N | N | N
19691 | Paulsboro Refining Company - LLC | 50628 | Paulsboro Refinery | NJ | Gloucester | GEN4 | Petroleum Coke | OT |  | S | X | X |  |  | 18 | 0.8 | 11.6 | 11.6 | 2 | N |  |  | OP | X | 11 | 2006 |  |  | N | Industrial CHP | 7 | [14 empty] | OVER | Y |  |  |  | Y | [18 empty] | N | bar: B to PC
61536 | Consolidated Edison Energy, Inc. | 50799 | Parlin Power Plant | NJ | Middlesex | GEN3 | Natural Gas Fired Combined Cycle | CA | PEC | W | Y | X |  |  | 21.6 | 0.85 | 20.6 | 20.6 | 5 | N |  |  | OP | X | 6 | 1991 |  |  | N | IPP Non-CHP | 2 | [11 empty] | N | N |  | 12H | [23 empty] | N | N | N | bar: B to PC
61536 | Consolidated Edison Energy, Inc. | 50799 | Parlin Power Plant | NJ | Middlesex | GEN4 | Natural Gas Fired Combined Cycle | CA | PEC | W | Y | X |  |  | 21.6 | 0.9 | 20.6 | 20.6 | 5 | N |  |  | OP | X | 6 | 1991 |  |  | N | IPP Non-CHP | 2 | [11 empty] | N | N |  | 12H | [23 empty] | N | N | N | bar: B to PC
5530 | E F Kenilworth LLC | 10805 | Kenilworth Energy Facility | NJ | Union | GEN1 | Natural Gas Fired Combined Cycle | CT | G741 | S | X | Y | 50389 Aldene | 50389 Aldene | 22 | 0.8 | 20 | 22 | 12 | N |  |  | OP | X | 3 | 1989 |  |  | Y | IPP CHP | 3 | B: T; PC: NG; NG: DFO |  |  |  | N | N |  | 1H | [23 empty] | Y | N | Y
63363 | Elmwood Park Power LLC | 50852 | Elmwood Park Power LLC | NJ | Bergen | GEN2 | Natural Gas Fired Combined Cycle | CA | CC1 | W | N | X | 119118161 | 119118061 | 22.9 | 0.85 |  |  |  | N |  |  | OP | X | 7 | 1989 | 3 | 2021 | N | IPP Non-CHP | 2 | [11 empty] | N | N |  | 12H | [23 empty] | N | N | N | bar: B to PC
60676 | New York Presbyterian Hospital | 61026 | New York Presbyterian Hospital-168th St | NY | New York | GARG | Petroleum Liquids | IC |  | S | X | X |  |  | 0.1 | 0.8 | 0.1 | 0.1 | 0 | N |  |  | SB | N | 1 | 2000 |  |  | N | Commercial Non-CHP | 4 | B: X; PC: DFO |  |  |  | N |  |  | 1H | [23 empty] | N
61618 | Kingsbrook Jewish Medical Center | 62050 | Kingsbrook Jewish Medical Center | NY | Kings | 115WA | Petroleum Liquids | IC |  | S | X | X |  |  | 0.1 | 0.8 | 0.1 | 0.1 | 0 | N |  |  | SB | N | 8 | 2005 |  |  | N | Commercial Non-CHP | 4 | B: X; PC: DFO | [6 empty] | 10M | [23 empty] | N
61936 | Albert Einstein College of Medicine | 62398 | Albert Einstein College of Medicine | NY | Bronx | CP919 | Petroleum Liquids | IC |  | S | X | X |  |  | 0.1 | 0.8 | 0.1 | 0.1 | 0.1 | N |  |  | SB | N | 1 | 2002 |  |  | N | Commercial Non-CHP | 4 | B: X; PC: DFO | [6 empty] | 10M | [23 empty] | N
63266 | Fordham University | 63544 | Fordham University | NY | Bronx | TB1 | Petroleum Liquids | IC |  | S | X | X |  |  | 0.1 | 0.8 | 0.1 | 0.1 | 0.1 | N |  |  | SB | N | 1 | 2010 |  |  | N | Commercial Non-CHP | 4 | B: X; PC: DFO | [6 empty] | 10M | [23 empty] | N
63266 | Fordham University | 63544 | Fordham University | NY | Bronx | TB2 | Petroleum Liquids | IC |  | S | X | X |  |  | 0.1 | 0.8 | 0.1 | 0.1 | 0.1 | N |  |  | SB | N | 1 | 2010 |  |  | N | Commercial Non-CHP | 4 | B: X; PC: DFO | [6 empty] | 10M | [23 empty] | N
63274 | Vassar Brothers Medical Center | 63550 | Vassar Brothers Medical Center | NY | Dutchess | FP-01 | Petroleum Liquids | IC |  | S | X | X |  |  | 0.1 | 0.8 | 0.1 | 0.1 | 0.1 | N |  |  | SB | N | 1 | 2000 |  |  | N | Commercial Non-CHP | 4 | B: X; PC: DFO | [6 empty] | 10M | [23 empty] | N
17460 | South Oak Hospital | 50136 | South Oaks Hospital | NY | Suffolk | CG1 | Natural Gas Internal Combustion Engine | IC |  | S | X | X |  |  | 0.2 | 1 | 0.1 | 0.1 | 0.1 | N |  |  | OP | X | 4 | 2008 |  |  | Y | Commercial CHP | 5 | [11 empty] | N | N |  | 10M | [23 empty] | N | bar: B to PC
17460 | South Oak Hospital | 50136 | South Oaks Hospital | NY | Suffolk | CG2 | Natural Gas Internal Combustion Engine | IC |  | S | X | X |  |  | 0.2 | 1 | 0.1 | 0.1 | 0.1 | N |  |  | OP | X | 4 | 2008 |  |  | Y | Commercial CHP | 5 | [11 empty] | N | N |  | 10M | [23 empty] | N | bar: B to PC
17460 | South Oak Hospital | 50136 | South Oaks Hospital | NY | Suffolk | CG3 | Natural Gas Internal Combustion Engine | IC |  | S | X | X |  |  | 0.2 | 1 | 0.1 | 0.1 | 0.1 | N |  |  | OP | X | 4 | 2008 |  |  | Y | Commercial CHP | 5 | [11 empty] | N | N |  | 10M | [23 empty] | N | bar: B to PC
17460 | South Oak Hospital | 50136 | South Oaks Hospital | NY | Suffolk | CG4 | Natural Gas Internal Combustion Engine | IC |  | S | X | X |  |  | 0.2 | 1 | 0.1 | 0.1 | 0.1 | N |  |  | OP | X | 4 | 2008 |  |  | Y | Commercial CHP | 5 | [11 empty] | N | N |  | 10M | [23 empty] | N | bar: B to PC
17460 | South Oak Hospital | 50136 | South Oaks Hospital | NY | Suffolk | CG5 | Natural Gas Internal Combustion Engine | IC |  | S | X | X |  |  | 0.2 | 1 | 0.1 | 0.1 | 0.1 | N |  |  | OP | X | 4 | 2008 |  |  | Y | Commercial CHP | 5 | [11 empty] | N | N |  | 10M | [23 empty] | N | bar: B to PC
58487 | Montefiore Medical Center Moses Division | 58507 | Montefieor Medical Center Moses Division | NY | Bronx | EMG07 | Petroleum Liquids | IC |  | S | X | X |  |  | 0.2 | 0.8 | 0.2 | 0.2 | 0.1 | N |  |  | SB | N | 1 | 1998 |  |  | N | Commercial CHP | 5 | B: X; PC: DFO | [6 empty] | 10M | [23 empty] | N
58487 | Montefiore Medical Center Moses Division | 58507 | Montefieor Medical Center Moses Division | NY | Bronx | EMG08 | Petroleum Liquids | IC |  | S | X | X |  |  | 0.2 | 0.8 | 0.2 | 0.2 | 0.1 | N |  |  | SB | N | 1 | 1998 |  |  | N | Commercial CHP | 5 | B: X; PC: DFO | [6 empty] | 10M | [23 empty] | N
61152 | Good Samaritan Hospital | 61551 | Good Samaritan Hospital | NY | Rockland | EGEN3 | Natural Gas Internal Combustion Engine | IC |  | S | X | X |  |  | 0.2 | 0.8 | 0.2 | 0.2 | 0.1 | N |  |  | SB | N | 1 | 2012 |  |  | N | Commercial Non-CHP | 4 | [11 empty] | N |  |  | 10M | [23 empty] | N | bar: B to PC
61165 | Mount Sinai Beth Israel | 61569 | Mount Sinai Beth Israel | NY | New York | EGEN1 | Petroleum Liquids | IC |  | S | X | X |  |  | 0.2 | 0.8 | 0.2 | 0.2 | 0.1 | N |  |  | SB | N | 1 | 1988 |  |  | N | Commercial Non-CHP | 4 | B: X; PC: DFO | [6 empty] | 10M | [23 empty] | N
61165 | Mount Sinai Beth Israel | 61569 | Mount Sinai Beth Israel | NY | New York | EGEN5 | Petroleum Liquids | IC |  | S | X | X |  |  | 0.2 | 0.8 | 0.2 | 0.2 | 0.1 | N |  |  | SB | N | 1 | 1988 |  |  | N | Commercial Non-CHP | 4 | B: X; PC: DFO | [6 empty] | 10M | [23 empty] | N
61577 | Saint Catherine of Siena Medical Center | 62003 | Saint Catherine of Siena Medical Center | NY | Suffolk | DFG65 | Petroleum Liquids | IC |  | S | X | X |  |  | 0.2 | 0.8 | 0.2 | 0.2 | 0 | N |  |  | SB | N | 1 | 2001 |  |  | N | Commercial Non-CHP | 4 | B: X; PC: DFO | [6 empty] | 10M | [23 empty] | N
61619 | St Johns Riverside Hospital | 62051 | St Johns Riverside Hospital | NY | Westchester | EG200 | Petroleum Liquids | IC |  | S | X | X |  |  | 0.2 | 0.8 | 0.2 | 0.2 | 0 | N |  |  | SB | N | 7 | 2014 |  |  | N | Commercial Non-CHP | 4 | B: X; PC: DFO | [6 empty] | 10M | [23 empty] | N
61936 | Albert Einstein College of Medicine | 62398 | Albert Einstein College of Medicine | NY | Bronx | CM058 | Petroleum Liquids | IC |  | S | X | X |  |  | 0.2 | 0.8 | 0.2 | 0.2 | 0.1 | N |  |  | SB | N | 1 | 2002 |  |  | N | Commercial Non-CHP | 4 | B: X; PC: DFO | [6 empty] | 10M | [23 empty] | N
61936 | Albert Einstein College of Medicine | 62398 | Albert Einstein College of Medicine | NY | Bronx | CM111 | Petroleum Liquids | IC |  | S | X | X |  |  | 0.2 | 0.8 | 0.2 | 0.2 | 0.1 | N |  |  | SB | N | 1 | 2011 |  |  | N | Commercial Non-CHP | 4 | B: X; PC: DFO | [6 empty] | 10M | [23 empty] | N
61936 | Albert Einstein College of Medicine | 62398 | Albert Einstein College of Medicine | NY | Bronx | CP643 | Petroleum Liquids | IC |  | S | X | X |  |  | 0.2 | 0.8 | 0.2 | 0.2 | 0.1 | N |  |  | SB | N | 1 | 2002 |  |  | N | Commercial Non-CHP | 4 | B: X; PC: DFO | [6 empty] | 10M | [23 empty] | N
61936 | Albert Einstein College of Medicine | 62398 | Albert Einstein College of Medicine | NY | Bronx | WK259 | Natural Gas Internal Combustion Engine | IC |  | S | X | X |  |  | 0.2 | 0.8 | 0.2 | 0.2 | 0.1 | N |  |  | SB | N | 1 | 2002 |  |  | N | Commercial Non-CHP | 4 | [14 empty] | 10M | [23 empty] | N | bar: B to PC
61948 | Regeneron Pharmaceuticals Inc. | 62423 | Regeneron Pharmaceuticals Inc. | NY | Westchester | 778NG | Natural Gas Internal Combustion Engine | IC |  | S | X | X |  |  | 0.2 | 0.8 | 0.2 | 0.2 | 0.1 | N |  |  | SB | N | 2 | 2013 |  |  | N | Commercial Non-CHP | 4 | [14 empty] | 10M | [23 empty] | N | bar: B to PC
61965 | St. Johns Episcopal Hospital | 62450 | St. Johns Episcopal Hospital | NY | Queens | CT205 | Petroleum Liquids | IC |  | S | X | X |  |  | 0.2 | 0.8 | 0.2 | 0.2 | 0.1 | N |  |  | SB | N | 1 | 2010 |  |  | N | Commercial Non-CHP | 4 | B: X; PC: DFO |  |  |  | N |  |  | 10M | [23 empty] | N
61971 | Mt.Sinai-St.Lukes Rsvlt. Hospital Center | 62453 | Mt.Sinai-St.Lukes Roosevelt Hosp. Center | NY | Westchester | EG1 | Petroleum Liquids | IC |  | S | X | X |  |  | 0.2 | 0.8 | 0.3 | 0.3 | 0.1 | N |  |  | SB | N | 1 | 1995 |  |  | N | Commercial Non-CHP | 4 | B: X; PC: DFO |  |  |  | N |  |  | 10M | [23 empty] | N
63270 | St. Luke's Cornwall Hospital - Newburgh | 63546 | St. Luke's Cornwall Hospital | NY | Orange | GEN2 | Petroleum Liquids | IC |  | S | X | X |  |  | 0.2 | 0.8 | 0.2 | 0.2 | 0.1 | N |  |  | SB | N | 1 | 2010 |  |  | N | Commercial Non-CHP | 4 | B: X; PC: DFO | [6 empty] | 10M | [23 empty] | N
63274 | Vassar Brothers Medical Center | 63550 | Vassar Brothers Medical Center | NY | Dutchess | PG-01 | Petroleum Liquids | IC |  | S | X | X |  |  | 0.2 | 0.8 | 0.2 | 0.2 | 0.1 | N |  |  | SB | N | 3 | 2012 |  |  | N | Commercial Non-CHP | 4 | B: X; PC: DFO | [6 empty] | 10M | [23 empty] | N | N
63277 | Richmond University Medical Center | 63553 | Richmond University Medical Center | NY | Richmond | CT200 | Petroleum Liquids | IC |  | S | X | X |  |  | 0.2 | 0.8 | 0.2 | 0.2 | 0.1 | N |  |  | SB | N | 1 | 1986 |  |  | N | Commercial Non-CHP | 4 | B: X; PC: DFO | [6 empty] | 10M | [23 empty] | N
63291 | NYPH - Lawrence | 63580 | NYPH - Lawrence | NY | Westchester | CM175 | Petroleum Liquids | IC |  | S | X | X |  |  | 0.2 | 0.8 | 0.2 | 0.2 | 0.1 | N |  |  | SB | N | 1 | 2010 |  |  | N | Commercial Non-CHP | 4 | B: X; PC: DFO | [6 empty] | 10M | [23 empty] | N
63325 | Montefiore-New Rochelle | 63602 | Montefiore-New Rochelle | NY | Westchester | EG150 | Petroleum Liquids | IC |  | S | X | X |  |  | 0.2 | 0.8 | 0.2 | 0.2 | 0.1 | N |  |  | SB | N | 1 | 2000 |  |  | N | Commercial Non-CHP | 4 | B: X; PC: DFO | [6 empty] | 10M | [23 empty] | N
63353 | Jacobi Medical Center | 63646 | Jacobi Medical Center | NY | Bronx | CU4 | Petroleum Liquids | IC |  | S | X | X |  |  | 0.2 | 0.8 | 0.2 | 0.2 | 0.1 | N |  |  | SB | N | 1 | 2001 |  |  | N | Commercial Non-CHP | 4 | B: X; PC: DFO | [6 empty] | 10M | [23 empty] | N
58487 | Montefiore Medical Center Moses Division | 58507 | Montefieor Medical Center Moses Division | NY | Bronx | EMG06 | Petroleum Liquids | IC |  | S | X | X |  |  | 0.3 | 0.8 | 0.3 | 0.3 | 0.1 | N |  |  | SB | N | 1 | 1998 |  |  | N | Commercial CHP | 5 | B: X; PC: DFO | [6 empty] | 10M | [23 empty] | N
61049 | NYC-HH Coney Island Hospital | 61413 | NYC-HH - CONEY ISLAND HOSPITAL | NY | Kings | GEN3 | Petroleum Liquids | IC |  | S | X | X |  |  | 0.3 | 0.8 | 0.3 | 0.3 | 0.1 | N |  |  | SB | N | 2 | 2014 |  |  | N | Commercial Non-CHP | 4 | B: X; PC: DFO | [6 empty] | 10M | [23 empty] | N
61165 | Mount Sinai Beth Israel | 61569 | Mount Sinai Beth Israel | NY | New York | EGEN2 | Petroleum Liquids | IC |  | S | X | X |  |  | 0.3 | 0.8 | 0.3 | 0.3 | 0.1 | N |  |  | SB | N | 1 | 1988 |  |  | N | Commercial Non-CHP | 4 | B: X; PC: DFO | [6 empty] | 10M | [23 empty] | N
61165 | Mount Sinai Beth Israel | 61569 | Mount Sinai Beth Israel | NY | New York | EGEN4 | Petroleum Liquids | IC |  | S | X | X |  |  | 0.3 | 0.8 | 0.3 | 0.3 | 0.1 | N |  |  | SB | N | 1 | 1988 |  |  | N | Commercial Non-CHP | 4 | B: X; PC: DFO | [6 empty] | 10M | [23 empty] | N
61165 | Mount Sinai Beth Israel | 61569 | Mount Sinai Beth Israel | NY | New York | EGEN6 | Petroleum Liquids | IC |  | S | X | X |  |  | 0.3 | 0.8 | 0.3 | 0.3 | 0.1 | N |  |  | SB | N | 1 | 1988 |  |  | N | Commercial Non-CHP | 4 | B: X; PC: DFO | [6 empty] | 10M | [23 empty] | N
61619 | St Johns Riverside Hospital | 62051 | St Johns Riverside Hospital | NY | Westchester | EG300 | Petroleum Liquids | IC |  | S | X | X |  |  | 0.3 | 0.8 | 0.3 | 0.3 | 0 | N |  |  | SB | N | 4 | 2009 |  |  | N | Commercial Non-CHP | 4 | B: X; PC: DFO | [6 empty] | 10M | [23 empty] | N
61690 | Maimonides Medical Center | 62174 | Maimonides Medical Center | NY | Kings | ON300 | Petroleum Liquids | IC |  | S | X | X |  |  | 0.3 | 0.8 | 0.3 | 0.3 | 0 | N |  |  | SB | N | 1 | 1990 |  |  | N | Commercial Non-CHP | 4 | B: X; PC: DFO | [6 empty] | 10M | [23 empty] | N
61802 | Westchester County Medical Center | 62270 | Westchester County Medical Center | NY | Westchester | CATR4 | Petroleum Liquids | IC |  | S | X | X |  |  | 0.3 | 0.8 | 0.3 | 0.3 | 0.1 | N |  |  | SB | N | 1 | 1980 |  |  | N | Commercial Non-CHP | 4 | B: X; PC: DFO | [6 empty] | 10M | [23 empty] | N
61802 | Westchester County Medical Center | 62270 | Westchester County Medical Center | NY | Westchester | DT250 | Petroleum Liquids | IC |  | S | X | X |  |  | 0.3 | 0.8 | 0.3 | 0.3 | 0.1 | N |  |  | SB | N | 1 | 2000 |  |  | N | Commercial Non-CHP | 4 | B: X; PC: DFO | [6 empty] | 10M | [23 empty] | N
61947 | NYP-Hudson Valley Hospital Center | 62421 | NYP-Hudson Valley Hospital Center | NY | Westchester | 300DS | Petroleum Liquids | IC |  | S | X | X |  |  | 0.3 | 0.8 | 0.3 | 0.3 | 0.1 | N |  |  | SB | N | 1 | 2010 |  |  | N | Commercial Non-CHP | 4 | B: X; PC: DFO | [6 empty] | 10M | [23 empty] | N
61970 | St. Joseph Hospital (NY) | 62452 | St. Joseph Hospital | NY | Westchester | CT250 | Petroleum Liquids | IC |  | S | X | X |  |  | 0.3 | 0.8 | 0.3 | 0.3 | 0.1 | N |  |  | SB | N | 1 | 1960 |  |  | N | Commercial Non-CHP | 4 | B: X; PC: DFO |  |  |  | N |  |  | 10M | [23 empty] | N
61971 | Mt.Sinai-St.Lukes Rsvlt. Hospital Center | 62453 | Mt.Sinai-St.Lukes Roosevelt Hosp. Center | NY | Westchester | CT250 | Petroleum Liquids | IC |  | S | X | X |  |  | 0.3 | 0.8 | 0.3 | 0.3 | 0.1 | N |  |  | SB | N | 1 | 1960 |  |  | N | Commercial Non-CHP | 4 | B: X; PC: DFO |  |  |  | N |  |  | 10M | [23 empty] | N
61971 | Mt.Sinai-St.Lukes Rsvlt. Hospital Center | 62453 | Mt.Sinai-St.Lukes Roosevelt Hosp. Center | NY | Westchester | EG2 | Petroleum Liquids | IC |  | S | X | X |  |  | 0.3 | 0.8 | 0.3 | 0.3 | 0.1 | N |  |  | SB | N | 1 | 2010 |  |  | N | Commercial Non-CHP | 4 | B: X; PC: DFO |  |  |  | N |  |  | 10M | [23 empty] | N
62110 | Rockland Bakery Inc. | 62619 | Rockland Bakery Inc. | NY | Rockland | CAT1 | Natural Gas Internal Combustion Engine | IC |  | S | X | X |  |  | 0.3 | 0.8 | 0.3 | 0.3 | 0 | N |  |  | SB | Y | 1 | 1996 |  |  | N | Commercial Non-CHP | 4 | [14 empty] | 10M | [23 empty] | N | bar: B to PC
62110 | Rockland Bakery Inc. | 62619 | Rockland Bakery Inc. | NY | Rockland | CAT2 | Natural Gas Internal Combustion Engine | IC |  | S | X | X |  |  | 0.3 | 0.8 | 0.3 | 0.3 | 0 | N |  |  | SB | Y | 1 | 1996 |  |  | N | Commercial Non-CHP | 4 | [14 empty] | 10M | [23 empty] | N | bar: B to PC
62110 | Rockland Bakery Inc. | 62619 | Rockland Bakery Inc. | NY | Rockland | CAT3 | Natural Gas Internal Combustion Engine | IC |  | S | X | X |  |  | 0.3 | 0.8 | 0.3 | 0.3 | 0 | N |  |  | SB | Y | 1 | 1996 |  |  | N | Commercial Non-CHP | 4 | [14 empty] | 10M | [23 empty] | N | bar: B to PC
62777 | Burrstone Energy Center | 62920 | Burrstone Energy Center | NY | Oneida | CG-4 | Natural Gas Internal Combustion Engine | IC |  | S | X | X |  |  | 0.3 | 0.8 | 0.3 | 0.3 | 0.2 | N |  |  | OP | X | 8 | 2009 |  |  | Y | IPP CHP | 3 | [11 empty] | N |  |  | 10M | [23 empty] | N | bar: B to PC
63266 | Fordham University | 63544 | Fordham University | NY | Bronx | LH275 | Petroleum Liquids | IC |  | S | X | X |  |  | 0.3 | 0.8 | 0.3 | 0.3 | 0.1 | N |  |  | SB | N | 1 | 2010 |  |  | N | Commercial Non-CHP | 4 | B: X; PC: DFO | [6 empty] | 10M | [23 empty] | N
63274 | Vassar Brothers Medical Center | 63550 | Vassar Brothers Medical Center | NY | Dutchess | AR-01 | Petroleum Liquids | IC |  | S | X | X |  |  | 0.3 | 0.8 | 0.3 | 0.3 | 0.1 | N |  |  | SB | N | 1 | 1998 |  |  | N | Commercial Non-CHP | 4 | B: X; PC: DFO | [6 empty] | 10M | [23 empty] | N
63274 | Vassar Brothers Medical Center | 63550 | Vassar Brothers Medical Center | NY | Dutchess | CO-14 | Petroleum Liquids | IC |  | S | X | X |  |  | 0.3 | 0.8 | 0.3 | 0.3 | 0.1 | N |  |  | SB | N | 1 | 2000 |  |  | N | Commercial Non-CHP | 4 | B: X; PC: DFO | [6 empty] | 10M | [23 empty] | N
63274 | Vassar Brothers Medical Center | 63550 | Vassar Brothers Medical Center | NY | Dutchess | SC-67 | Petroleum Liquids | IC |  | S | X | X |  |  | 0.3 | 0.8 | 0.3 | 0.3 | 0.1 | N |  |  | SB | N | 1 | 2006 |  |  | N | Commercial Non-CHP | 4 | B: X; PC: DFO | [6 empty] | 10M | [23 empty] | N
63291 | NYPH - Lawrence | 63580 | NYPH - Lawrence | NY | Westchester | DD300 | Petroleum Liquids | IC |  | S | X | X |  |  | 0.3 | 0.8 | 0.3 | 0.3 | 0.1 | N |  |  | SB | N | 1 | 2010 |  |  | N | Commercial Non-CHP | 4 | B: X; PC: DFO | [6 empty] | 10M | [23 empty] | N
63293 | Mount Sinai - Brooklyn | 63581 | Mount Sinai - Brooklyn | NY | Kings | KP300 | Petroleum Liquids | IC |  | S | X | X |  |  | 0.3 | 0.8 | 0.3 | 0.3 | 0.1 | N |  |  | SB | N | 1 | 2010 |  |  | N | Commercial Non-CHP | 4 | B: X; PC: DFO | [6 empty] | 10M | [23 empty] | N
63325 | Montefiore-New Rochelle | 63602 | Montefiore-New Rochelle | NY | Westchester | EG250 | Petroleum Liquids | IC |  | S | X | X |  |  | 0.3 | 0.8 | 0.3 | 0.3 | 0.1 | N |  |  | SB | N | 1 | 1971 |  |  | N | Commercial Non-CHP | 4 | B: X; PC: DFO | [6 empty] | 10M | [23 empty] | N
63325 | Montefiore-New Rochelle | 63602 | Montefiore-New Rochelle | NY | Westchester | EG300 | Petroleum Liquids | IC |  | S | X | X |  |  | 0.3 | 0.8 | 0.3 | 0.3 | 0.1 | N |  |  | SB | N | 1 | 2006 |  |  | N | Commercial Non-CHP | 4 | B: X; PC: DFO | [6 empty] | 10M | [23 empty] | N
63353 | Jacobi Medical Center | 63646 | Jacobi Medical Center | NY | Bronx | CU2SH | Petroleum Liquids | IC |  | S | X | X |  |  | 0.3 | 0.8 | 0.3 | 0.3 | 0.1 | N |  |  | SB | N | 1 | 1995 |  |  | N | Commercial Non-CHP | 4 | B: X; PC: DFO | [6 empty] | 10M | [23 empty] | N
64093 | White Plains Hospital Medical Center | 64440 | White Plains Hospital Medical Center | NY | Westchester | ENGN1 | Petroleum Liquids | IC |  | S | X | X |  |  | 0.3 | 0.8 | 0.3 | 0.3 | 0.1 | N |  |  | SB | N | 10 | 2002 |  |  | N | Commercial Non-CHP | 4 | B: X; PC: DFO | [6 empty] | 10M | [23 empty] | N
24457 | Calpine Eastern Corp | 50292 | Bethpage Power Plant | NY | Nassau | GEN4 | Petroleum Liquids | IC |  | S | X | X |  |  | 0.4 | 0.8 | 0.4 | 0.4 | 0.4 | N |  |  | SB | Y | 8 | 1989 |  |  | N | IPP Non-CHP | 2 | B: X; PC: DFO |  |  |  |  | N |  | 10M | [20 empty] | N |  |  | N | N | N
61053 | Mount Sinai Hospital | 61416 | Mount Sinai Hospital | NY | New York | CAM12 | Petroleum Liquids | IC |  | S | X | X |  |  | 0.4 | 0.8 | 0.4 | 0.4 | 0.1 | N |  |  | SB | N | 6 | 2007 |  |  | N | Commercial Non-CHP | 4 | B: X; PC: DFO | [6 empty] | 10M | [23 empty] | N
61584 | Brooklyn Hospital Center | 62002 | Brooklyn Hospital Center | NY | Kings | 400DF | Petroleum Liquids | IC |  | S | X | X |  |  | 0.4 | 0.8 | 0.4 | 0.4 | 0 | N |  |  | SB | N | 1 | 2004 |  |  | N | Commercial Non-CHP | 4 | B: X; PC: DFO | [6 empty] | 10M | [23 empty] | N
61577 | Saint Catherine of Siena Medical Center | 62003 | Saint Catherine of Siena Medical Center | NY | Suffolk | 855G3 | Petroleum Liquids | IC |  | S | X | X |  |  | 0.4 | 0.8 | 0.4 | 0.4 | 0 | N |  |  | SB | N | 1 | 2002 |  |  | N | Commercial Non-CHP | 4 | B: X; PC: DFO | [6 empty] | 10M | [23 empty] | N
61577 | Saint Catherine of Siena Medical Center | 62003 | Saint Catherine of Siena Medical Center | NY | Suffolk | D400F | Petroleum Liquids | IC |  | S | X | X |  |  | 0.4 | 0.8 | 0.4 | 0.4 | 0 | N |  |  | SB | N | 1 | 1997 |  |  | N | Commercial Non-CHP | 4 | B: X; PC: DFO | [6 empty] | 10M | [23 empty] | N
61577 | Saint Catherine of Siena Medical Center | 62003 | Saint Catherine of Siena Medical Center | NY | Suffolk | E4486 | Petroleum Liquids | IC |  | S | X | X |  |  | 0.4 | 0.8 | 0.4 | 0.4 | 0 | N |  |  | SB | N | 1 | 2002 |  |  | N | Commercial Non-CHP | 4 | B: X; PC: DFO | [6 empty] | 10M | [23 empty] | N
61619 | St Johns Riverside Hospital | 62051 | St Johns Riverside Hospital | NY | Westchester | EG400 | Petroleum Liquids | IC |  | S | X | X |  |  | 0.4 | 0.8 | 0.4 | 0.4 | 0.1 | N |  |  | SB | N | 1 | 2001 |  |  | N | Commercial Non-CHP | 4 | B: X; PC: DFO | [6 empty] | 10M | [23 empty] | N
61802 | Westchester County Medical Center | 62270 | Westchester County Medical Center | NY | Westchester | CUM37 | Petroleum Liquids | IC |  | S | X | X |  |  | 0.4 | 0.8 | 0.4 | 0.4 | 0.1 | N |  |  | SB | N | 1 | 2000 |  |  | N | Commercial Non-CHP | 4 | B: X; PC: DFO | [6 empty] | 10M | [23 empty] | N
61948 | Regeneron Pharmaceuticals Inc. | 62423 | Regeneron Pharmaceuticals Inc. | NY | Westchester | 777NG | Natural Gas Internal Combustion Engine | IC |  | S | X | X |  |  | 0.4 | 0.8 | 0.4 | 0.4 | 0.3 | N |  |  | SB | N | 2 | 2013 |  |  | N | Commercial Non-CHP | 4 | [14 empty] | 10M | [23 empty] | N | bar: B to PC
62087 | Montefiore Mount Vernon Hospital | 62589 | Montefiore Mount Vernon Hospital | NY | Westchester | CONP7 | Petroleum Liquids | IC |  | S | X | X |  |  | 0.4 | 0.8 | 0.4 | 0.4 | 0.1 | N |  |  | SB | N | 1 | 1976 |  |  | N | Commercial Non-CHP | 4 | B: X; PC: DFO | [6 empty] | 10M | [23 empty] | N
63266 | Fordham University | 63544 | Fordham University | NY | Bronx | DC350 | Petroleum Liquids | IC |  | S | X | X |  |  | 0.4 | 0.8 | 0.4 | 0.4 | 0.1 | N |  |  | SB | N | 1 | 2010 |  |  | N | Commercial Non-CHP | 4 | B: X; PC: DFO | [6 empty] | 10M | [23 empty] | N | N
63274 | Vassar Brothers Medical Center | 63550 | Vassar Brothers Medical Center | NY | Dutchess | HS-01 | Petroleum Liquids | IC |  | S | X | X |  |  | 0.4 | 0.8 | 0.4 | 0.4 | 0.1 | N |  |  | SB | N | 1 | 2000 |  |  | N | Commercial Non-CHP | 4 | B: X; PC: DFO | [6 empty] | 10M | [23 empty] | N
63274 | Vassar Brothers Medical Center | 63550 | Vassar Brothers Medical Center | NY | Dutchess | MM-01 | Petroleum Liquids | IC |  | S | X | X |  |  | 0.4 | 0.8 | 0.4 | 0.4 | 0.1 | N |  |  | SB | N | 1 | 2000 |  |  | N | Commercial Non-CHP | 4 | B: X; PC: DFO | [6 empty] | 10M | [23 empty] | N | N
63293 | Mount Sinai - Brooklyn | 63581 | Mount Sinai - Brooklyn | NY | Kings | CM350 | Petroleum Liquids | IC |  | S | X | X |  |  | 0.4 | 0.8 | 0.4 | 0.4 | 0.1 | N |  |  | SB | N | 1 | 2010 |  |  | N | Commercial Non-CHP | 4 | B: X; PC: DFO | [6 empty] | 10M | [23 empty] | N
63382 | Harlem Hospital Center | 63671 | Harlem Hospital Center | NY | New York | CAT5 | Petroleum Liquids | IC |  | S | X | X |  |  | 0.4 | 0.8 | 0.4 | 0.4 | 0.1 | N |  |  | SB | N | 1 | 2008 |  |  | N | Commercial Non-CHP | 4 | B: X; PC: DFO |  |  |  |  | N |  | 10M | [23 empty] | N
64093 | White Plains Hospital Medical Center | 64440 | White Plains Hospital Medical Center | NY | Westchester | ENGN5 | Petroleum Liquids | IC |  | S | X | X |  |  | 0.4 | 0.8 | 0.4 | 0.4 | 0.1 | N |  |  | SB | N | 10 | 2015 |  |  | N | Commercial Non-CHP | 4 | B: X; PC: DFO | [6 empty] | 10M | [23 empty] | N
13487 | New York Zoological Society | 50427 | Bronx Zoo | NY | Bronx | GEN1 | Natural Gas Internal Combustion Engine | IC |  | S | X | X |  |  | 0.5 | 0.8 | 0.5 | 0.5 | 0.4 | N |  |  | SB | Y | 1 | 1991 |  |  | Y | Commercial CHP | 5 | [11 empty] | N | N |  | 10M | [23 empty] | N | bar: B to PC
13487 | New York Zoological Society | 50427 | Bronx Zoo | NY | Bronx | GEN2 | Natural Gas Internal Combustion Engine | IC |  | S | X | X |  |  | 0.5 | 0.8 | 0.5 | 0.5 | 0.4 | N |  |  | SB | Y | 1 | 1991 |  |  | Y | Commercial CHP | 5 | [11 empty] | N | N |  | 10M | [23 empty] | N | bar: B to PC
58487 | Montefiore Medical Center Moses Division | 58507 | Montefieor Medical Center Moses Division | NY | Bronx | EMG04 | Petroleum Liquids | IC |  | S | X | X |  |  | 0.5 | 0.8 | 0.5 | 0.5 | 0.1 | N |  |  | SB | N | 1 | 1998 |  |  | N | Commercial CHP | 5 | B: X; PC: DFO | [6 empty] | 10M | [23 empty] | N
58487 | Montefiore Medical Center Moses Division | 58507 | Montefieor Medical Center Moses Division | NY | Bronx | EMG05 | Petroleum Liquids | IC |  | S | X | X |  |  | 0.5 | 0.8 | 0.5 | 0.5 | 0.1 | N |  |  | SB | N | 1 | 1998 |  |  | N | Commercial CHP | 5 | B: X; PC: DFO | [6 empty] | 10M | [23 empty] | N
61584 | Brooklyn Hospital Center | 62002 | Brooklyn Hospital Center | NY | Kings | 500RE | Petroleum Liquids | IC |  | S | X | X |  |  | 0.5 | 0.8 | 0.5 | 0.5 | 0 | N |  |  | SB | N | 1 | 2014 |  |  | N | Commercial Non-CHP | 4 | B: X; PC: DFO | [6 empty] | 10M | [23 empty] | N
61584 | Brooklyn Hospital Center | 62002 | Brooklyn Hospital Center | NY | Kings | SR4 | Petroleum Liquids | IC |  | S | X | X |  |  | 0.5 | 0.8 | 0.5 | 0.5 | 0 | N |  |  | SB | N | 1 | 1975 |  |  | N | Commercial Non-CHP | 4 | B: X; PC: DFO | [6 empty] | 10M | [23 empty] | N
61690 | Maimonides Medical Center | 62174 | Maimonides Medical Center | NY | Kings | 625DI | Petroleum Liquids | IC |  | S | X | X |  |  | 0.5 | 0.8 | 0.5 | 0.5 | 0.1 | N |  |  | SB | N | 1 | 1999 |  |  | N | Commercial Non-CHP | 4 | B: X; PC: DFO | [6 empty] | 10M | [23 empty] | N
61690 | Maimonides Medical Center | 62174 | Maimonides Medical Center | NY | Kings | CM500 | Petroleum Liquids | IC |  | S | X | X |  |  | 0.5 | 0.8 | 0.5 | 0.5 | 0.1 | N |  |  | SB | N | 1 | 2006 |  |  | N | Commercial Non-CHP | 4 | B: X; PC: DFO | [6 empty] | 10M | [23 empty] | N
61802 | Westchester County Medical Center | 62270 | Westchester County Medical Center | NY | Westchester | DT080 | Petroleum Liquids | IC |  | S | X | X |  |  | 0.5 | 0.8 | 0.5 | 0.5 | 0.1 | N |  |  | SB | N | 1 | 2002 |  |  | N | Commercial Non-CHP | 4 | B: X; PC: DFO | [6 empty] | 10M | [23 empty] | N
61802 | Westchester County Medical Center | 62270 | Westchester County Medical Center | NY | Westchester | DT500 | Petroleum Liquids | IC |  | S | X | X |  |  | 0.5 | 0.8 | 0.5 | 0.5 | 0.1 | N |  |  | SB | N | 1 | 2000 |  |  | N | Commercial Non-CHP | 4 | B: X; PC: DFO | [6 empty] | 10M | [23 empty] | N
61936 | Albert Einstein College of Medicine | 62398 | Albert Einstein College of Medicine | NY | Bronx | CM454 | Petroleum Liquids | IC |  | S | X | X |  |  | 0.5 | 0.8 | 0.5 | 0.5 | 0.2 | N |  |  | SB | N | 1 | 2012 |  |  | N | Commercial Non-CHP | 4 | B: X; PC: DFO | [6 empty] | 10M | [23 empty] | N
61936 | Albert Einstein College of Medicine | 62398 | Albert Einstein College of Medicine | NY | Bronx | CP703 | Petroleum Liquids | IC |  | S | X | X |  |  | 0.5 | 0.8 | 0.5 | 0.5 | 0.1 | N |  |  | SB | N | 1 | 2001 |  |  | N | Commercial Non-CHP | 4 | B: X; PC: DFO | [6 empty] | 10M | [23 empty] | N
61936 | Albert Einstein College of Medicine | 62398 | Albert Einstein College of Medicine | NY | Bronx | CP922 | Petroleum Liquids | IC |  | S | X | X |  |  | 0.5 | 0.8 | 0.5 | 0.5 | 0.1 | N |  |  | SB | N | 1 | 2008 |  |  | N | Commercial Non-CHP | 4 | B: X; PC: DFO | [6 empty] | 10M | [23 empty] | N
62657 | Harbec Energy | 62736 | Harbec Energy | NY | Wayne | CPH | Natural Gas Fired Combustion Turbine | GT |  | S | X | X |  |  | 0.5 | 1 | 0.5 | 0.5 | 0 | N |  |  | OP | X | 12 | 2015 |  |  | Y | Industrial CHP | 7 | [11 empty] | N | N |  | 10M | [20 empty] | N |  |  | N | N | N | bar: B to PC
63245 | Montefiore Weiler (Einstein) Hospital | 63539 | Montefiore Weiler (Einstein) Hospital | NY | Bronx | CT500 | Petroleum Liquids | IC |  | S | X | X |  |  | 0.5 | 0.8 | 0.5 | 0.5 | 0.1 | N |  |  | SB | N | 1 | 1986 |  |  | N | Commercial Non-CHP | 4 | B: X; PC: DFO | [6 empty] | 10M | [23 empty] | N
63245 | Montefiore Weiler (Einstein) Hospital | 63539 | Montefiore Weiler (Einstein) Hospital | NY | Bronx | CU450 | Petroleum Liquids | IC |  | S | X | X |  |  | 0.5 | 0.8 | 0.5 | 0.5 | 0.1 | N |  |  | SB | N | 1 | 1993 |  |  | N | Commercial Non-CHP | 4 | B: X; PC: DFO | [6 empty] | 10M | [23 empty] | N
63245 | Montefiore Weiler (Einstein) Hospital | 63539 | Montefiore Weiler (Einstein) Hospital | NY | Bronx | CU500 | Petroleum Liquids | IC |  | S | X | X |  |  | 0.5 | 0.8 | 0.5 | 0.5 | 0.1 | N |  |  | SB | N | 1 | 2006 |  |  | N | Commercial Non-CHP | 4 | B: X; PC: DFO | [6 empty] | 10M | [23 empty] | N
63291 | NYPH - Lawrence | 63580 | NYPH - Lawrence | NY | Westchester | KL515 | Petroleum Liquids | IC |  | S | X | X |  |  | 0.5 | 0.8 | 0.5 | 0.5 | 0.1 | N |  |  | SB | N | 1 | 2010 |  |  | N | Commercial Non-CHP | 4 | B: X; PC: DFO | [6 empty] | 10M | [23 empty] | N
63353 | Jacobi Medical Center | 63646 | Jacobi Medical Center | NY | Bronx | GEN1 | Petroleum Liquids | IC |  | S | X | X |  |  | 0.5 | 0.8 | 0.5 | 0.5 | 0.1 | N |  |  | SB | N | 1 | 2008 |  |  | N | Commercial Non-CHP | 4 | B: X; PC: DFO | [6 empty] | 10M | [23 empty] | N
63371 | Montefiore Nyack Hospital | 63662 | Montefiore Nyack Hospital | NY | Rockland | DET | Petroleum Liquids | IC |  | S | X | X |  |  | 0.5 | 0.8 | 0.5 | 0.5 | 0.1 | N |  |  | SB | N | 1 | 2001 |  |  | N | Commercial Non-CHP | 4 | B: X; PC: DFO | [6 empty] | 10M | [23 empty] | N
64093 | White Plains Hospital Medical Center | 64440 | White Plains Hospital Medical Center | NY | Westchester | ENGN2 | Petroleum Liquids | IC |  | S | X | X |  |  | 0.5 | 0.8 | 0.5 | 0.5 | 0.1 | N |  |  | SB | N | 1 | 2010 |  |  | N | Commercial Non-CHP | 4 | B: X; PC: DFO | [6 empty] | 10M | [23 empty] | N
58133 | Mercy Medical Center | 58163 | Mercy Medical Center | NY | Nassau | 8 | Petroleum Liquids | IC |  | S | X | X |  |  | 0.6 | 0.8 | 0.6 | 0.6 | 0.6 | N |  |  | SB | N | 1 | 2004 |  |  | N | Commercial Non-CHP | 4 | B: X; PC: DFO | [6 empty] | 10M | [23 empty] | N
58487 | Montefiore Medical Center Moses Division | 58507 | Montefieor Medical Center Moses Division | NY | Bronx | EMG02 | Petroleum Liquids | IC |  | S | X | X |  |  | 0.6 | 0.8 | 0.6 | 0.6 | 0.1 | N |  |  | SB | N | 1 | 1998 |  |  | N | Commercial CHP | 5 | B: X; PC: DFO | [6 empty] | 10M | [23 empty] | N
58487 | Montefiore Medical Center Moses Division | 58507 | Montefieor Medical Center Moses Division | NY | Bronx | EMG03 | Petroleum Liquids | IC |  | S | X | X |  |  | 0.6 | 0.8 | 0.6 | 0.6 | 0.1 | N |  |  | SB | N | 1 | 1998 |  |  | N | Commercial CHP | 5 | B: X; PC: DFO | [6 empty] | 10M | [23 empty] | N
61053 | Mount Sinai Hospital | 61416 | Mount Sinai Hospital | NY | New York | FPA15 | Petroleum Liquids | IC |  | S | X | X |  |  | 0.6 | 0.8 | 0.6 | 0.6 | 0.1 | N |  |  | SB | N | 5 | 2014 |  |  | N | Commercial Non-CHP | 4 | B: X; PC: DFO | [6 empty] | 10M | [23 empty] | N
61618 | Kingsbrook Jewish Medical Center | 62050 | Kingsbrook Jewish Medical Center | NY | Kings | SR4 | Petroleum Liquids | IC |  | S | X | X |  |  | 0.6 | 0.8 | 0.6 | 0.6 | 0 | N |  |  | SB | N | 8 | 1999 |  |  | N | Commercial Non-CHP | 4 | B: X; PC: DFO | [6 empty] | 10M | [23 empty] | N
61774 | NYC-HH-New Bellevue Hospital | 62250 | NYC-HH-New Bellevue Hospital | NY | New York | CAT6M | Petroleum Liquids | IC |  | S | X | X |  |  | 0.6 | 0.8 | 0.6 | 0.6 | 0.1 | N |  |  | SB | N | 1 | 1996 |  |  | N | Commercial Non-CHP | 4 | B: X; PC: DFO | [6 empty] | 10M | [23 empty] | N
61774 | NYC-HH-New Bellevue Hospital | 62250 | NYC-HH-New Bellevue Hospital | NY | New York | CAT6P | Petroleum Liquids | IC |  | S | X | X |  |  | 0.6 | 0.8 | 0.6 | 0.6 | 0.1 | N |  |  | SB | N | 1 | 1996 |  |  | N | Commercial Non-CHP | 4 | B: X; PC: DFO | [6 empty] | 10M | [23 empty] | N
61802 | Westchester County Medical Center | 62270 | Westchester County Medical Center | NY | Westchester | CATR3 | Petroleum Liquids | IC |  | S | X | X |  |  | 0.6 | 0.8 | 0.6 | 0.6 | 0.1 | N |  |  | SB | N | 1 | 2013 |  |  | N | Commercial Non-CHP | 4 | B: X; PC: DFO | [6 empty] | 10M | [23 empty] | N
61947 | NYP-Hudson Valley Hospital Center | 62421 | NYP-Hudson Valley Hospital Center | NY | Westchester | 600CP | Petroleum Liquids | IC |  | S | X | X |  |  | 0.6 | 0.8 | 0.6 | 0.6 | 0.1 | N |  |  | SB | N | 1 | 2012 |  |  | N | Commercial Non-CHP | 4 | B: X; PC: DFO | [6 empty] | 10M | [23 empty] | N
61947 | NYP-Hudson Valley Hospital Center | 62421 | NYP-Hudson Valley Hospital Center | NY | Westchester | 600OE | Petroleum Liquids | IC |  | S | X | X |  |  | 0.6 | 0.8 | 0.6 | 0.6 | 0.2 | N |  |  | SB | N | 1 | 2012 |  |  | N | Commercial Non-CHP | 4 | B: X; PC: DFO | [6 empty] | 10M | [23 empty] | N
61947 | NYP-Hudson Valley Hospital Center | 62421 | NYP-Hudson Valley Hospital Center | NY | Westchester | TER | Petroleum Liquids | IC |  | S | X | X |  |  | 0.6 | 0.8 | 0.1 | 0.1 | 0.1 | N |  |  | SB | N | 1 | 2018 |  |  | N | Commercial Non-CHP | 4 | B: X; PC: DFO | [6 empty] | 10M | [23 empty] | N | N
63266 | Fordham University | 63544 | Fordham University | NY | Bronx | LC565 | Petroleum Liquids | IC |  | S | X | X |  |  | 0.6 | 0.8 | 0.6 | 0.6 | 0.1 | N |  |  | SB | N | 1 | 2010 |  |  | N | Commercial Non-CHP | 4 | B: X; PC: DFO | [6 empty] | 10M | [23 empty] | N
63274 | Vassar Brothers Medical Center | 63550 | Vassar Brothers Medical Center | NY | Dutchess | MB-01 | Petroleum Liquids | IC |  | S | X | X |  |  | 0.6 | 0.8 | 0.6 | 0.6 | 0.1 | N |  |  | SB | N | 8 | 2012 |  |  | N | Commercial Non-CHP | 4 | B: X; PC: DFO | [6 empty] | 10M | [23 empty] | N | N
63274 | Vassar Brothers Medical Center | 63550 | Vassar Brothers Medical Center | NY | Dutchess | WW-01 | Petroleum Liquids | IC |  | S | X | X |  |  | 0.6 | 0.8 | 0.6 | 0.6 | 0.1 | N |  |  | SB | N | 1 | 1998 |  |  | N | Commercial Non-CHP | 4 | B: X; PC: DFO | [6 empty] | 10M | [23 empty] | N
63277 | Richmond University Medical Center | 63553 | Richmond University Medical Center | NY | Richmond | CU600 | Petroleum Liquids | IC |  | S | X | X |  |  | 0.6 | 0.8 | 0.6 | 0.6 | 0.1 | N |  |  | SB | N | 1 | 1978 |  |  | N | Commercial Non-CHP | 4 | B: X; PC: DFO | [6 empty] | 10M | [23 empty] | N
63325 | Montefiore-New Rochelle | 63602 | Montefiore-New Rochelle | NY | Westchester | EG600 | Petroleum Liquids | IC |  | S | X | X |  |  | 0.6 | 0.8 | 0.2 | 0.2 | 0.1 | N |  |  | SB | N | 1 | 1980 |  |  | N | Commercial Non-CHP | 4 | B: X; PC: DFO | [6 empty] | 10M | [23 empty] | N
63371 | Montefiore Nyack Hospital | 63662 | Montefiore Nyack Hospital | NY | Rockland | CAT | Petroleum Liquids | IC |  | S | X | X |  |  | 0.6 | 0.8 | 0.6 | 0.6 | 0.1 | N |  |  | SB | N | 1 | 2001 |  |  | N | Commercial Non-CHP | 4 | B: X; PC: DFO | [6 empty] | 10M | [23 empty] | N
20238 | Watchtower Bible & Tract Soc-NY | 55619 | Watchtower Educational Center | NY | Putnam | GEN1 | Natural Gas Internal Combustion Engine | IC |  | S | X | X |  |  | 0.7 | 0.8 | 0.7 | 0.7 | 0.2 | N |  |  | SB | Y | 2 | 1996 |  |  | N | Commercial Non-CHP | 4 | [11 empty] | N | N |  | 10M | [23 empty] | N | N | N | bar: B to PC
20238 | Watchtower Bible & Tract Soc-NY | 55619 | Watchtower Educational Center | NY | Putnam | GEN2 | Petroleum Liquids | IC |  | S | X | X |  |  | 0.7 | 0.8 | 0.7 | 0.7 | 0.2 | N |  |  | SB | Y | 6 | 1993 |  |  | N | Commercial Non-CHP | 4 | B: X; PC: DFO; NG: NG |  |  |  | N | N |  | 10M | [23 empty] | N | N | N
20238 | Watchtower Bible & Tract Soc-NY | 55619 | Watchtower Educational Center | NY | Putnam | GEN3 | Natural Gas Internal Combustion Engine | IC |  | S | X | X |  |  | 0.7 | 0.8 | 0.7 | 0.7 | 0.2 | N |  |  | SB | Y | 2 | 2000 |  |  | N | Commercial Non-CHP | 4 | [11 empty] | N | N |  | 10M | [23 empty] | N | N | N | bar: B to PC
61152 | Good Samaritan Hospital | 61551 | Good Samaritan Hospital | NY | Rockland | EGEN2 | Petroleum Liquids | IC |  | S | X | X |  |  | 0.7 | 0.8 | 0.7 | 0.7 | 0.2 | N |  |  | SB | N | 1 | 2012 |  |  | N | Commercial Non-CHP | 4 | B: X; PC: DFO |  |  |  | N |  |  | 10M | [23 empty] | N
61619 | St Johns Riverside Hospital | 62051 | St Johns Riverside Hospital | NY | Westchester | EG650 | Petroleum Liquids | IC |  | S | X | X |  |  | 0.7 | 0.8 | 0.7 | 0.7 | 0 | N |  |  | SB | N | 1 | 2000 |  |  | N | Commercial Non-CHP | 4 | B: X; PC: DFO | [6 empty] | 10M | [23 empty] | N
61774 | NYC-HH-New Bellevue Hospital | 62250 | NYC-HH-New Bellevue Hospital | NY | New York | RUD3R | Petroleum Liquids | IC |  | S | X | X |  |  | 0.7 | 0.8 | 0.7 | 0.7 | 0.1 | N |  |  | SB | N | 1 | 2002 |  |  | N | Commercial Non-CHP | 4 | B: X; PC: DFO | [6 empty] | 10M | [23 empty] | N
61802 | Westchester County Medical Center | 62270 | Westchester County Medical Center | NY | Westchester | CAT04 | Petroleum Liquids | IC |  | S | X | X |  |  | 0.7 | 0.8 | 0.7 | 0.7 | 0.1 | N |  |  | SB | N | 1 | 2000 |  |  | N | Commercial Non-CHP | 4 | B: X; PC: DFO | [6 empty] | 10M | [23 empty] | N
61802 | Westchester County Medical Center | 62270 | Westchester County Medical Center | NY | Westchester | CATN1 | Petroleum Liquids | IC |  | S | X | X |  |  | 0.7 | 0.8 | 0.7 | 0.7 | 0.1 | N |  |  | SB | N | 1 | 1974 |  |  | N | Commercial Non-CHP | 4 | B: X; PC: DFO | [6 empty] | 10M | [23 empty] | N
61802 | Westchester County Medical Center | 62270 | Westchester County Medical Center | NY | Westchester | CATN2 | Petroleum Liquids | IC |  | S | X | X |  |  | 0.7 | 0.8 | 0.7 | 0.7 | 0.1 | N |  |  | SB | N | 1 | 1974 |  |  | N | Commercial Non-CHP | 4 | B: X; PC: DFO | [6 empty] | 10M | [23 empty] | N
61802 | Westchester County Medical Center | 62270 | Westchester County Medical Center | NY | Westchester | CATN3 | Petroleum Liquids | IC |  | S | X | X |  |  | 0.7 | 0.8 | 0.7 | 0.7 | 0.1 | N |  |  | SB | N | 1 | 1996 |  |  | N | Commercial Non-CHP | 4 | B: X; PC: DFO | [6 empty] | 10M | [23 empty] | N
61936 | Albert Einstein College of Medicine | 62398 | Albert Einstein College of Medicine | NY | Bronx | CP810 | Petroleum Liquids | IC |  | S | X | X |  |  | 0.7 | 0.8 | 0.7 | 0.7 | 0.2 | N |  |  | SB | N | 1 | 2002 |  |  | N | Commercial Non-CHP | 4 | B: X; PC: DFO | [6 empty] | 10M | [23 empty] | N
62087 | Montefiore Mount Vernon Hospital | 62589 | Montefiore Mount Vernon Hospital | NY | Westchester | DETR4 | Petroleum Liquids | IC |  | S | X | X |  |  | 0.7 | 0.8 | 0.7 | 0.7 | 0.2 | N |  |  | SB | N | 1 | 1976 |  |  | N | Commercial Non-CHP | 4 | B: X; PC: DFO | [6 empty] | 10M | [23 empty] | N
62110 | Rockland Bakery Inc. | 62619 | Rockland Bakery Inc. | NY | Rockland | CATE4 | Petroleum Liquids | IC |  | S | X | X |  |  | 0.7 | 0.8 | 0.7 | 0.7 | 0 | N |  |  | SB | Y | 1 | 1996 |  |  | N | Commercial Non-CHP | 4 | B: X; PC: DFO | [6 empty] | 10M | [23 empty] | N
463 | Ameresco LFG I Inc | 10549 | Al Turi | NY | Orange | 2 | Landfill Gas | IC |  | S | X | X |  |  | 0.8 | 0.8 | 0.8 | 0.8 | 0.4 | N |  |  | OA | X | 7 | 2011 |  |  | N | IPP Non-CHP | 2 | B: X; PC: LFG |  |  |  | N | N |  | 10M | [23 empty] | N | N | N
463 | Ameresco LFG I Inc | 10549 | Al Turi | NY | Orange | 3 | Landfill Gas | IC |  | S | X | X |  |  | 0.8 | 0.8 | 0.8 | 0.8 | 0.4 | N |  |  | OA | X | 7 | 2011 |  |  | N | IPP Non-CHP | 2 | B: X; PC: LFG |  |  |  | N |  |  | 10M | [23 empty] | N | N | N
463 | Ameresco LFG I Inc | 10549 | Al Turi | NY | Orange | 3010 | Landfill Gas | IC |  | S | X | X |  |  | 0.8 | 0.8 | 0.8 | 0.8 | 0.4 | N |  |  | OS | X | 11 | 1998 |  |  | N | IPP Non-CHP | 2 | B: X; PC: LFG |  |  |  | N |  |  | 10M | [23 empty] | N
54842 | WM Renewable Energy LLC | 50568 | High Acres Gas Recovery | NY | Monroe | GEN1 | Landfill Gas | IC |  | S | X | X | PTID 23767 | PTID 23767 | 0.8 | 0.98 | 0.8 | 0.8 | 0.5 | N |  |  | OP | X | 5 | 1991 |  |  | N | IPP Non-CHP | 2 | B: X; PC: LFG |  |  |  | N |  |  | 1H | [23 empty] | N | N | N
54842 | WM Renewable Energy LLC | 50568 | High Acres Gas Recovery | NY | Monroe | GEN2 | Landfill Gas | IC |  | S | X | X | PTID 23767 | PTID 23767 | 0.8 | 0.98 | 0.8 | 0.8 | 0.5 | N |  |  | OP | X | 5 | 1991 |  |  | N | IPP Non-CHP | 2 | B: X; PC: LFG |  |  |  | N |  |  | 1H | [23 empty] | N | N | N
54842 | WM Renewable Energy LLC | 50568 | High Acres Gas Recovery | NY | Monroe | GEN3 | Landfill Gas | IC |  | S | X | X | PTID 23767 | PTID 23767 | 0.8 | 0.98 | 0.8 | 0.8 | 0.5 | N |  |  | OP | X | 5 | 1991 |  |  | N | IPP Non-CHP | 2 | B: X; PC: LFG |  |  |  | N |  |  | 1H | [23 empty] | N | N | N
54842 | WM Renewable Energy LLC | 50568 | High Acres Gas Recovery | NY | Monroe | GEN4 | Landfill Gas | IC |  | S | X | X | PTID 23767 | PTID 23767 | 0.8 | 0.98 | 0.8 | 0.8 | 0.5 | N |  |  | OP | X | 5 | 1991 |  |  | N | IPP Non-CHP | 2 | B: X; PC: LFG |  |  |  | N |  |  | 1H | [23 empty] | N | N | N
13484 | New York Methodist Hospital | 52091 | New York Methodist Hospital | NY | Kings | 01-8N | Petroleum Liquids | IC |  | S | X | X |  |  | 0.8 | 0.8 | 0.8 | 0.8 | 0.1 | N |  |  | OP | X | 1 | 2006 |  |  | N | IPP Non-CHP | 2 | B: X; PC: DFO |  |  |  | N | N |  | 10M | [23 empty] | N
13484 | New York Methodist Hospital | 52091 | New York Methodist Hospital | NY | Kings | 04-6Z | Petroleum Liquids | IC |  | S | X | X |  |  | 0.8 | 0.8 | 0.8 | 0.8 | 0.1 | N |  |  | SB | N | 1 | 2006 |  |  | N | IPP Non-CHP | 2 | B: X; PC: DFO |  |  |  | N | N |  | 10M | [23 empty] | N
13484 | New York Methodist Hospital | 52091 | New York Methodist Hospital | NY | Kings | 05-6Z | Petroleum Liquids | IC |  | S | X | X |  |  | 0.8 | 0.8 | 0.8 | 0.8 | 0.1 | N |  |  | SB | N | 1 | 2006 |  |  | N | IPP Non-CHP | 2 | B: X; PC: DFO |  |  |  | N | N |  | 10M | [23 empty] | N
11329 | NYU Langone Health | 54769 | NYU Luthern Medical Center | NY | Kings | GEN1 | Natural Gas Internal Combustion Engine | IC |  | S | X | X |  |  | 0.8 | 0.85 | 0.8 | 0.8 | 0.2 | N |  |  | OS | X | 1 | 1994 |  |  | Y | Commercial CHP | 5 | [11 empty] | N | N |  | 10M | [23 empty] | N | bar: B to PC
11329 | NYU Langone Health | 54769 | NYU Luthern Medical Center | NY | Kings | GEN2 | Natural Gas Internal Combustion Engine | IC |  | S | X | X |  |  | 0.8 | 0.85 | 0.8 | 0.8 | 0.2 | N |  |  | OS | X | 1 | 1994 |  |  | Y | Commercial CHP | 5 | [11 empty] | N | N |  | 10M | [23 empty] | N | bar: B to PC
17283 | Seneca Energy II | 54782 | Seneca Energy | NY | Seneca | GE10 | Landfill Gas | IC |  | S | X | X |  |  | 0.8 | 0.8 | 0.8 | 0.8 | 0.6 | N |  |  | OP | X | 8 | 1998 |  |  | N | IPP Non-CHP | 2 | B: X; PC: LFG |  |  |  | N | N |  | 1H | [23 empty] | N | N | N
17283 | Seneca Energy II | 54782 | Seneca Energy | NY | Seneca | GE11 | Landfill Gas | IC |  | S | X | X |  |  | 0.8 | 0.8 | 0.8 | 0.8 | 0.6 | N |  |  | OP | X | 8 | 1998 |  |  | N | IPP Non-CHP | 2 | B: X; PC: LFG |  |  |  | N | N |  | 1H | [23 empty] | N | N | N
17283 | Seneca Energy II | 54782 | Seneca Energy | NY | Seneca | GE12 | Landfill Gas | IC |  | S | X | X |  |  | 0.8 | 0.8 | 0.8 | 0.8 | 0.6 | N |  |  | OP | X | 8 | 1998 |  |  | N | IPP Non-CHP | 2 | B: X; PC: LFG |  |  |  | N | N |  | 1H | [23 empty] | N | N | N
17283 | Seneca Energy II | 54782 | Seneca Energy | NY | Seneca | GE13 | Landfill Gas | IC |  | S | X | X |  |  | 0.8 | 0.8 | 0.8 | 0.8 | 0.6 | N |  |  | OP | X | 8 | 1998 |  |  | N | IPP Non-CHP | 2 | B: X; PC: LFG |  |  |  | N | N |  | 1H | [23 empty] | N | N | N
17283 | Seneca Energy II | 54782 | Seneca Energy | NY | Seneca | GE14 | Landfill Gas | IC |  | S | X | X |  |  | 0.8 | 0.8 | 0.8 | 0.8 | 0.6 | N |  |  | OP | X | 8 | 1998 |  |  | N | IPP Non-CHP | 2 | B: X; PC: LFG |  |  |  | N | N |  | 1H | [23 empty] | N | N | N
17283 | Seneca Energy II | 54782 | Seneca Energy | NY | Seneca | GEN1 | Landfill Gas | IC |  | S | X | X |  |  | 0.8 | 0.8 | 0.8 | 0.8 | 0.6 | N |  |  | OP | X | 3 | 1996 |  |  | N | IPP Non-CHP | 2 | B: X; PC: LFG |  |  |  | N | N |  | 1H | [23 empty] | N | N | N
17283 | Seneca Energy II | 54782 | Seneca Energy | NY | Seneca | GEN2 | Landfill Gas | IC |  | S | X | X |  |  | 0.8 | 0.8 | 0.8 | 0.8 | 0.6 | N |  |  | OP | X | 3 | 1996 |  |  | N | IPP Non-CHP | 2 | B: X; PC: LFG |  |  |  | N | N |  | 1H | [23 empty] | N | N | N
17283 | Seneca Energy II | 54782 | Seneca Energy | NY | Seneca | GEN3 | Landfill Gas | IC |  | S | X | X |  |  | 0.8 | 0.8 | 0.8 | 0.8 | 0.6 | N |  |  | OP | X | 3 | 1996 |  |  | N | IPP Non-CHP | 2 | B: X; PC: LFG |  |  |  | N | N |  | 1H | [23 empty] | N | N | N
17283 | Seneca Energy II | 54782 | Seneca Energy | NY | Seneca | GEN4 | Landfill Gas | IC |  | S | X | X |  |  | 0.8 | 0.8 | 0.8 | 0.8 | 0.6 | N |  |  | OP | X | 8 | 1996 |  |  | N | IPP Non-CHP | 2 | B: X; PC: LFG |  |  |  | N | N |  | 1H | [23 empty] | N | N | N
17283 | Seneca Energy II | 54782 | Seneca Energy | NY | Seneca | GEN5 | Landfill Gas | IC |  | S | X | X |  |  | 0.8 | 0.8 | 0.8 | 0.8 | 0.6 | N |  |  | OP | X | 8 | 1996 |  |  | N | IPP Non-CHP | 2 | B: X; PC: LFG |  |  |  | N | N |  | 1H | [23 empty] | N | N | N
17283 | Seneca Energy II | 54782 | Seneca Energy | NY | Seneca | GEN6 | Landfill Gas | IC |  | S | X | X |  |  | 0.8 | 0.8 | 0.8 | 0.8 | 0.6 | N |  |  | OP | X | 6 | 1997 |  |  | N | IPP Non-CHP | 2 | B: X; PC: LFG |  |  |  | N | N |  | 1H | [23 empty] | N | N | N
17283 | Seneca Energy II | 54782 | Seneca Energy | NY | Seneca | GEN7 | Landfill Gas | IC |  | S | X | X |  |  | 0.8 | 0.8 | 0.8 | 0.8 | 0.6 | N |  |  | OP | X | 6 | 1997 |  |  | N | IPP Non-CHP | 2 | B: X; PC: LFG |  |  |  | N | N |  | 1H | [23 empty] | N | N | N
17283 | Seneca Energy II | 54782 | Seneca Energy | NY | Seneca | GEN8 | Landfill Gas | IC |  | S | X | X |  |  | 0.8 | 0.8 | 0.8 | 0.8 | 0.6 | N |  |  | OP | X | 8 | 1998 |  |  | N | IPP Non-CHP | 2 | B: X; PC: LFG |  |  |  | N | N |  | 1H | [23 empty] | N | N | N
17283 | Seneca Energy II | 54782 | Seneca Energy | NY | Seneca | GEN9 | Landfill Gas | IC |  | S | X | X |  |  | 0.8 | 0.8 | 0.8 | 0.8 | 0.6 | N |  |  | OP | X | 8 | 1998 |  |  | N | IPP Non-CHP | 2 | B: X; PC: LFG |  |  |  | N | N |  | 1H | [23 empty] | N | N | N
1362 | Bassett Healthcare | 54863 | Bassett Medical Center | NY | Otsego | 0001 | Petroleum Liquids | IC |  | S | X | X |  |  | 0.8 | 0.8 | 0.8 | 0.8 | 0.1 | N |  |  | SB | Y | 7 | 1992 |  |  | N | Commercial Non-CHP | 4 | B: X; PC: DFO |  |  |  | N | N |  | 10M | [23 empty] | N | N | N
1362 | Bassett Healthcare | 54863 | Bassett Medical Center | NY | Otsego | 0002 | Petroleum Liquids | IC |  | S | X | X |  |  | 0.8 | 0.8 | 0.8 | 0.8 | 0.1 | N |  |  | SB | Y | 7 | 1992 |  |  | N | Commercial Non-CHP | 4 | B: X; PC: DFO |  |  |  | N | N |  | 10M | [23 empty] | N | N | N
1362 | Bassett Healthcare | 54863 | Bassett Medical Center | NY | Otsego | 0003 | Petroleum Liquids | IC |  | S | X | X |  |  | 0.8 | 0.8 | 0.8 | 0.8 | 0.1 | N |  |  | SB | Y | 7 | 1992 |  |  | N | Commercial Non-CHP | 4 | B: X; PC: DFO |  |  |  | N | N |  | 10M | [23 empty] | N | N | N
12758 | Model City Energy LLC | 55757 | Model City Energy Facility | NY | Niagara | GEN1 | Landfill Gas | IC |  | S | X | X |  |  | 0.8 | 0.8 | 0.8 | 0.8 | 0.6 | N |  |  | OP | X | 6 | 2001 |  |  | N | IPP Non-CHP | 2 | B: X; PC: LFG |  |  |  | N | N |  | 1H | [23 empty] | N | N | N
12758 | Model City Energy LLC | 55757 | Model City Energy Facility | NY | Niagara | GEN2 | Landfill Gas | IC |  | S | X | X |  |  | 0.8 | 0.8 | 0.8 | 0.8 | 0.6 | N |  |  | OP | X | 6 | 2001 |  |  | N | IPP Non-CHP | 2 | B: X; PC: LFG |  |  |  | N | N |  | 1H | [23 empty] | N | N | N
12758 | Model City Energy LLC | 55757 | Model City Energy Facility | NY | Niagara | GEN3 | Landfill Gas | IC |  | S | X | X |  |  | 0.8 | 0.8 | 0.8 | 0.8 | 0.6 | N |  |  | OP | X | 6 | 2001 |  |  | N | IPP Non-CHP | 2 | B: X; PC: LFG |  |  |  | N | N |  | 1H | [23 empty] | N | N | N
12758 | Model City Energy LLC | 55757 | Model City Energy Facility | NY | Niagara | GEN4 | Landfill Gas | IC |  | S | X | X |  |  | 0.8 | 0.8 | 0.8 | 0.8 | 0.6 | N |  |  | OP | X | 6 | 2001 |  |  | N | IPP Non-CHP | 2 | B: X; PC: LFG |  |  |  | N | N |  | 1H | [23 empty] | N | N | N
12758 | Model City Energy LLC | 55757 | Model City Energy Facility | NY | Niagara | GEN5 | Landfill Gas | IC |  | S | X | X |  |  | 0.8 | 0.8 | 0.8 | 0.8 | 0.6 | N |  |  | OP | X | 6 | 2001 |  |  | N | IPP Non-CHP | 2 | B: X; PC: LFG |  |  |  | N | N |  | 1H | [23 empty] | N | N | N
12758 | Model City Energy LLC | 55757 | Model City Energy Facility | NY | Niagara | GEN6 | Landfill Gas | IC |  | S | X | X |  |  | 0.8 | 0.8 | 0.8 | 0.8 | 0.6 | N |  |  | OP | X | 6 | 2001 |  |  | N | IPP Non-CHP | 2 | B: X; PC: LFG |  |  |  | N | N |  | 1H | [23 empty] | N | N | N
12758 | Model City Energy LLC | 55757 | Model City Energy Facility | NY | Niagara | GEN7 | Landfill Gas | IC |  | S | X | X |  |  | 0.8 | 0.8 | 0.8 | 0.8 | 0.6 | N |  |  | OP | X | 6 | 2001 |  |  | N | IPP Non-CHP | 2 | B: X; PC: LFG |  |  |  | N | N |  | 1H | [23 empty] | N | N | N
17283 | Seneca Energy II | 56250 | Ontario LFGTE | NY | Ontario | GEN1 | Landfill Gas | IC |  | S | X | X |  |  | 0.8 | 0.8 | 0.8 | 0.8 | 0.6 | N |  |  | OP | X | 11 | 2003 |  |  | N | IPP Non-CHP | 2 | B: X; PC: LFG |  |  |  | N | N |  | 1H | [23 empty] | N | N | N
17283 | Seneca Energy II | 56250 | Ontario LFGTE | NY | Ontario | GEN2 | Landfill Gas | IC |  | S | X | X |  |  | 0.8 | 0.8 | 0.8 | 0.8 | 0.6 | N |  |  | OP | X | 11 | 2003 |  |  | N | IPP Non-CHP | 2 | B: X; PC: LFG |  |  |  | N | N |  | 1H | [23 empty] | N | N | N
17283 | Seneca Energy II | 56250 | Ontario LFGTE | NY | Ontario | GEN3 | Landfill Gas | IC |  | S | X | X |  |  | 0.8 | 0.8 | 0.8 | 0.8 | 0.6 | N |  |  | OP | X | 11 | 2003 |  |  | N | IPP Non-CHP | 2 | B: X; PC: LFG |  |  |  | N | N |  | 1H | [23 empty] | N | N | N
17283 | Seneca Energy II | 56250 | Ontario LFGTE | NY | Ontario | GEN4 | Landfill Gas | IC |  | S | X | X |  |  | 0.8 | 0.8 | 0.8 | 0.8 | 0.6 | N |  |  | OP | X | 11 | 2003 |  |  | N | IPP Non-CHP | 2 | B: X; PC: LFG |  |  |  | N | N |  | 1H | [23 empty] | N | N | N
17283 | Seneca Energy II | 56250 | Ontario LFGTE | NY | Ontario | GEN5 | Landfill Gas | IC |  | S | X | X |  |  | 0.8 | 0.8 | 0.8 | 0.8 | 0.6 | N |  |  | OP | X | 5 | 2005 |  |  | N | IPP Non-CHP | 2 | B: X; PC: LFG |  |  |  | N | N |  | 1H | [23 empty] | N
17283 | Seneca Energy II | 56250 | Ontario LFGTE | NY | Ontario | GEN6 | Landfill Gas | IC |  | S | X | X |  |  | 0.8 | 0.8 | 0.8 | 0.8 | 0.6 | N |  |  | OP | X | 5 | 2005 |  |  | N | IPP Non-CHP | 2 | B: X; PC: LFG |  |  |  | N | N |  | 1H | [23 empty] | N
17283 | Seneca Energy II | 56250 | Ontario LFGTE | NY | Ontario | GEN7 | Landfill Gas | IC |  | S | X | X |  |  | 0.8 | 0.8 | 0.8 | 0.8 | 0.6 | N |  |  | OP | X | 5 | 2005 |  |  | N | IPP Non-CHP | 2 | B: X; PC: LFG |  |  |  | N | N |  | 1H | [23 empty] | N
17283 | Seneca Energy II | 56250 | Ontario LFGTE | NY | Ontario | GEN8 | Landfill Gas | IC |  | S | X | X |  |  | 0.8 | 0.8 | 0.8 | 0.8 | 0.6 | N |  |  | OP | X | 11 | 2010 |  |  | N | IPP Non-CHP | 2 | B: X; PC: LFG |  |  |  | N | N |  | 1H | [23 empty] | N | N | N
54842 | WM Renewable Energy LLC | 56526 | Chaffee Gas Recovery | NY | Erie | GEN1 | Landfill Gas | IC |  | S | X | X | PTID 323603 | PTID 323603 | 0.8 | 0.98 | 0.8 | 0.8 | 0.5 | N |  |  | OP | X | 8 | 2007 |  |  | N | IPP Non-CHP | 2 | B: X; PC: LFG |  |  |  | N |  |  | 1H | [23 empty] | N | N | N
54842 | WM Renewable Energy LLC | 56526 | Chaffee Gas Recovery | NY | Erie | GEN2 | Landfill Gas | IC |  | S | X | X | PTID 323603 | PTID 323603 | 0.8 | 0.98 | 0.8 | 0.8 | 0.5 | N |  |  | OP | X | 8 | 2007 |  |  | N | IPP Non-CHP | 2 | B: X; PC: LFG |  |  |  | N |  |  | 1H | [23 empty] | N | N | N
54842 | WM Renewable Energy LLC | 56526 | Chaffee Gas Recovery | NY | Erie | GEN3 | Landfill Gas | IC |  | S | X | X | PTID 323603 | PTID 323603 | 0.8 | 0.98 | 0.8 | 0.8 | 0.5 | N |  |  | OP | X | 8 | 2007 |  |  | N | IPP Non-CHP | 2 | B: X; PC: LFG |  |  |  | N |  |  | 1H | [23 empty] | N | N | N
54842 | WM Renewable Energy LLC | 56526 | Chaffee Gas Recovery | NY | Erie | GEN4 | Landfill Gas | IC |  | S | X | X | PTID 323603 | PTID 323603 | 0.8 | 0.98 | 0.8 | 0.8 | 0.5 | N |  |  | OP | X | 8 | 2007 |  |  | N | IPP Non-CHP | 2 | B: X; PC: LFG |  |  |  | N |  |  | 1H | [23 empty] | N | N | N
54842 | WM Renewable Energy LLC | 56526 | Chaffee Gas Recovery | NY | Erie | GEN5 | Landfill Gas | IC |  | S | X | X | PTID 323603 | PTID 323603 | 0.8 | 0.98 | 0.8 | 0.8 | 0.5 | N |  |  | OP | X | 8 | 2007 |  |  | N | IPP Non-CHP | 2 | B: X; PC: LFG |  |  |  | N |  |  | 1H | [23 empty] | N | N | N
54842 | WM Renewable Energy LLC | 56526 | Chaffee Gas Recovery | NY | Erie | GEN6 | Landfill Gas | IC |  | S | X | X | PTID 323603 | PTID 323603 | 0.8 | 0.98 | 0.8 | 0.8 | 0.5 | N |  |  | OP | X | 8 | 2007 |  |  | N | IPP Non-CHP | 2 | B: X; PC: LFG |  |  |  | N |  |  | 1H | [23 empty] | N | N | N
54842 | WM Renewable Energy LLC | 56526 | Chaffee Gas Recovery | NY | Erie | GEN7 | Landfill Gas | IC |  | S | X | X | PTID 323603 | PTID 323603 | 0.8 | 0.98 | 0.8 | 0.8 | 0.5 | N |  |  | OP | X | 10 | 2009 |  |  | N | IPP Non-CHP | 2 | B: X; PC: LFG | [6 empty] | 1H | [23 empty] | N | N | N
54842 | WM Renewable Energy LLC | 56526 | Chaffee Gas Recovery | NY | Erie | GEN8 | Landfill Gas | IC |  | S | X | X | PTID 323603 | PTID 323603 | 0.8 | 0.98 | 0.8 | 0.8 | 0.5 | N |  |  | OP | X | 10 | 2009 |  |  | N | IPP Non-CHP | 2 | B: X; PC: LFG | [6 empty] | 1H | [23 empty] | N | N | N
54842 | WM Renewable Energy LLC | 61012 | Mill Seat Renewable Energy Facility | NY | Genesee | GEN1 | Landfill Gas | IC |  | W | X | X |  |  | 0.8 | 0.8 | 0.8 | 0.8 | 0.5 | N |  |  | OP | X | 7 | 2007 |  |  | N | IPP Non-CHP | 2 | B: X; PC: LFG | [6 empty] | 1H | [23 empty] | N
54842 | WM Renewable Energy LLC | 61012 | Mill Seat Renewable Energy Facility | NY | Genesee | GEN2 | Landfill Gas | IC |  | W | X | X |  |  | 0.8 | 0.8 | 0.8 | 0.8 | 0.5 | N |  |  | OP | X | 7 | 2007 |  |  | N | IPP Non-CHP | 2 | B: X; PC: LFG | [6 empty] | 1H | [23 empty] | N
54842 | WM Renewable Energy LLC | 61012 | Mill Seat Renewable Energy Facility | NY | Genesee | GEN3 | Landfill Gas | IC |  | W | X | X |  |  | 0.8 | 0.8 | 0.8 | 0.8 | 0.5 | N |  |  | OP | X | 7 | 2007 |  |  | N | IPP Non-CHP | 2 | B: X; PC: LFG | [6 empty] | 1H | [23 empty] | N
54842 | WM Renewable Energy LLC | 61012 | Mill Seat Renewable Energy Facility | NY | Genesee | GEN4 | Landfill Gas | IC |  | W | X | X |  |  | 0.8 | 0.8 | 0.8 | 0.8 | 0.5 | N |  |  | OP | X | 7 | 2007 |  |  | N | IPP Non-CHP | 2 | B: X; PC: LFG | [6 empty] | 1H | [23 empty] | N
54842 | WM Renewable Energy LLC | 61012 | Mill Seat Renewable Energy Facility | NY | Genesee | GEN5 | Landfill Gas | IC |  | W | X | X |  |  | 0.8 | 0.8 | 0.8 | 0.8 | 0.5 | N |  |  | OP | X | 7 | 2007 |  |  | N | IPP Non-CHP | 2 | B: X; PC: LFG | [6 empty] | 1H | [23 empty] | N
54842 | WM Renewable Energy LLC | 61012 | Mill Seat Renewable Energy Facility | NY | Genesee | GEN6 | Landfill Gas | IC |  | W | X | X |  |  | 0.8 | 0.8 | 0.8 | 0.8 | 0.5 | N |  |  | OP | X | 7 | 2007 |  |  | N | IPP Non-CHP | 2 | B: X; PC: LFG | [6 empty] | 1H | [23 empty] | N | N
54842 | WM Renewable Energy LLC | 61012 | Mill Seat Renewable Energy Facility | NY | Genesee | GEN7 | Landfill Gas | IC |  | W | X | X |  |  | 0.8 | 0.8 | 0.8 | 0.8 | 0.5 | N |  |  | OP | X | 7 | 2007 |  |  | N | IPP Non-CHP | 2 | B: X; PC: LFG | [6 empty] | 1H | [23 empty] | N
54842 | WM Renewable Energy LLC | 61012 | Mill Seat Renewable Energy Facility | NY | Genesee | GEN8 | Landfill Gas | IC |  | W | X | X |  |  | 0.8 | 0.8 | 0.8 | 0.8 | 0.5 | N |  |  | OP | X | 7 | 2007 |  |  | N | IPP Non-CHP | 2 | B: X; PC: LFG | [6 empty] | 1H | [23 empty] | N
61013 | Northern Westchester Hospital | 61378 | Northern Westchester Hospital | NY | Westchester | 4 | Petroleum Liquids | IC |  | S | X | X |  |  | 0.8 | 0.8 | 0.8 | 0.8 | 0.2 | N |  |  | SB | N | 6 | 1971 | 5 | 2022 | N | Commercial Non-CHP | 4 | B: X; PC: DFO | [6 empty] | 10M | [23 empty] | N | N | N
61013 | Northern Westchester Hospital | 61378 | Northern Westchester Hospital | NY | Westchester | 5 | Petroleum Liquids | IC |  | S | X | X |  |  | 0.8 | 0.8 | 0.8 | 0.8 | 0.2 | N |  |  | SB | N | 6 | 1971 | 5 | 2022 | N | Commercial Non-CHP | 4 | B: X; PC: DFO | [6 empty] | 10M | [23 empty] | N | N | N
61165 | Mount Sinai Beth Israel | 61569 | Mount Sinai Beth Israel | NY | New York | EGEN7 | Petroleum Liquids | IC |  | S | X | X |  |  | 0.8 | 0.8 | 0.8 | 0.8 | 0.1 | N |  |  | SB | N | 1 | 1988 |  |  | N | Commercial Non-CHP | 4 | B: X; PC: DFO | [6 empty] | 10M | [23 empty] | N
61165 | Mount Sinai Beth Israel | 61569 | Mount Sinai Beth Israel | NY | New York | EGEN8 | Petroleum Liquids | IC |  | S | X | X |  |  | 0.8 | 0.8 | 0.8 | 0.8 | 0.1 | N |  |  | SB | N | 1 | 1988 |  |  | N | Commercial Non-CHP | 4 | B: X; PC: DFO | [6 empty] | 10M | [23 empty] | N
61577 | Saint Catherine of Siena Medical Center | 62003 | Saint Catherine of Siena Medical Center | NY | Suffolk | 5FPX4 | Petroleum Liquids | IC |  | S | X | X |  |  | 0.8 | 0.8 | 0.4 | 0.4 | 0.1 | N |  |  | SB | N | 1 | 1972 |  |  | N | Commercial Non-CHP | 4 | B: X; PC: DFO | [6 empty] | 10M | [23 empty] | N
61619 | St Johns Riverside Hospital | 62051 | St Johns Riverside Hospital | NY | Westchester | EG750 | Petroleum Liquids | IC |  | S | X | X |  |  | 0.8 | 0.8 | 0.8 | 0.8 | 0 | N |  |  | SB | N | 1 | 1968 |  |  | N | Commercial Non-CHP | 4 | B: X; PC: DFO | [6 empty] | 10M | [23 empty] | N
61690 | Maimonides Medical Center | 62174 | Maimonides Medical Center | NY | Kings | CM800 | Petroleum Liquids | IC |  | S | X | X |  |  | 0.8 | 0.8 | 0.8 | 0.8 | 0.1 | N |  |  | SB | N | 1 | 2002 |  |  | N | Commercial Non-CHP | 4 | B: X; PC: DFO | [6 empty] | 10M | [23 empty] | N
61774 | NYC-HH-New Bellevue Hospital | 62250 | NYC-HH-New Bellevue Hospital | NY | New York | CAT2H | Petroleum Liquids | IC |  | S | X | X |  |  | 0.8 | 0.8 | 0.8 | 0.8 | 0.1 | N |  |  | SB | N | 1 | 2011 |  |  | N | Commercial Non-CHP | 4 | B: X; PC: DFO | [6 empty] | 10M | [23 empty] | N
61774 | NYC-HH-New Bellevue Hospital | 62250 | NYC-HH-New Bellevue Hospital | NY | New York | CAT2M | Petroleum Liquids | IC |  | S | X | X |  |  | 0.8 | 0.8 | 0.8 | 0.8 | 0.1 | N |  |  | SB | N | 1 | 2011 |  |  | N | Commercial Non-CHP | 4 | B: X; PC: DFO | [6 empty] | 10M | [23 empty] | N
61774 | NYC-HH-New Bellevue Hospital | 62250 | NYC-HH-New Bellevue Hospital | NY | New York | CAT2X | Petroleum Liquids | IC |  | S | X | X |  |  | 0.8 | 0.8 | 0.8 | 0.8 | 0.1 | N |  |  | SB | N | 1 | 2011 |  |  | N | Commercial Non-CHP | 4 | B: X; PC: DFO | [6 empty] | 10M | [23 empty] | N
61774 | NYC-HH-New Bellevue Hospital | 62250 | NYC-HH-New Bellevue Hospital | NY | New York | CAT2Y | Petroleum Liquids | IC |  | S | X | X |  |  | 0.8 | 0.8 | 0.8 | 0.8 | 0.1 | N |  |  | SB | N | 1 | 2011 |  |  | N | Commercial Non-CHP | 4 | B: X; PC: DFO | [6 empty] | 10M | [23 empty] | N
61947 | NYP-Hudson Valley Hospital Center | 62421 | NYP-Hudson Valley Hospital Center | NY | Westchester | 750RX | Petroleum Liquids | IC |  | S | X | X |  |  | 0.8 | 0.8 | 0.8 | 0.8 | 0.2 | N |  |  | SB | N | 1 | 2010 |  |  | N | Commercial Non-CHP | 4 | B: X; PC: DFO | [6 empty] | 10M | [23 empty] | N
61948 | Regeneron Pharmaceuticals Inc. | 62423 | Regeneron Pharmaceuticals Inc. | NY | Westchester | 771NG | Natural Gas Internal Combustion Engine | IC |  | S | X | X |  |  | 0.8 | 0.8 | 0.8 | 0.8 | 0.2 | N |  |  | SB | N | 1 | 2010 |  |  | N | Commercial Non-CHP | 4 | [14 empty] | 10M | [23 empty] | N |  | N | bar: B to PC
61970 | St. Joseph Hospital (NY) | 62452 | St. Joseph Hospital | NY | Westchester | CT750 | Petroleum Liquids | IC |  | S | X | X |  |  | 0.8 | 0.8 | 0.8 | 0.8 | 0.2 | N |  |  | SB | N | 1 | 1978 |  |  | N | Commercial Non-CHP | 4 | B: X; PC: DFO |  |  |  | N |  |  | 10M | [23 empty] | N
61971 | Mt.Sinai-St.Lukes Rsvlt. Hospital Center | 62453 | Mt.Sinai-St.Lukes Roosevelt Hosp. Center | NY | Westchester | CT750 | Petroleum Liquids | IC |  | S | X | X |  |  | 0.8 | 0.8 | 0.8 | 0.8 | 0.2 | N |  |  | SB | N | 1 | 1978 |  |  | N | Commercial Non-CHP | 4 | B: X; PC: DFO |  |  |  | N |  |  | 10M | [23 empty] | N
63274 | Vassar Brothers Medical Center | 63550 | Vassar Brothers Medical Center | NY | Dutchess | SO-01 | Petroleum Liquids | IC |  | S | X | X |  |  | 0.8 | 0.8 | 0.8 | 0.8 | 0.1 | N |  |  | SB | N | 1 | 2000 |  |  | N | Commercial Non-CHP | 4 | B: X; PC: DFO | [6 empty] | 10M | [23 empty] | N
63277 | Richmond University Medical Center | 63553 | Richmond University Medical Center | NY | Richmond | CU750 | Petroleum Liquids | IC |  | S | X | X |  |  | 0.8 | 0.8 | 0.8 | 0.8 | 0.1 | N |  |  | SB | N | 1 | 1986 |  |  | N | Commercial Non-CHP | 4 | B: X; PC: DFO | [6 empty] | 10M | [23 empty] | N
63293 | Mount Sinai - Brooklyn | 63581 | Mount Sinai - Brooklyn | NY | Kings | DD750 | Petroleum Liquids | IC |  | S | X | X |  |  | 0.8 | 0.8 | 0.8 | 0.8 | 0.1 | N |  |  | SB | N | 1 | 2010 |  |  | N | Commercial Non-CHP | 4 | B: X; PC: DFO | [6 empty] | 10M | [23 empty] | N
63333 | NYU Langone - Orthopedic | 63625 | NYU Langone - Orthopedic | NY | Kings | HJD#1 | Petroleum Liquids | IC |  | S | X | X |  |  | 0.8 | 0.8 | 0.8 | 0.8 | 0.1 | N |  |  | SB | N | 1 | 2010 |  |  | N | Commercial Non-CHP | 4 | B: X; PC: DFO | [6 empty] | 10M | [23 empty] | N
63333 | NYU Langone - Orthopedic | 63625 | NYU Langone - Orthopedic | NY | Kings | HJD#2 | Petroleum Liquids | IC |  | S | X | X |  |  | 0.8 | 0.8 | 0.8 | 0.8 | 0.1 | N |  |  | SB | N | 1 | 2010 |  |  | N | Commercial Non-CHP | 4 | B: X; PC: DFO | [6 empty] | 10M | [23 empty] | N
63347 | North Central Bronx Hospital | 63643 | North Central Bronx Hospital | NY | Bronx | EG1 | Petroleum Liquids | IC |  | S | X | X |  |  | 0.8 | 0.8 | 0.8 | 0.8 | 0.1 | N |  |  | SB | N | 1 | 2000 |  |  | N | Commercial Non-CHP | 4 | B: X; PC: DFO | [6 empty] | 10M | [23 empty] | N
63347 | North Central Bronx Hospital | 63643 | North Central Bronx Hospital | NY | Bronx | EG2 | Petroleum Liquids | IC |  | S | X | X |  |  | 0.8 | 0.8 | 0.8 | 0.8 | 0.1 | N |  |  | SB | N | 1 | 2000 |  |  | N | Commercial Non-CHP | 4 | B: X; PC: DFO | [6 empty] | 10M | [23 empty] | N
63348 | Wyckoff Heights Medical Center | 63644 | Wyckoff Heights Medical Center | NY | Kings | CT800 | Petroleum Liquids | IC |  | S | X | X |  |  | 0.8 | 0.8 | 0.8 | 0.8 | 0.1 | N |  |  | SB | N | 1 | 1994 |  |  | N | Commercial Non-CHP | 4 | B: X; PC: DFO | [6 empty] | 10M | [23 empty] | N
63348 | Wyckoff Heights Medical Center | 63644 | Wyckoff Heights Medical Center | NY | Kings | KT800 | Petroleum Liquids | IC |  | S | X | X |  |  | 0.8 | 0.8 | 0.8 | 0.8 | 0.1 | N |  |  | SB | N | 1 | 1986 |  |  | N | Commercial Non-CHP | 4 | B: X; PC: DFO | [6 empty] | 10M | [23 empty] | N
64093 | White Plains Hospital Medical Center | 64440 | White Plains Hospital Medical Center | NY | Westchester | ENGN4 | Petroleum Liquids | IC |  | S | X | X |  |  | 0.8 | 0.8 | 0.8 | 0.8 | 0.1 | N |  |  | SB | N | 10 | 1996 |  |  | N | Commercial Non-CHP | 4 | B: X; PC: DFO | [6 empty] | 10M | [23 empty] | N
57229 | MM Albany Energy LLC | 55155 | MM Albany Energy | NY | Albany | UNT1 | Landfill Gas | IC |  | S | X | X |  |  | 0.9 | 0.98 | 0.9 | 0.9 | 0.7 | N |  |  | OP | X | 3 | 1998 |  |  | N | IPP Non-CHP | 2 | B: X; PC: LFG |  |  |  | N |  |  | 1H | [23 empty] | N
57229 | MM Albany Energy LLC | 55155 | MM Albany Energy | NY | Albany | UNT2 | Landfill Gas | IC |  | S | X | X |  |  | 0.9 | 0.98 | 0.9 | 0.9 | 0.7 | N |  |  | OP | X | 3 | 1998 |  |  | N | IPP Non-CHP | 2 | B: X; PC: LFG |  |  |  | N |  |  | 1H | [23 empty] | N
57229 | MM Albany Energy LLC | 55155 | MM Albany Energy | NY | Albany | UNT3 | Landfill Gas | IC |  | S | X | X |  |  | 0.9 | 0.98 | 0.9 | 0.9 | 0.7 | N |  |  | OP | X | 11 | 2008 |  |  | N | IPP Non-CHP | 2 | B: X; PC: LFG | [6 empty] | 1H | [23 empty] | N
58154 | Hudson Valley Community College | 58186 | HVCC Cogen Plant | NY | Rensselaer | CG01 | Natural Gas Internal Combustion Engine | IC |  | S | X | X |  |  | 0.9 | 0.8 | 0.8 | 0.9 | 0.7 | N |  |  | OP | X | 4 | 2004 |  |  | Y | Commercial CHP | 5 | [11 empty] | N | N |  | 10M | [23 empty] | N | N | N | bar: B to PC
58154 | Hudson Valley Community College | 58186 | HVCC Cogen Plant | NY | Rensselaer | CG02 | Natural Gas Internal Combustion Engine | IC |  | S | X | X |  |  | 0.9 | 0.8 | 0.8 | 0.9 | 0.7 | N |  |  | OP | X | 4 | 2004 |  |  | Y | Commercial CHP | 5 | [11 empty] | N | N |  | 10M | [23 empty] | N | N | N | bar: B to PC
61053 | Mount Sinai Hospital | 61416 | Mount Sinai Hospital | NY | New York | GP7 | Petroleum Liquids | IC |  | S | X | X |  |  | 0.9 | 0.8 | 0.9 | 0.9 | 0.3 | N |  |  | SB | N | 6 | 1988 |  |  | N | Commercial Non-CHP | 4 | B: X; PC: DFO | [6 empty] | 10M | [23 empty] | N
61053 | Mount Sinai Hospital | 61416 | Mount Sinai Hospital | NY | New York | GP8 | Petroleum Liquids | IC |  | S | X | X |  |  | 0.9 | 0.8 | 0.9 | 0.9 | 0.3 | N |  |  | SB | N | 6 | 1998 |  |  | N | Commercial Non-CHP | 4 | B: X; PC: DFO | [6 empty] | 10M | [23 empty] | N
61053 | Mount Sinai Hospital | 61416 | Mount Sinai Hospital | NY | New York | GP9 | Petroleum Liquids | IC |  | S | X | X |  |  | 0.9 | 0.8 | 0.9 | 0.9 | 0.3 | N |  |  | SB | N | 5 | 2011 |  |  | N | Commercial Non-CHP | 4 | B: X; PC: DFO | [6 empty] | 10M | [23 empty] | N
61165 | Mount Sinai Beth Israel | 61569 | Mount Sinai Beth Israel | NY | New York | EGEN9 | Petroleum Liquids | IC |  | S | X | X |  |  | 0.9 | 0.8 | 0.9 | 0.9 | 0.3 | N |  |  | SB | N | 1 | 1988 |  |  | N | Commercial Non-CHP | 4 | B: X; PC: DFO | [6 empty] | 10M | [23 empty] | N
61690 | Maimonides Medical Center | 62174 | Maimonides Medical Center | NY | Kings | CM900 | Petroleum Liquids | IC |  | S | X | X |  |  | 0.9 | 0.8 | 0.9 | 0.9 | 0.1 | N |  |  | SB | N | 1 | 2006 |  |  | N | Commercial Non-CHP | 4 | B: X; PC: DFO | [6 empty] | 10M | [23 empty] | N
61690 | Maimonides Medical Center | 62174 | Maimonides Medical Center | NY | Kings | CN900 | Petroleum Liquids | IC |  | S | X | X |  |  | 0.9 | 0.8 | 0.9 | 0.9 | 0.1 | N |  |  | SB | N | 1 | 2006 |  |  | N | Commercial Non-CHP | 4 | B: X; PC: DFO | [6 empty] | 10M | [23 empty] | N
61774 | NYC-HH-New Bellevue Hospital | 62250 | NYC-HH-New Bellevue Hospital | NY | New York | CUM6Z | Petroleum Liquids | IC |  | S | X | X |  |  | 0.9 | 0.8 | 0.9 | 0.9 | 0.1 | N |  |  | SB | N | 1 | 2011 |  |  | N | Commercial Non-CHP | 4 | B: X; PC: DFO | [6 empty] | 10M | [23 empty] | N
61800 | NYPH-Queens | 62271 | NYPH-Queens | NY | Queens | PB809 | Petroleum Liquids | IC |  | S | X | X |  |  | 0.9 | 0.8 | 0.9 | 0.9 | 0.1 | N |  |  | SB | N | 1 | 2010 |  |  | N | Commercial Non-CHP | 4 | B: X; PC: DFO | [6 empty] | 10M | [23 empty] | N
61800 | NYPH-Queens | 62271 | NYPH-Queens | NY | Queens | PB909 | Petroleum Liquids | IC |  | S | X | X |  |  | 0.9 | 0.8 | 0.9 | 0.9 | 0.1 | N |  |  | SB | N | 1 | 2010 |  |  | N | Commercial Non-CHP | 4 | B: X; PC: DFO | [6 empty] | 10M | [23 empty] | N
61800 | NYPH-Queens | 62271 | NYPH-Queens | NY | Queens | PR601 | Petroleum Liquids | IC |  | S | X | X |  |  | 0.9 | 0.8 | 0.9 | 0.9 | 0.1 | N |  |  | SB | N | 1 | 2000 |  |  | N | Commercial Non-CHP | 4 | B: X; PC: DFO | [6 empty] | 10M | [23 empty] | N
61800 | NYPH-Queens | 62271 | NYPH-Queens | NY | Queens | PR602 | Petroleum Liquids | IC |  | S | X | X |  |  | 0.9 | 0.8 | 0.9 | 0.9 | 0.1 | N |  |  | SB | N | 1 | 2010 |  |  | N | Commercial Non-CHP | 4 | B: X; PC: DFO | [6 empty] | 10M | [23 empty] | N
61800 | NYPH-Queens | 62271 | NYPH-Queens | NY | Queens | PR816 | Petroleum Liquids | IC |  | S | X | X |  |  | 0.9 | 0.8 | 0.9 | 0.9 | 0.1 | N |  |  | SB | N | 1 | 2000 |  |  | N | Commercial Non-CHP | 4 | B: X; PC: DFO | [6 empty] | 10M | [23 empty] | N
61936 | Albert Einstein College of Medicine | 62398 | Albert Einstein College of Medicine | NY | Bronx | CP925 | Petroleum Liquids | IC |  | S | X | X |  |  | 0.9 | 0.8 | 0.9 | 0.9 | 0.3 | N |  |  | SB | N | 1 | 2002 |  |  | N | Commercial Non-CHP | 4 | B: X; PC: DFO | [6 empty] | 10M | [23 empty] | N
63353 | Jacobi Medical Center | 63646 | Jacobi Medical Center | NY | Bronx | CU2 | Petroleum Liquids | IC |  | S | X | X |  |  | 0.9 | 0.8 | 0.9 | 0.9 | 0.1 | N |  |  | SB | N | 1 | 2005 |  |  | N | Commercial Non-CHP | 4 | B: X; PC: DFO | [6 empty] | 10M | [23 empty] | N
63353 | Jacobi Medical Center | 63646 | Jacobi Medical Center | NY | Bronx | CU3 | Petroleum Liquids | IC |  | S | X | X |  |  | 0.9 | 0.8 | 0.9 | 0.9 | 0.1 | N |  |  | SB | N | 1 | 2005 |  |  | N | Commercial Non-CHP | 4 | B: X; PC: DFO | [6 empty] | 10M | [23 empty] | N
21508 | Cornell University | 50368 | Cornell University Central Heat | NY | Tompkins | EDG1 | Petroleum Liquids | IC |  | S | X | X |  |  | 1 | 0.8 | 0.9 | 1 | 0.3 | N |  |  | SB | Y | 12 | 2009 |  |  | N | Commercial CHP | 5 | B: X; PC: DFO |  |  |  | N | N |  | 10M | [23 empty] | N | N | N
21508 | Cornell University | 50368 | Cornell University Central Heat | NY | Tompkins | EDG2 | Petroleum Liquids | IC |  | S | X | X |  |  | 1 | 0.8 | 0.9 | 1 | 0.3 | N |  |  | SB | Y | 12 | 2009 |  |  | N | Commercial CHP | 5 | B: X; PC: DFO |  |  |  |  | N |  | 10M | [23 empty] | N | N | N
13484 | New York Methodist Hospital | 52091 | New York Methodist Hospital | NY | Kings | 02-8P | Petroleum Liquids | IC |  | S | X | X |  |  | 1 | 1 | 1 | 1 | 0.1 | N |  |  | OP | X | 1 | 2006 |  |  | N | IPP Non-CHP | 2 | B: X; PC: DFO |  |  |  | N | N |  | 10M | [23 empty] | N
13484 | New York Methodist Hospital | 52091 | New York Methodist Hospital | NY | Kings | 03-8L | Petroleum Liquids | IC |  | S | X | X |  |  | 1 | 1 | 1 | 1 | 0.1 | N |  |  | OP | X | 1 | 2008 |  |  | N | IPP Non-CHP | 2 | B: X; PC: DFO |  |  |  | N | N |  | 10M | [23 empty] | N
58133 | Mercy Medical Center | 58163 | Mercy Medical Center | NY | Nassau | 1N | Petroleum Liquids | IC |  | S | X | X |  |  | 1 | 0.8 | 0.8 | 0.8 | 0.2 | N |  |  | SB | N | 9 | 2020 |  |  | N | Commercial Non-CHP | 4 | B: X; PC: DFO |  |  |  | N | N |  | 10M | [23 empty] | N
58133 | Mercy Medical Center | 58163 | Mercy Medical Center | NY | Nassau | 2N | Petroleum Liquids | IC |  | S | X | X |  |  | 1 | 0.8 | 0.8 | 0.8 | 0.2 | N |  |  | SB | N | 10 | 2020 |  |  | N | Commercial Non-CHP | 4 | B: X; PC: DFO |  |  |  | N | N |  | 10M | [23 empty] | N
58133 | Mercy Medical Center | 58163 | Mercy Medical Center | NY | Nassau | 3N | Petroleum Liquids | IC |  | S | X | X |  |  | 1 | 0.8 | 0.8 | 0.8 | 0.2 | N |  |  | SB | N | 12 | 2020 |  |  | N | Commercial Non-CHP | 4 | B: X; PC: DFO |  |  |  | N | N |  | 10M | [23 empty] | N
58487 | Montefiore Medical Center Moses Division | 58507 | Montefieor Medical Center Moses Division | NY | Bronx | EMG01 | Petroleum Liquids | IC |  | S | X | X |  |  | 1 | 0.8 | 1 | 1 | 0.1 | N |  |  | SB | N | 1 | 2007 |  |  | N | Commercial CHP | 5 | B: X; PC: DFO | [6 empty] | 10M | [23 empty] | N
60675 | Montefiore-Westchester Square | 61025 | Montefiore - Westchester Square | NY | Bronx | EGEN1 | Petroleum Liquids | IC |  | S | X | X |  |  | 1 | 0.8 | 1 | 1 | 0.1 | N |  |  | SB | N | 7 | 1983 |  |  | N | Commercial Non-CHP | 4 | B: X; PC: DFO |  |  |  |  | N |  | 1H | [23 empty] | N
61013 | Northern Westchester Hospital | 61378 | Northern Westchester Hospital | NY | Westchester | 1 | Petroleum Liquids | IC |  | S | X | X |  |  | 1 | 0.8 | 1 | 1 | 0.3 | N |  |  | SB | N | 12 | 2017 |  |  | N | Commercial Non-CHP | 4 | B: X; PC: DFO |  |  |  | N | N |  | 10M | [23 empty] | N | N
61013 | Northern Westchester Hospital | 61378 | Northern Westchester Hospital | NY | Westchester | 2 | Petroleum Liquids | IC |  | S | X | X |  |  | 1 | 0.8 | 1 | 1 | 0.3 | N |  |  | SB | N | 12 | 2017 |  |  | N | Commercial Non-CHP | 4 | B: X; PC: DFO |  |  |  | N | N |  | 10M | [23 empty] | N | N
61013 | Northern Westchester Hospital | 61378 | Northern Westchester Hospital | NY | Westchester | 3 | Petroleum Liquids | IC |  | S | X | X |  |  | 1 | 0.8 | 1 | 1 | 0.3 | N |  |  | SB | N | 12 | 2017 |  |  | N | Commercial Non-CHP | 4 | B: X; PC: DFO |  |  |  | N | N |  | 10M | [23 empty] | N | N
61013 | Northern Westchester Hospital | 61378 | Northern Westchester Hospital | NY | Westchester | P | Natural Gas Internal Combustion Engine | IC |  | S | X | X |  |  | 1 | 0.8 | 1 | 1 | 0.3 | N |  |  | SB | N | 6 | 1971 |  |  | N | Commercial Non-CHP | 4 | [14 empty] | 10M | [23 empty] | N | N | N | bar: B to PC
61053 | Mount Sinai Hospital | 61416 | Mount Sinai Hospital | NY | New York | AP1 | Petroleum Liquids | IC |  | S | X | X |  |  | 1 | 0.8 | 1 | 1 | 0.3 | N |  |  | SB | N | 6 | 1970 |  |  | N | Commercial Non-CHP | 4 | B: X; PC: DFO | [6 empty] | 10M | [23 empty] | N
61053 | Mount Sinai Hospital | 61416 | Mount Sinai Hospital | NY | New York | AP2 | Petroleum Liquids | IC |  | S | X | X |  |  | 1 | 0.8 | 1 | 1 | 0.3 | N |  |  | SB | N | 6 | 1970 |  |  | N | Commercial Non-CHP | 4 | B: X; PC: DFO | [6 empty] | 10M | [23 empty] | N
61053 | Mount Sinai Hospital | 61416 | Mount Sinai Hospital | NY | New York | AP3 | Petroleum Liquids | IC |  | S | X | X |  |  | 1 | 0.8 | 1 | 1 | 0.3 | N |  |  | SB | N | 6 | 1970 |  |  | N | Commercial Non-CHP | 4 | B: X; PC: DFO | [6 empty] | 10M | [23 empty] | N
61053 | Mount Sinai Hospital | 61416 | Mount Sinai Hospital | NY | New York | AP4 | Petroleum Liquids | IC |  | S | X | X |  |  | 1 | 0.8 | 1 | 1 | 0.3 | N |  |  | SB | N | 6 | 1970 |  |  | N | Commercial Non-CHP | 4 | B: X; PC: DFO | [6 empty] | 10M | [23 empty] | N
61094 | NYU LANGONE HEALTH | 61488 | NYU LANGONE HEALTH | NY | New York | HCC1 | Petroleum Liquids | IC |  | S | X | X |  |  | 1 | 0.9 | 1 | 1 | 0.3 | N |  |  | SB | N | 1 | 2006 |  |  | N | Commercial CHP | 5 | B: X; PC: DFO | [6 empty] | 10M | [23 empty] | N
61152 | Good Samaritan Hospital | 61551 | Good Samaritan Hospital | NY | Rockland | EGEN1 | Petroleum Liquids | IC |  | S | X | X |  |  | 1 | 0.8 | 1 | 1 | 0.3 | N |  |  | SB | N | 1 | 1980 |  |  | N | Commercial Non-CHP | 4 | B: X; PC: DFO |  |  |  | N |  |  | 10M | [23 empty] | N
61162 | Woodhull Hospital | 61567 | Woodhull Hospital | NY | Kings | EGEN5 | Petroleum Liquids | IC |  | S | X | X |  |  | 1 | 0.8 | 1 | 1 | 0.3 | N |  |  | SB | N | 1 | 2001 |  |  | N | Commercial Non-CHP | 4 | B: X; PC: DFO | [6 empty] | 1H | [23 empty] | N
61164 | The Allen Hospital | 61568 | The Allen Hospital | NY | New York | EGEN1 | Petroleum Liquids | IC |  | S | X | X |  |  | 1 | 1 | 1 | 1 | 0.3 | N |  |  | SB | N | 1 | 2009 |  |  | N | Commercial Non-CHP | 4 | B: X; PC: DFO | [6 empty] | 10M | [23 empty] | N
61618 | Kingsbrook Jewish Medical Center | 62050 | Kingsbrook Jewish Medical Center | NY | Kings | VHP59 | Petroleum Liquids | IC |  | S | X | X |  |  | 1 | 0.8 | 1 | 1 | 0 | N |  |  | SB | N | 2 | 2002 |  |  | N | Commercial Non-CHP | 4 | B: X; PC: DFO | [6 empty] | 10M | [23 empty] | N
61936 | Albert Einstein College of Medicine | 62398 | Albert Einstein College of Medicine | NY | Bronx | CP035 | Petroleum Liquids | IC |  | S | X | X |  |  | 1 | 0.8 | 1 | 1 | 0.3 | N |  |  | SB | N | 1 | 2002 |  |  | N | Commercial Non-CHP | 4 | B: X; PC: DFO | [6 empty] | 10M | [23 empty] | N
61948 | Regeneron Pharmaceuticals Inc. | 62423 | Regeneron Pharmaceuticals Inc. | NY | Westchester | 735G2 | Petroleum Liquids | IC |  | S | X | X |  |  | 1 | 0.8 | 1 | 1 | 0.1 | N |  |  | SB | N | 8 | 2009 |  |  | N | Commercial Non-CHP | 4 | B: X; PC: DFO; NG: NG | [6 empty] | 10M | [23 empty] | N |  | N
61948 | Regeneron Pharmaceuticals Inc. | 62423 | Regeneron Pharmaceuticals Inc. | NY | Westchester | 777G1 | Petroleum Liquids | IC |  | S | X | X |  |  | 1 | 0.8 | 1 | 1 | 0.3 | N |  |  | SB | N | 2 | 2013 |  |  | N | Commercial Non-CHP | 4 | B: X; PC: DFO; NG: NG | [6 empty] | 10M | [23 empty] | N |  | N
61948 | Regeneron Pharmaceuticals Inc. | 62423 | Regeneron Pharmaceuticals Inc. | NY | Westchester | 785G1 | Petroleum Liquids | IC |  | S | X | X |  |  | 1 | 0.8 | 1 | 1 | 0.2 | N |  |  | SB | N | 4 | 2015 |  |  | N | Commercial Non-CHP | 4 | B: X; PC: DFO; NG: NG | [6 empty] | 10M | [23 empty] | N |  | N
61956 | Mount Sinai South Nassau Hospital | 62447 | Mount Sinai South Nassau Hospital | NY | Nassau | 3 | Petroleum Liquids | IC |  | S | X | X |  |  | 1 | 0.8 | 1 | 1 | 0 | N |  |  | SB | N | 1 | 2005 | 1 | 2023 | N | Commercial Non-CHP | 4 | B: X; PC: DFO |  |  |  | N | N |  | 10M | [23 empty] | N
61965 | St. Johns Episcopal Hospital | 62450 | St. Johns Episcopal Hospital | NY | Queens | F1040 | Petroleum Liquids | IC |  | S | X | X |  |  | 1 | 0.8 | 1 | 1 | 0.2 | N |  |  | SB | N | 1 | 1995 |  |  | N | Commercial Non-CHP | 4 | B: X; PC: DFO |  |  |  | N |  |  | 10M | [23 empty] | N
57128 | Bloom Energy | 62572 | ATT Jericho | NY | Suffolk | ATT49 | Other Natural Gas | FC |  | W | X | X |  |  | 1 |  | 1 | 1 | 0 | N |  |  | OP | X | 3 | 2017 |  |  | N | IPP Non-CHP | 2 | [14 empty] | 12H | bar: B to PC
63353 | Jacobi Medical Center | 63646 | Jacobi Medical Center | NY | Bronx | CATA | Petroleum Liquids | IC |  | S | X | X |  |  | 1 | 0.8 | 1 | 1 | 0.1 | N |  |  | SB | N | 1 | 2010 |  |  | N | Commercial Non-CHP | 4 | B: X; PC: DFO | [6 empty] | 10M | [23 empty] | N
63353 | Jacobi Medical Center | 63646 | Jacobi Medical Center | NY | Bronx | CATB | Petroleum Liquids | IC |  | S | X | X |  |  | 1 | 0.8 | 1 | 1 | 0.1 | N |  |  | SB | N | 1 | 2010 |  |  | N | Commercial Non-CHP | 4 | B: X; PC: DFO | [6 empty] | 10M | [23 empty] | N
63353 | Jacobi Medical Center | 63646 | Jacobi Medical Center | NY | Bronx | DET | Petroleum Liquids | IC |  | S | X | X |  |  | 1 | 0.8 | 1 | 1 | 0.1 | N |  |  | SB | N | 1 | 2012 |  |  | N | Commercial Non-CHP | 4 | B: X; PC: DFO | [6 empty] | 10M | [23 empty] | N
62150 | 2016 ESA Project Company, LLC | 63649 | NHH004 Winthrop Fuel Cell | NY | Kings | NHH04 | Other Natural Gas | FC |  | S | X | X |  |  | 1 | 0.99 | 1 | 1 | 1 | N |  |  | OP | X | 9 | 2018 |  |  | N | IPP Non-CHP | 2 | [11 empty] | N | N |  | 12H | [23 empty] | N | bar: B to PC
63382 | Harlem Hospital Center | 63671 | Harlem Hospital Center | NY | New York | CAT1 | Petroleum Liquids | IC |  | S | X | X |  |  | 1 | 0.8 | 1 | 1 | 0.1 | N |  |  | SB | N | 1 | 2008 |  |  | N | Commercial Non-CHP | 4 | B: X; PC: DFO |  |  |  |  | N |  | 10M | [23 empty] | N
63382 | Harlem Hospital Center | 63671 | Harlem Hospital Center | NY | New York | CAT2 | Petroleum Liquids | IC |  | S | X | X |  |  | 1 | 0.8 | 1 | 1 | 0.1 | N |  |  | SB | N | 1 | 2008 |  |  | N | Commercial Non-CHP | 4 | B: X; PC: DFO |  |  |  |  | N |  | 10M | [23 empty] | N
63382 | Harlem Hospital Center | 63671 | Harlem Hospital Center | NY | New York | CAT3 | Petroleum Liquids | IC |  | S | X | X |  |  | 1 | 0.8 | 1 | 1 | 0.1 | N |  |  | SB | N | 1 | 2008 |  |  | N | Commercial Non-CHP | 4 | B: X; PC: DFO |  |  |  |  | N |  | 10M | [23 empty] | N
63382 | Harlem Hospital Center | 63671 | Harlem Hospital Center | NY | New York | CAT4 | Petroleum Liquids | IC |  | S | X | X |  |  | 1 | 0.8 | 1 | 1 | 0.1 | N |  |  | SB | N | 1 | 2008 |  |  | N | Commercial Non-CHP | 4 | B: X; PC: DFO |  |  |  |  | N |  | 10M | [23 empty] | N
63873 | Lincoln Medical and Mental Health Center | 64291 | Lincoln Medical and Mental Health Center | NY | Bronx | A2 | Petroleum Liquids | IC |  | S | X | X |  |  | 1 | 0.8 | 1 | 1 | 1 | N |  |  | OP | X | 1 | 1970 |  |  | N | Commercial Non-CHP | 4 | B: X; PC: DFO |  |  |  |  | N |  | 10M | [23 empty] | N
63873 | Lincoln Medical and Mental Health Center | 64291 | Lincoln Medical and Mental Health Center | NY | Bronx | A3 | Petroleum Liquids | IC |  | S | X | X |  |  | 1 | 0.8 | 1 | 1 | 1 | N |  |  | OP | X | 1 | 1970 |  |  | N | Commercial Non-CHP | 4 | B: X; PC: DFO |  |  |  |  | N |  | 10M | [23 empty] | N
13487 | New York Zoological Society | 50427 | Bronx Zoo | NY | Bronx | GEN3 | Natural Gas Internal Combustion Engine | IC |  | S | X | X |  |  | 1.1 | 0.8 | 1.1 | 1.1 | 0.8 | N |  |  | OP | X | 1 | 1991 |  |  | Y | Commercial CHP | 5 | [11 empty] | N | N |  | 10M | [23 empty] | N | bar: B to PC
14182 | Sterling Power Partners LP | 50744 | Sterling Power Plant | NY | Oneida | GEN3 | Petroleum Liquids | IC |  | S | X | X | 23777 | 23777 | 1.1 | 0.9 | 1.1 | 1.1 | 0.2 | N |  |  | OP | X | 6 | 1991 |  |  | N | IPP Non-CHP | 2 | B: X; PC: DFO; NG: DFO |  |  |  | N | N |  | 10M | [23 empty] | N | N | N
16839 | Seneca Power Partners LP | 54593 | Batavia Power Plant | NY | Genesee | GEN3 | Petroleum Liquids | IC |  | S | X | X | 24024 | 24024 | 1.1 | 0.8 | 1 | 1 | 0.5 | N |  |  | SB | Y | 9 | 1992 |  |  | N | IPP Non-CHP | 2 | B: X; PC: DFO |  |  |  | N | N |  | 1H | [23 empty] | N | N | N
60545 | City of Auburn, New York | 57636 | Auburn LFG Energy Facility | NY | Cayuga | 1 | Landfill Gas | IC |  | S | X | X |  |  | 1.1 | 1 | 1.1 | 1.1 | 0.5 |  |  |  | OS | X | 1 | 2010 |  |  | N | IPP Non-CHP | 2 | B: X; PC: LFG; NG: NG |  |  |  | N | N |  | OVER | [23 empty] | Y | Y | N
60545 | City of Auburn, New York | 57636 | Auburn LFG Energy Facility | NY | Cayuga | 3 | Landfill Gas | IC |  | S | X | X |  |  | 1.1 | 1 | 1.1 | 1.1 | 0.5 |  |  |  | OS | X | 1 | 2010 |  |  | N | IPP Non-CHP | 2 | B: X; PC: LFG; NG: NG |  |  |  | N | N |  | OVER | [23 empty] | Y | Y | N
62777 | Burrstone Energy Center | 62920 | Burrstone Energy Center | NY | Oneida | CG-1 | Natural Gas Internal Combustion Engine | IC |  | S | X | X |  |  | 1.1 | 0.8 | 1.1 | 1.1 | 0.7 | N |  |  | OP | X | 8 | 2009 |  |  | Y | IPP CHP | 3 | [11 empty] | N |  |  | 10M | [23 empty] | N | bar: B to PC
62777 | Burrstone Energy Center | 62920 | Burrstone Energy Center | NY | Oneida | CG-2 | Natural Gas Internal Combustion Engine | IC |  | S | X | X |  |  | 1.1 | 0.8 | 1.1 | 1.1 | 0.7 | N |  |  | OP | X | 8 | 2009 |  |  | Y | IPP CHP | 3 | [11 empty] | N |  |  | 10M | [23 empty] | N | bar: B to PC
62777 | Burrstone Energy Center | 62920 | Burrstone Energy Center | NY | Oneida | CG-3 | Natural Gas Internal Combustion Engine | IC |  | S | X | X |  |  | 1.1 | 0.8 | 1.1 | 1.1 | 0.7 | N |  |  | OP | X | 8 | 2009 |  |  | Y | IPP CHP | 3 | [11 empty] | N |  |  | 10M | [23 empty] | N | bar: B to PC
62150 | 2016 ESA Project Company, LLC | 63648 | NHH003 Clarkson Fuel Cell | NY | Kings | NHH03 | Other Natural Gas | FC |  | S | X | X |  |  | 1.1 | 0.99 | 1.1 | 1.1 | 1.1 | N |  |  | OP | X | 9 | 2018 |  |  | N | IPP Non-CHP | 2 | [11 empty] | N | N |  | 12H | [23 empty] | N | bar: B to PC
7630 | Village of Greenport - (NY) | 2681 | Greenport | NY | Suffolk | 4 | Petroleum Liquids | IC |  | S | X | X |  |  | 1.2 | 0.8 | 1.2 | 1.2 | 0.3 | N |  |  | OP | X | 6 | 1957 |  |  | N | Electric Utility | 1 | B: X; PC: DFO |  |  |  | N | N |  | 1H | [20 empty] | N |  |  | N | N | N
61049 | NYC-HH Coney Island Hospital | 61413 | NYC-HH - CONEY ISLAND HOSPITAL | NY | Kings | GEN1 | Petroleum Liquids | IC |  | S | X | X |  |  | 1.2 | 0.8 | 1.2 | 1.2 | 0.1 | N |  |  | SB | N | 7 | 1993 |  |  | N | Commercial Non-CHP | 4 | B: X; PC: DFO | [6 empty] | 10M | [23 empty] | N
61578 | The Bank of New York | 62001 | The Bank of New York | NY | Kings | 6087K | Petroleum Liquids | IC |  | S | X | X |  |  | 1.2 | 0.8 | 1.2 | 1.2 | 0.1 | N |  |  | SB | N | 1 | 1983 |  |  | N | Commercial Non-CHP | 4 | B: X; PC: DFO | [6 empty] | 10M | [23 empty] | N
61578 | The Bank of New York | 62001 | The Bank of New York | NY | Kings | 6187H | Petroleum Liquids | IC |  | S | X | X |  |  | 1.2 | 0.8 | 1.2 | 1.2 | 0.1 | N |  |  | SB | N | 1 | 1983 |  |  | N | Commercial Non-CHP | 4 | B: X; PC: DFO | [6 empty] | 10M | [23 empty] | N
61578 | The Bank of New York | 62001 | The Bank of New York | NY | Kings | 6287P | Petroleum Liquids | IC |  | S | X | X |  |  | 1.2 | 0.8 | 1.2 | 1.2 | 0.1 | N |  |  | SB | N | 1 | 1983 |  |  | N | Commercial Non-CHP | 4 | B: X; PC: DFO | [6 empty] | 10M | [23 empty] | N
61578 | The Bank of New York | 62001 | The Bank of New York | NY | Kings | 8587X | Petroleum Liquids | IC |  | S | X | X |  |  | 1.2 | 0.8 | 1.2 | 1.2 | 0.1 | N |  |  | SB | N | 1 | 1983 |  |  | N | Commercial Non-CHP | 4 | B: X; PC: DFO | [6 empty] | 10M | [23 empty] | N
61578 | The Bank of New York | 62001 | The Bank of New York | NY | Kings | 8687N | Petroleum Liquids | IC |  | S | X | X |  |  | 1.2 | 0.8 | 1.2 | 1.2 | 0.1 | N |  |  | SB | N | 1 | 1983 |  |  | N | Commercial Non-CHP | 4 | B: X; PC: DFO | [6 empty] | 10M | [23 empty] | N
61578 | The Bank of New York | 62001 | The Bank of New York | NY | Kings | 8887H | Petroleum Liquids | IC |  | S | X | X |  |  | 1.2 | 0.8 | 1.2 | 1.2 | 0.1 | N |  |  | SB | N | 1 | 1983 |  |  | N | Commercial Non-CHP | 4 | B: X; PC: DFO | [6 empty] | 10M | [23 empty] | N
57128 | Bloom Energy | 62576 | MER Queens | NY | Queens | MER01 | Other Natural Gas | FC |  | W | X | X |  |  | 1.2 |  | 1.2 | 1.2 | 0 | N |  |  | OP | X | 3 | 2017 |  |  | N | IPP Non-CHP | 2 | [14 empty] | 12H | bar: B to PC
63353 | Jacobi Medical Center | 63646 | Jacobi Medical Center | NY | Bronx | CATC | Petroleum Liquids | IC |  | S | X | X |  |  | 1.2 | 0.8 | 1.2 | 1.2 | 0.1 | N |  |  | SB | N | 1 | 1998 |  |  | N | Commercial Non-CHP | 4 | B: X; PC: DFO | [6 empty] | 10M | [23 empty] | N
63353 | Jacobi Medical Center | 63646 | Jacobi Medical Center | NY | Bronx | CATD | Petroleum Liquids | IC |  | S | X | X |  |  | 1.2 | 0.8 | 1.2 | 1.2 | 0.1 | N |  |  | SB | N | 1 | 1998 |  |  | N | Commercial Non-CHP | 4 | B: X; PC: DFO | [6 empty] | 10M | [23 empty] | N
63353 | Jacobi Medical Center | 63646 | Jacobi Medical Center | NY | Bronx | CU1 | Petroleum Liquids | IC |  | S | X | X |  |  | 1.2 | 0.8 | 1.2 | 1.2 | 0.1 | N |  |  | SB | N | 1 | 2005 |  |  | N | Commercial Non-CHP | 4 | B: X; PC: DFO | [6 empty] | 10M | [23 empty] | N
63650 | Interfaith Medical Center | 64004 | Interfaith Medical Center | NY | Kings | EGB17 | Petroleum Liquids | IC |  | S | X | X |  |  | 1.2 | 0.8 | 1.2 | 1.2 | 0.1 | N |  |  | SB | N | 8 | 2012 |  |  | N | Commercial Non-CHP | 4 | B: X; PC: DFO | [6 empty] | 10M | [23 empty] | N
64093 | White Plains Hospital Medical Center | 64440 | White Plains Hospital Medical Center | NY | Westchester | EGEN3 | Petroleum Liquids | IC |  | S | X | X |  |  | 1.2 | 0.8 | 1.2 | 1.2 | 0.1 | N |  |  | SB | N | 3 | 2017 |  |  | N | Commercial Non-CHP | 4 | B: X; PC: DFO | [6 empty] | 10M | [23 empty] | N
58136 | William Floyd School District | 58167 | William Floyd School District | NY | Suffolk | GEN1 | Natural Gas Internal Combustion Engine | IC |  | S | X | X |  |  | 1.3 | 1 | 1.3 | 1.3 | 0.1 | N |  |  | OP | X | 2 | 2004 |  |  | Y | Commercial CHP | 5 | [11 empty] | N | N |  | 10M | [23 empty] | N | N | N | bar: B to PC
58136 | William Floyd School District | 58167 | William Floyd School District | NY | Suffolk | GEN2 | Natural Gas Internal Combustion Engine | IC |  | S | X | X |  |  | 1.3 | 1 | 1.3 | 1.3 | 0.1 | N |  |  | OP | X | 2 | 2004 |  |  | Y | Commercial CHP | 5 | [11 empty] | N | N |  | 10M | [23 empty] | N | N | N | bar: B to PC
58136 | William Floyd School District | 58167 | William Floyd School District | NY | Suffolk | GEN3 | Petroleum Liquids | IC |  | S | X | X |  |  | 1.3 | 1 | 1.3 | 1.3 | 0.1 | N |  |  | SB | Y | 2 | 2004 |  |  | N | Commercial CHP | 5 | B: X; PC: DFO |  |  |  |  | N |  | 10M | [23 empty] | N | N | N
61049 | NYC-HH Coney Island Hospital | 61413 | NYC-HH - CONEY ISLAND HOSPITAL | NY | Kings | GEN2 | Petroleum Liquids | IC |  | S | X | X |  |  | 1.3 | 0.8 | 1.3 | 1.3 | 0.1 | N |  |  | SB | N | 3 | 2005 |  |  | N | Commercial Non-CHP | 4 | B: X; PC: DFO | [6 empty] | 10M | [23 empty] | N
61094 | NYU LANGONE HEALTH | 61488 | NYU LANGONE HEALTH | NY | New York | SKB1 | Petroleum Liquids | IC |  | S | X | X |  |  | 1.3 | 0.8 | 1.3 | 1.3 | 0.4 | N |  |  | SB | N | 10 | 1992 |  |  | N | Commercial CHP | 5 | B: X; PC: DFO | [6 empty] | 10M | [23 empty] | N
61802 | Westchester County Medical Center | 62270 | Westchester County Medical Center | NY | Westchester | CATH1 | Petroleum Liquids | IC |  | S | X | X |  |  | 1.3 | 0.8 | 1.3 | 1.3 | 0.1 | N |  |  | SB | N | 1 | 2002 |  |  | N | Commercial Non-CHP | 4 | B: X; PC: DFO | [6 empty] | 10M | [23 empty] | N
61802 | Westchester County Medical Center | 62270 | Westchester County Medical Center | NY | Westchester | CATH2 | Petroleum Liquids | IC |  | S | X | X |  |  | 1.3 | 0.8 | 1.3 | 1.3 | 0.1 | N |  |  | SB | N | 1 | 2002 |  |  | N | Commercial Non-CHP | 4 | B: X; PC: DFO | [6 empty] | 10M | [23 empty] | N
58154 | Hudson Valley Community College | 58186 | HVCC Cogen Plant | NY | Rensselaer | CG03 | Natural Gas Internal Combustion Engine | IC |  | S | X | X |  |  | 1.4 | 0.8 | 1.3 | 1.4 | 1.1 | N |  |  | OP | X | 4 | 2004 |  |  | Y | Commercial CHP | 5 | [11 empty] | N | N |  | 10M | [23 empty] | N |  | N | bar: B to PC
58154 | Hudson Valley Community College | 58186 | HVCC Cogen Plant | NY | Rensselaer | CG04 | Natural Gas Internal Combustion Engine | IC |  | S | X | X |  |  | 1.4 | 0.8 | 1.2 | 1.4 | 1.1 | N |  |  | OP | X | 4 | 2004 |  |  | N | Commercial CHP | 5 | [11 empty] | N | N |  | 10M | [23 empty] | N | N | N | bar: B to PC
58154 | Hudson Valley Community College | 58186 | HVCC Cogen Plant | NY | Rensselaer | CG06 | Natural Gas Internal Combustion Engine | IC |  | S | X | X |  |  | 1.4 | 0.8 | 1.3 | 1.4 | 1 | N |  |  | OP | X | 8 | 2005 |  |  | Y | Commercial CHP | 5 | [11 empty] | N | N |  | 10M | [23 empty] | N | N | N | bar: B to PC
60791 | Monroe County (NY) | 58201 | Monroe Community College Plant | NY | Monroe | 1 | Natural Gas Internal Combustion Engine | IC |  | S | X | X |  |  | 1.4 | 0.8 | 1.4 | 1.4 | 0.2 | N |  |  | OA | X | 8 | 2004 |  |  | Y | Commercial CHP | 5 | [11 empty] | N | N |  | 10M | [20 empty] | N |  |  | N | N | N | bar: B to PC
60791 | Monroe County (NY) | 58201 | Monroe Community College Plant | NY | Monroe | 2 | Natural Gas Internal Combustion Engine | IC |  | S | X | X |  |  | 1.4 | 0.8 | 1.4 | 1.4 | 0.2 | N |  |  | OA | X | 8 | 2004 |  |  | Y | Commercial CHP | 5 | [11 empty] | N | N |  | 10M | [20 empty] | N |  |  | N | N | N | bar: B to PC
60791 | Monroe County (NY) | 58201 | Monroe Community College Plant | NY | Monroe | 3 | Natural Gas Internal Combustion Engine | IC |  | S | X | X |  |  | 1.4 | 0.8 | 1.4 | 1.4 | 0.2 | N |  |  | OA | X | 8 | 2004 |  |  | Y | Commercial CHP | 5 | [11 empty] | N | N |  | 10M | [20 empty] | N |  |  | N | N | N | bar: B to PC
60791 | Monroe County (NY) | 58201 | Monroe Community College Plant | NY | Monroe | 4 | Natural Gas Internal Combustion Engine | IC |  | S | X | X |  |  | 1.4 | 0.8 | 1.4 | 1.4 | 0.2 | N |  |  | OA | X | 8 | 2004 |  |  | Y | Commercial CHP | 5 | [11 empty] | N | N |  | 10M | [20 empty] | N |  |  | N | N | N | bar: B to PC
58383 | CH4 Biogas LLC | 58399 | Synergy Biogas | NY | Wyoming | 1 | Other Waste Biomass | IC |  | W | X | X |  |  | 1.4 | 0.9 | 1.2 | 1.2 | 0.8 | N |  |  | OA | X | 12 | 2011 |  |  | N | Commercial Non-CHP | 4 | B: X; PC: OBG |  |  |  | N | N |  | 1H | [23 empty] | N
60676 | New York Presbyterian Hospital | 61026 | New York Presbyterian Hospital-168th St | NY | New York | MHB2 | Petroleum Liquids | IC |  | S | X | X |  |  | 1.4 | 0.8 | 1.4 | 1.4 | 0.1 | N |  |  | SB | N | 1 | 2000 |  |  | N | Commercial Non-CHP | 4 | B: X; PC: DFO |  |  |  | N |  |  | 1H | [23 empty] | N
60676 | New York Presbyterian Hospital | 61026 | New York Presbyterian Hospital-168th St | NY | New York | MHB3 | Petroleum Liquids | IC |  | S | X | X |  |  | 1.4 | 0.8 | 1.4 | 1.4 | 0.1 | N |  |  | SB | N | 1 | 2000 |  |  | N | Commercial Non-CHP | 4 | B: X; PC: DFO |  |  |  | N |  |  | 1H | [23 empty] | N
60883 | NY - PRESBYTERIAN HOSPITAL-525 E 68TH ST | 61238 | NY - Presbyt. Hospital - 525 E 68TH St | NY | New York | GRB1 | Petroleum Liquids | IC |  | S | X | X |  |  | 1.4 | 0.8 | 1.4 | 1.4 | 0.1 | N |  |  | SB | N | 4 | 1997 |  |  | N | Commercial CHP | 5 | B: X; PC: DFO | [6 empty] | 1H | [23 empty] | N
60883 | NY - PRESBYTERIAN HOSPITAL-525 E 68TH ST | 61238 | NY - Presbyt. Hospital - 525 E 68TH St | NY | New York | GRB2 | Petroleum Liquids | IC |  | S | X | X |  |  | 1.4 | 0.8 | 1.4 | 1.4 | 0.1 | N |  |  | SB | N | 4 | 1997 |  |  | N | Commercial CHP | 5 | B: X; PC: DFO | [6 empty] | 1H | [23 empty] | N
60883 | NY - PRESBYTERIAN HOSPITAL-525 E 68TH ST | 61238 | NY - Presbyt. Hospital - 525 E 68TH St | NY | New York | GRB3 | Petroleum Liquids | IC |  | S | X | X |  |  | 1.4 | 0.8 | 1.4 | 1.4 | 0.1 | N |  |  | SB | N | 4 | 1997 |  |  | N | Commercial CHP | 5 | B: X; PC: DFO | [6 empty] | 1H | [23 empty] | N
61094 | NYU LANGONE HEALTH | 61488 | NYU LANGONE HEALTH | NY | New York | SMB1 | Petroleum Liquids | IC |  | S | X | X |  |  | 1.4 | 0.8 | 1.4 | 1.4 | 0.4 | N |  |  | SB | N | 9 | 2006 |  |  | N | Commercial CHP | 5 | B: X; PC: DFO | [6 empty] | 10M | [23 empty] | N
61094 | NYU LANGONE HEALTH | 61488 | NYU LANGONE HEALTH | NY | New York | SMB2 | Petroleum Liquids | IC |  | S | X | X |  |  | 1.4 | 0.8 | 1.4 | 1.4 | 0.4 | N |  |  | SB | N | 9 | 2006 |  |  | N | Commercial CHP | 5 | B: X; PC: DFO | [6 empty] | 10M | [23 empty] | N
60791 | Monroe County (NY) | 62424 | Iola Powerhouse & Cogeneration Facility | NY | Monroe | 1 | Natural Gas Internal Combustion Engine | IC |  | S | X | X |  |  | 1.4 | 0.8 | 1.4 | 1.4 | 0.2 | N |  |  | OP | X | 6 | 2004 | 8 | 2022 | Y | Commercial CHP | 5 | [11 empty] | N | N |  | 10M | [20 empty] | N |  |  | N | bar: B to PC
60791 | Monroe County (NY) | 62424 | Iola Powerhouse & Cogeneration Facility | NY | Monroe | 2 | Natural Gas Internal Combustion Engine | IC |  | S | X | X |  |  | 1.4 | 0.8 | 1.4 | 1.4 | 0.2 | N |  |  | OP | X | 6 | 2004 | 8 | 2022 | Y | Commercial CHP | 5 | [11 empty] | N | N |  | 10M | [20 empty] | N |  |  | N | bar: B to PC
60791 | Monroe County (NY) | 62424 | Iola Powerhouse & Cogeneration Facility | NY | Monroe | 3 | Natural Gas Internal Combustion Engine | IC |  | S | X | X |  |  | 1.4 | 0.8 | 1.4 | 1.4 | 0.2 | N |  |  | OP | X | 6 | 2004 | 8 | 2022 | Y | Commercial CHP | 5 | [11 empty] | N | N |  | 10M | [20 empty] | N |  |  | N | bar: B to PC
60641 | Veolia NA - Municipal & Commercial Business | 10521 | Lederle Laboratories | NY | Rockland | 3A | Natural Gas Fired Combined Cycle | CA | CC1 | S | Y | X |  |  | 1.5 | 1 | 1.5 | 1.5 | 0.1 | N |  |  | OP | X | 12 | 1998 |  |  | Y | Industrial CHP | 7 | B: T; PC: NG; NG: DFO |  |  |  | N | N |  | 12H | [23 empty] | Y | N | Y
13487 | New York Zoological Society | 50427 | Bronx Zoo | NY | Bronx | GEN4 | Natural Gas Internal Combustion Engine | IC |  | S | X | X |  |  | 1.5 | 0.8 | 1.5 | 1.5 | 1 | N |  |  | OP | X | 4 | 1995 |  |  | Y | Commercial CHP | 5 | [11 empty] | N | N |  | 10M | [23 empty] | N | bar: B to PC
13484 | New York Methodist Hospital | 52091 | New York Methodist Hospital | NY | Kings | CCHEG | Petroleum Liquids | IC |  | S | X | X |  |  | 1.5 | 0.8 | 1.5 | 1.5 | 0.4 | N |  |  | SB | N | 6 | 2020 |  |  | N | IPP Non-CHP | 2 | B: X; PC: DFO |  |  |  | N |  |  | 1H | [23 empty] | N
11329 | NYU Langone Health | 54769 | NYU Luthern Medical Center | NY | Kings | GEN3 | Petroleum Liquids | IC |  | S | X | X |  |  | 1.5 | 0.8 | 1.5 | 1.5 | 0.5 | N |  |  | SB | Y | 1 | 2006 |  |  | N | Commercial CHP | 5 | B: X; PC: DFO |  |  |  | N | N |  | 10M | [23 empty] | N
11329 | NYU Langone Health | 54769 | NYU Luthern Medical Center | NY | Kings | GEN4 | Petroleum Liquids | IC |  | S | X | X |  |  | 1.5 | 0.8 | 1.5 | 1.5 | 0.5 | N |  |  | SB | Y | 1 | 2006 |  |  | N | Commercial CHP | 5 | B: X; PC: DFO |  |  |  | N | N |  | 10M | [23 empty] | N
60676 | New York Presbyterian Hospital | 61026 | New York Presbyterian Hospital-168th St | NY | New York | MHB4 | Petroleum Liquids | IC |  | S | X | X |  |  | 1.5 | 0.8 | 1.5 | 1.5 | 0.2 | N |  |  | SB | N | 1 | 2008 |  |  | N | Commercial Non-CHP | 4 | B: X; PC: DFO |  |  |  | N |  |  | 1H | [23 empty] | N
60676 | New York Presbyterian Hospital | 61026 | New York Presbyterian Hospital-168th St | NY | New York | MHB5 | Petroleum Liquids | IC |  | S | X | X |  |  | 1.5 | 0.8 | 1.5 | 1.5 | 0.2 | N |  |  | SB | N | 1 | 2008 |  |  | N | Commercial Non-CHP | 4 | B: X; PC: DFO |  |  |  | N |  |  | 1H | [23 empty] | N
60883 | NY - PRESBYTERIAN HOSPITAL-525 E 68TH ST | 61238 | NY - Presbyt. Hospital - 525 E 68TH St | NY | New York | DHK1 | Petroleum Liquids | IC |  | S | X | X |  |  | 1.5 | 0.8 | 1.5 | 1.5 | 0.1 | N |  |  | SB | N | 11 | 2017 |  |  | N | Commercial CHP | 5 | B: X; PC: DFO | [6 empty] | 10M | [23 empty] | N
60883 | NY - PRESBYTERIAN HOSPITAL-525 E 68TH ST | 61238 | NY - Presbyt. Hospital - 525 E 68TH St | NY | New York | DHK2 | Petroleum Liquids | IC |  | S | X | X |  |  | 1.5 | 0.8 | 1.5 | 1.5 | 0.1 | N |  |  | SB | N | 11 | 2017 |  |  | N | Commercial CHP | 5 | B: X; PC: DFO | [6 empty] | 10M | [23 empty] | N
60883 | NY - PRESBYTERIAN HOSPITAL-525 E 68TH ST | 61238 | NY - Presbyt. Hospital - 525 E 68TH St | NY | New York | DHK3 | Petroleum Liquids | IC |  | S | X | X |  |  | 1.5 | 0.8 | 1.5 | 1.5 | 0.1 | N |  |  | SB | N | 11 | 2017 |  |  | N | Commercial CHP | 5 | B: X; PC: DFO | [6 empty] | 10M | [23 empty] | N
60883 | NY - PRESBYTERIAN HOSPITAL-525 E 68TH ST | 61238 | NY - Presbyt. Hospital - 525 E 68TH St | NY | New York | GRB4 | Petroleum Liquids | IC |  | S | X | X |  |  | 1.5 | 0.8 | 1.5 | 1.5 | 0.1 | N |  |  | SB | N | 12 | 2008 |  |  | N | Commercial CHP | 5 | B: X; PC: DFO | [6 empty] | 1H | [23 empty] | N
61053 | Mount Sinai Hospital | 61416 | Mount Sinai Hospital | NY | New York | AP5 | Petroleum Liquids | IC |  | S | X | X |  |  | 1.5 | 0.8 | 1.5 | 1.5 | 0.4 | N |  |  | SB | N | 10 | 1997 |  |  | N | Commercial Non-CHP | 4 | B: X; PC: DFO | [6 empty] | 10M | [23 empty] | N
61053 | Mount Sinai Hospital | 61416 | Mount Sinai Hospital | NY | New York | AP6 | Petroleum Liquids | IC |  | S | X | X |  |  | 1.5 | 0.8 | 1.5 | 1.5 | 0.4 | N |  |  | SB | N | 10 | 1997 |  |  | N | Commercial Non-CHP | 4 | B: X; PC: DFO | [6 empty] | 10M | [23 empty] | N
61053 | Mount Sinai Hospital | 61416 | Mount Sinai Hospital | NY | New York | EB10 | Petroleum Liquids | IC |  | S | X | X |  |  | 1.5 | 0.8 | 1.5 | 1.5 | 0.4 | N |  |  | SB | N | 6 | 1996 |  |  | N | Commercial Non-CHP | 4 | B: X; PC: DFO | [6 empty] | 10M | [23 empty] | N
61053 | Mount Sinai Hospital | 61416 | Mount Sinai Hospital | NY | New York | EB11 | Petroleum Liquids | IC |  | S | X | X |  |  | 1.5 | 0.8 | 1.5 | 1.5 | 0.4 | N |  |  | SB | N | 6 | 1996 |  |  | N | Commercial Non-CHP | 4 | B: X; PC: DFO | [6 empty] | 10M | [23 empty] | N
61162 | Woodhull Hospital | 61567 | Woodhull Hospital | NY | Kings | EGEN1 | Petroleum Liquids | IC |  | S | X | X |  |  | 1.5 | 0.8 | 1.5 | 1.5 | 0.5 | N |  |  | SB | N | 1 | 1972 |  |  | N | Commercial Non-CHP | 4 | B: X; PC: DFO | [6 empty] | 1H | [23 empty] | N
61162 | Woodhull Hospital | 61567 | Woodhull Hospital | NY | Kings | EGEN2 | Petroleum Liquids | IC |  | S | X | X |  |  | 1.5 | 0.8 | 1.5 | 1.5 | 0.5 | N |  |  | SB | N | 1 | 1972 |  |  | N | Commercial Non-CHP | 4 | B: X; PC: DFO | [6 empty] | 1H | [23 empty] | N
61802 | Westchester County Medical Center | 62270 | Westchester County Medical Center | NY | Westchester | CAT2C | Petroleum Liquids | IC |  | S | X | X |  |  | 1.5 | 0.8 | 1.5 | 1.5 | 0.3 | N |  |  | SB | N | 9 | 2019 |  |  | N | Commercial Non-CHP | 4 | B: X; PC: DFO | [6 empty] | 10M | [23 empty] | N
61892 | NYP-Lower Manhattan Hospital | 62366 | NYP-Lower Manhattan Hospital | NY | New York | CATR4 | Petroleum Liquids | IC |  | S | X | X |  |  | 1.5 | 0.8 | 1.5 | 1.5 | 0 | N |  |  | SB | N | 1 | 1992 |  |  | N | Commercial Non-CHP | 4 | B: X; PC: DFO | [6 empty] | 10M | [23 empty] | N
61948 | Regeneron Pharmaceuticals Inc. | 62423 | Regeneron Pharmaceuticals Inc. | NY | Westchester | 735G1 | Petroleum Liquids | IC |  | S | X | X |  |  | 1.5 | 0.8 | 1.5 | 1.5 | 0.1 | N |  |  | SB | N | 8 | 2009 |  |  | N | Commercial Non-CHP | 4 | B: X; PC: DFO; NG: NG | [6 empty] | 10M | [23 empty] | N |  | N
61948 | Regeneron Pharmaceuticals Inc. | 62423 | Regeneron Pharmaceuticals Inc. | NY | Westchester | 745G1 | Petroleum Liquids | IC |  | S | X | X |  |  | 1.5 | 0.8 | 1.5 | 1.5 | 0.1 | N |  |  | SB | N | 4 | 2016 |  |  | N | Commercial Non-CHP | 4 | B: X; PC: DFO; NG: NG | [6 empty] | 10M | [23 empty] | N |  | N
61948 | Regeneron Pharmaceuticals Inc. | 62423 | Regeneron Pharmaceuticals Inc. | NY | Westchester | 745G2 | Petroleum Liquids | IC |  | S | X | X |  |  | 1.5 | 0.8 | 1.5 | 1.5 | 0.3 | N |  |  | SB | N | 4 | 2016 |  |  | N | Commercial Non-CHP | 4 | B: X; PC: DFO; NG: NG | [6 empty] | 10M | [23 empty] | N |  | N
61955 | JLL-One Rockwood Road | 62446 | JLL-One Rockwood Road | NY | Westchester | EGEN1 | Petroleum Liquids | IC |  | S | X | X |  |  | 1.5 | 0.8 | 1.5 | 1.5 | 0.3 | N |  |  | SB | N | 1 | 2003 |  |  | N | Commercial Non-CHP | 4 | B: X; PC: DFO |  |  |  | N |  |  | 10M | [23 empty] | N
61955 | JLL-One Rockwood Road | 62446 | JLL-One Rockwood Road | NY | Westchester | EGEN2 | Petroleum Liquids | IC |  | S | X | X |  |  | 1.5 | 0.8 | 1.5 | 1.5 | 0.3 | N |  |  | SB | N | 1 | 2003 |  |  | N | Commercial Non-CHP | 4 | B: X; PC: DFO |  |  |  | N |  |  | 10M | [23 empty] | N
57128 | Bloom Energy | 62456 | Regeneron Tarrytown | NY | Westchester | RGP00 | Other Natural Gas | FC |  | W | X | X |  |  | 1.5 |  | 1.5 | 1.5 | 0.1 | N |  |  | OP | X | 10 | 2018 |  |  | N | IPP Non-CHP | 2 | [14 empty] | OVER | bar: B to PC
63270 | St. Luke's Cornwall Hospital - Newburgh | 63546 | St. Luke's Cornwall Hospital | NY | Orange | GEN1 | Petroleum Liquids | IC |  | S | X | X |  |  | 1.5 | 0.8 | 1.5 | 1.5 | 0.1 | N |  |  | SB | N | 1 | 2010 |  |  | N | Commercial Non-CHP | 4 | B: X; PC: DFO | [6 empty] | 10M | [23 empty] | N
63378 | St. Mary's Hospital For Children | 63669 | St. Mary's Hospital For Children | NY | Queens | CU2 | Petroleum Liquids | IC |  | S | X | X |  |  | 1.5 | 0.8 | 1.5 | 1.5 | 0.1 | N |  |  | SB | N | 1 | 2011 |  |  | N | Commercial Non-CHP | 4 | B: X; PC: DFO |  |  |  |  | N |  | 10M | [23 empty] | N
7630 | Village of Greenport - (NY) | 2681 | Greenport | NY | Suffolk | 7 | Petroleum Liquids | IC |  | S | X | X |  |  | 1.6 | 0.8 | 1.6 | 1.6 |  | N |  |  | OS | X | 8 | 1997 |  |  | N | Electric Utility | 1 | B: X; PC: DFO |  |  |  | N | N | [25 empty] | N | N
54842 | WM Renewable Energy LLC | 50568 | High Acres Gas Recovery | NY | Monroe | GEN5 | Landfill Gas | IC |  | S | X | X | PTID 23767 | PTID 23767 | 1.6 | 0.98 | 1.6 | 1.6 | 0.8 | N |  |  | OP | X | 3 | 2008 |  |  | N | IPP Non-CHP | 2 | B: X; PC: LFG |  |  |  | N |  |  | 1H | [23 empty] | N | N | N
54842 | WM Renewable Energy LLC | 50568 | High Acres Gas Recovery | NY | Monroe | GEN6 | Landfill Gas | IC |  | S | X | X | PTID 23767 | PTID 23767 | 1.6 | 0.98 | 1.6 | 1.6 | 0.8 | N |  |  | OP | X | 3 | 2008 |  |  | N | IPP Non-CHP | 2 | B: X; PC: LFG |  |  |  | N | N |  | 1H | [23 empty] | N | N | N
54842 | WM Renewable Energy LLC | 50568 | High Acres Gas Recovery | NY | Monroe | GEN7 | Landfill Gas | IC |  | S | X | X | PTID 23767 | PTID 23767 | 1.6 | 0.98 | 1.6 | 1.6 | 0.8 | N |  |  | OP | X | 3 | 2008 |  |  | N | IPP Non-CHP | 2 | B: X; PC: LFG |  |  |  | N | N |  | 1H | [23 empty] | N | N | N
54842 | WM Renewable Energy LLC | 50568 | High Acres Gas Recovery | NY | Monroe | GEN8 | Landfill Gas | IC |  | S | X | X | PTID 23767 | PTID 23767 | 1.6 | 0.98 | 1.6 | 1.6 | 0.8 | N |  |  | OP | X | 3 | 2008 |  |  | N | IPP Non-CHP | 2 | B: X; PC: LFG |  |  |  | N | N |  | 1H | [23 empty] | N | N | N
17283 | Seneca Energy II | 54782 | Seneca Energy | NY | Seneca | GE15 | Landfill Gas | IC |  | S | X | X |  |  | 1.6 | 0.8 | 1.6 | 1.6 | 0.8 | N |  |  | OP | X | 1 | 2007 |  |  | N | IPP Non-CHP | 2 | B: X; PC: LFG |  |  |  | N | N |  | 1H | [23 empty] | N | N | N
17283 | Seneca Energy II | 54782 | Seneca Energy | NY | Seneca | GE16 | Landfill Gas | IC |  | S | X | X |  |  | 1.6 | 0.8 | 1.6 | 1.6 | 0.8 | N |  |  | OP | X | 1 | 2007 |  |  | N | IPP Non-CHP | 2 | B: X; PC: LFG |  |  |  | N | N |  | 1H | [23 empty] | N | N | N
17283 | Seneca Energy II | 54782 | Seneca Energy | NY | Seneca | GE17 | Landfill Gas | IC |  | S | X | X |  |  | 1.6 | 0.8 | 1.6 | 1.6 | 0.8 | N |  |  | OP | X | 1 | 2007 |  |  | N | IPP Non-CHP | 2 | B: X; PC: LFG |  |  |  | N | N |  | 1H | [23 empty] | N | N | N
17283 | Seneca Energy II | 54782 | Seneca Energy | NY | Seneca | GE18 | Landfill Gas | IC |  | S | X | X |  |  | 1.6 | 0.8 | 1.6 | 1.6 | 0.8 | N |  |  | OP | X | 1 | 2007 |  |  | N | IPP Non-CHP | 2 | B: X; PC: LFG |  |  |  | N | N |  | 1H | [23 empty] | N | N | N
1362 | Bassett Healthcare | 54863 | Bassett Medical Center | NY | Otsego | 0004 | Petroleum Liquids | IC |  | S | X | X |  |  | 1.6 | 1 | 1.6 | 1.6 | 0.2 | N |  |  | SB | Y | 5 | 2004 |  |  | N | Commercial Non-CHP | 4 | B: X; PC: DFO |  |  |  | N | N |  | 10M | [23 empty] | N | N | N
1362 | Bassett Healthcare | 54863 | Bassett Medical Center | NY | Otsego | 0005 | Petroleum Liquids | IC |  | S | X | X |  |  | 1.6 | 1 | 1.6 | 1.6 | 0.2 | N |  |  | SB | Y | 5 | 2006 |  |  | N | Commercial Non-CHP | 4 | B: X; PC: DFO |  |  |  | N | N |  | 10M | [23 empty] | N | N | N
57229 | MM Albany Energy LLC | 55155 | MM Albany Energy | NY | Albany | UNT4 | Landfill Gas | IC |  | S | X | X |  |  | 1.6 | 0.98 | 1.6 | 1.6 | 1.2 | N |  |  | OP | X | 5 | 2012 |  |  | N | IPP Non-CHP | 2 | B: X; PC: LFG | [6 empty] | 1H | [23 empty] | N
57229 | MM Albany Energy LLC | 55155 | MM Albany Energy | NY | Albany | UNT5 | Landfill Gas | IC |  | S | X | X |  |  | 1.6 | 0.98 | 1.6 | 1.6 | 1.2 | N |  |  | OP | X | 5 | 2012 |  |  | N | IPP Non-CHP | 2 | B: X; PC: LFG | [6 empty] | 1H | [23 empty] | N
17283 | Seneca Energy II | 56250 | Ontario LFGTE | NY | Ontario | GEN10 | Landfill Gas | IC |  | S | X | X |  |  | 1.6 | 0.8 | 1.6 | 1.6 | 0.8 | N |  |  | OP | X | 3 | 2013 |  |  | N | IPP Non-CHP | 2 | B: X; PC: LFG |  |  |  | N | N |  | 1H | [23 empty] | N | N | N
17283 | Seneca Energy II | 56250 | Ontario LFGTE | NY | Ontario | GEN11 | Landfill Gas | IC |  | S | X | X |  |  | 1.6 | 0.8 | 1.6 | 1.6 | 0.8 | N |  |  | OP | X | 3 | 2013 |  |  | N | IPP Non-CHP | 2 | B: X; PC: LFG |  |  |  | N | N |  | 1H | [23 empty] | N | N | N
17283 | Seneca Energy II | 56250 | Ontario LFGTE | NY | Ontario | GEN9 | Landfill Gas | IC |  | S | X | X |  |  | 1.6 | 0.8 | 1.6 | 1.6 | 0.8 | N |  |  | OP | X | 3 | 2013 |  |  | N | IPP Non-CHP | 2 | B: X; PC: LFG |  |  |  | N | N |  | 1H | [23 empty] | N | N | N
50158 | Innovative Energy Systems Inc | 56323 | Modern Innovative Energy LLC | NY | Niagara | GEN1 | Landfill Gas | IC |  | S | X | X |  |  | 1.6 | 0.8 | 1.6 | 1.6 | 0.8 | N |  |  | OP | X | 2 | 2006 |  |  | N | IPP Non-CHP | 2 | B: X; PC: LFG |  |  |  | N | N |  | 1H | [23 empty] | N | N | N
50158 | Innovative Energy Systems Inc | 56323 | Modern Innovative Energy LLC | NY | Niagara | GEN2 | Landfill Gas | IC |  | S | X | X |  |  | 1.6 | 0.8 | 1.6 | 1.6 | 0.8 | N |  |  | OP | X | 2 | 2006 |  |  | N | IPP Non-CHP | 2 | B: X; PC: LFG |  |  |  | N | N |  | 1H | [23 empty] | N | N | N
50158 | Innovative Energy Systems Inc | 56323 | Modern Innovative Energy LLC | NY | Niagara | GEN3 | Landfill Gas | IC |  | S | X | X |  |  | 1.6 | 0.8 | 1.6 | 1.6 | 0.8 | N |  |  | SB | Y | 2 | 2006 |  |  | N | IPP Non-CHP | 2 | B: X; PC: LFG |  |  |  | N | N |  | 1H | [23 empty] | N | N | N
50158 | Innovative Energy Systems Inc | 56323 | Modern Innovative Energy LLC | NY | Niagara | GEN4 | Landfill Gas | IC |  | S | X | X |  |  | 1.6 | 0.8 | 1.6 | 1.6 | 0.8 | N |  |  | SB | N | 2 | 2006 |  |  | N | IPP Non-CHP | 2 | B: X; PC: LFG |  |  |  | N | N |  | 1H | [23 empty] | N | N | N
50158 | Innovative Energy Systems Inc | 56324 | Colonie LFGTE Facility | NY | Albany | GEN1 | Landfill Gas | IC |  | S | X | X |  |  | 1.6 | 0.8 | 1.6 | 1.6 | 0.8 | N |  |  | OP | X | 2 | 2006 |  |  | N | IPP Non-CHP | 2 | B: X; PC: LFG |  |  |  | N | N |  | 1H | [23 empty] | N | N | N
50158 | Innovative Energy Systems Inc | 56324 | Colonie LFGTE Facility | NY | Albany | GEN2 | Landfill Gas | IC |  | S | X | X |  |  | 1.6 | 0.8 | 1.6 | 1.6 | 0.8 | N |  |  | OP | X | 2 | 2006 |  |  | N | IPP Non-CHP | 2 | B: X; PC: LFG |  |  |  | N | N |  | 1H | [23 empty] | N | N | N
50158 | Innovative Energy Systems Inc | 56324 | Colonie LFGTE Facility | NY | Albany | GEN3 | Landfill Gas | IC |  | S | X | X |  |  | 1.6 | 0.8 | 1.6 | 1.6 | 0.8 | N |  |  | OP | X | 2 | 2006 |  |  | N | IPP Non-CHP | 2 | B: X; PC: LFG |  |  |  | N | N |  | 1H | [23 empty] | N | N | N
50158 | Innovative Energy Systems Inc | 56324 | Colonie LFGTE Facility | NY | Albany | GEN4 | Landfill Gas | IC |  | S | X | X |  |  | 1.6 | 0.8 | 1.6 | 1.6 | 0.8 | N |  |  | OP | X | 6 | 2016 |  |  | N | IPP Non-CHP | 2 | B: X; PC: LFG |  |  |  | N |  |  | 1H | [23 empty] | N
50158 | Innovative Energy Systems Inc | 56958 | DANC LFGTE Facility | NY | Jefferson | GEN1 | Landfill Gas | IC |  | S | X | X |  |  | 1.6 | 0.8 | 1.6 | 1.6 | 0.8 | N |  |  | OP | X | 10 | 2008 |  |  | N | IPP Non-CHP | 2 | B: X; PC: LFG |  |  |  | N | N |  | 1H | [23 empty] | N | N | N
50158 | Innovative Energy Systems Inc | 56958 | DANC LFGTE Facility | NY | Jefferson | GEN2 | Landfill Gas | IC |  | S | X | X |  |  | 1.6 | 0.8 | 1.6 | 1.6 | 0.8 | N |  |  | OP | X | 10 | 2008 |  |  | N | IPP Non-CHP | 2 | B: X; PC: LFG |  |  |  | N | N |  | 1H | [23 empty] | N | N | N
50158 | Innovative Energy Systems Inc | 56958 | DANC LFGTE Facility | NY | Jefferson | GEN3 | Landfill Gas | IC |  | S | X | X |  |  | 1.6 | 0.8 | 1.6 | 1.6 | 0.8 | N |  |  | OP | X | 10 | 2008 |  |  | N | IPP Non-CHP | 2 | B: X; PC: LFG |  |  |  | N | N |  | 1H | [23 empty] | N | N | N
50158 | Innovative Energy Systems Inc | 56958 | DANC LFGTE Facility | NY | Jefferson | GEN4 | Landfill Gas | IC |  | S | X | X |  |  | 1.6 | 0.8 | 1.6 | 1.6 | 0.8 | N |  |  | OP | X | 4 | 2012 |  |  | N | IPP Non-CHP | 2 | B: X; PC: LFG |  |  |  | N | N |  | 1H |  |  |  |  | N | [18 empty] | N | N | N
50158 | Innovative Energy Systems Inc | 56986 | Clinton LFGTE Facility | NY | Clinton | GEN1 | Landfill Gas | IC |  | W | X | X |  |  | 1.6 | 0.8 | 1.6 | 1.6 | 0.8 | N |  |  | OP | X | 10 | 2008 |  |  | N | IPP Non-CHP | 2 | B: X; PC: LFG |  |  |  | N | N |  | 1H | [23 empty] | N | N | N
50158 | Innovative Energy Systems Inc | 56986 | Clinton LFGTE Facility | NY | Clinton | GEN2 | Landfill Gas | IC |  | W | X | X |  |  | 1.6 | 0.8 | 1.6 | 1.6 | 0.8 | N |  |  | OP | X | 10 | 2008 |  |  | N | IPP Non-CHP | 2 | B: X; PC: LFG |  |  |  | N | N |  | 1H | [23 empty] | N | N | N
50158 | Innovative Energy Systems Inc | 56986 | Clinton LFGTE Facility | NY | Clinton | GEN3 | Landfill Gas | IC |  | W | X | X |  |  | 1.6 | 0.8 | 1.6 | 1.6 | 0.8 | N |  |  | OP | X | 10 | 2008 |  |  | N | IPP Non-CHP | 2 | B: X; PC: LFG |  |  |  | N | N |  | 1H | [23 empty] | N | N | N
50158 | Innovative Energy Systems Inc | 56986 | Clinton LFGTE Facility | NY | Clinton | GEN4 | Landfill Gas | IC |  | W | X | X |  |  | 1.6 | 0.8 | 1.6 | 1.6 | 0.8 | N |  |  | OP | X | 8 | 2009 |  |  | N | IPP Non-CHP | 2 | B: X; PC: LFG |  |  |  | N | N |  | 1H | [23 empty] | N | N | N
50158 | Innovative Energy Systems Inc | 56987 | Hyland LFGTE Facility | NY | Allegany | GEN1 | Landfill Gas | IC |  | W | X | X |  |  | 1.6 | 0.8 | 1.6 | 1.6 | 0.8 | N |  |  | OP | X | 8 | 2008 |  |  | N | IPP Non-CHP | 2 | B: X; PC: LFG |  |  |  | N | N |  | 1H | [23 empty] | N | N | N
50158 | Innovative Energy Systems Inc | 56987 | Hyland LFGTE Facility | NY | Allegany | GEN2 | Landfill Gas | IC |  | W | X | X |  |  | 1.6 | 0.8 | 1.6 | 1.6 | 0.8 | N |  |  | OP | X | 8 | 2008 |  |  | N | IPP Non-CHP | 2 | B: X; PC: LFG |  |  |  | N | N |  | 1H | [23 empty] | N | N | N
50158 | Innovative Energy Systems Inc | 56987 | Hyland LFGTE Facility | NY | Allegany | GEN3 | Landfill Gas | IC |  | W | X | X |  |  | 1.6 | 0.8 | 1.6 | 1.6 | 0.8 | N |  |  | OP | X | 8 | 2008 |  |  | N | IPP Non-CHP | 2 | B: X; PC: LFG |  |  |  | N | N |  | 1H | [23 empty] | N | N | N
50158 | Innovative Energy Systems Inc | 57003 | Fulton LFGTE Facility | NY | Fulton | GEN1 | Landfill Gas | IC |  | S | X | X |  |  | 1.6 | 0.8 | 1.6 | 1.6 | 0.8 | N |  |  | OP | X | 6 | 2010 |  |  | N | IPP Non-CHP | 2 | B: X; PC: LFG |  |  |  | N | N |  | 1H | [23 empty] | N | N | N
50158 | Innovative Energy Systems Inc | 57003 | Fulton LFGTE Facility | NY | Fulton | GEN2 | Landfill Gas | IC |  | S | X | X |  |  | 1.6 | 0.8 | 1.6 | 1.6 | 0.8 | N |  |  | OP | X | 6 | 2010 |  |  | N | IPP Non-CHP | 2 | B: X; PC: LFG |  |  |  | N | N |  | 1H | [23 empty] | N | N | N
54842 | WM Renewable Energy LLC | 57021 | Waste Management Madison County LFGTE | NY | Madison | GEN1 | Landfill Gas | IC |  | S | X | X | Zone E PTID 323628 | Zone E PTID 323628 | 1.6 | 0.98 | 1.6 | 1.6 | 0.8 | N |  |  | OP | X | 6 | 2009 |  |  | N | IPP Non-CHP | 2 | B: X; PC: LFG | [6 empty] | 1H | [23 empty] | N | N | N
64137 | Chautauqua Green Energy, LLC | 57186 | Chautauqua LFGTE Facility | NY | Chautauqua | GEN1 | Landfill Gas | IC |  | W | X | X |  |  | 1.6 | 0.8 | 1.6 | 1.6 | 0.8 | N |  |  | OP | X | 2 | 2010 |  |  | N | IPP Non-CHP | 2 | B: X; PC: LFG |  |  |  | N | N |  | 1H | [23 empty] | N | N | N
64137 | Chautauqua Green Energy, LLC | 57186 | Chautauqua LFGTE Facility | NY | Chautauqua | GEN2 | Landfill Gas | IC |  | W | X | X |  |  | 1.6 | 0.8 | 1.6 | 1.6 | 0.8 | N |  |  | OP | X | 2 | 2010 |  |  | N | IPP Non-CHP | 2 | B: X; PC: LFG |  |  |  | N | N |  | 1H | [23 empty] | N | N | N
64137 | Chautauqua Green Energy, LLC | 57186 | Chautauqua LFGTE Facility | NY | Chautauqua | GEN3 | Landfill Gas | IC |  | W | X | X |  |  | 1.6 | 0.8 | 1.6 | 1.6 | 0.8 | N |  |  | OP | X | 2 | 2010 |  |  | N | IPP Non-CHP | 2 | B: X; PC: LFG |  |  |  | N | N |  | 1H | [23 empty] | N | N | N
64137 | Chautauqua Green Energy, LLC | 57186 | Chautauqua LFGTE Facility | NY | Chautauqua | GEN4 | Landfill Gas | IC |  | W | X | X |  |  | 1.6 | 0.8 | 1.6 | 1.6 | 0.8 | N |  |  | OP | X | 2 | 2010 |  |  | N | IPP Non-CHP | 2 | B: X; PC: LFG |  |  |  | N | N |  | 1H | [23 empty] | N | N | N
64137 | Chautauqua Green Energy, LLC | 57186 | Chautauqua LFGTE Facility | NY | Chautauqua | GEN5 | Landfill Gas | IC |  | W | X | X |  |  | 1.6 | 0.8 | 1.6 | 1.6 | 0.8 | N |  |  | OP | X | 7 | 2011 |  |  | N | IPP Non-CHP | 2 | B: X; PC: LFG |  |  |  | N | N |  | 1H | [23 empty] | N | N | N
64137 | Chautauqua Green Energy, LLC | 57186 | Chautauqua LFGTE Facility | NY | Chautauqua | GEN6 | Landfill Gas | IC |  | W | X | X |  |  | 1.6 | 0.8 | 1.6 | 1.6 | 0.8 | N |  |  | OP | X | 7 | 2011 |  |  | N | IPP Non-CHP | 2 | B: X; PC: LFG |  |  |  | N | N |  | 1H | [23 empty] | N | N | N
54842 | WM Renewable Energy LLC | 57404 | Oneida Herkimer | NY | Oneida | GEN1 | Landfill Gas | IC |  | S | X | X | ZONE E PTID 323681 | ZONE E PTID 323681 | 1.6 | 0.98 | 1.6 | 1.6 | 0.8 | N |  |  | OP | X | 4 | 2012 |  |  | N | IPP Non-CHP | 2 | B: X; PC: LFG |  |  |  | N |  |  | 1H | [23 empty] | N | N | N
54842 | WM Renewable Energy LLC | 57404 | Oneida Herkimer | NY | Oneida | GEN2 | Landfill Gas | IC |  | S | X | X | ZONE E PTID 323681 | ZONE E PTID 323681 | 1.6 | 0.98 | 1.6 | 1.6 | 0.8 | N |  |  | OP | X | 5 | 2013 |  |  | N | IPP Non-CHP | 2 | B: X; PC: LFG |  |  |  | N |  |  | 1H | [23 empty] | N | N | N
58487 | Montefiore Medical Center Moses Division | 58507 | Montefieor Medical Center Moses Division | NY | Bronx | S0001 | Natural Gas Internal Combustion Engine | IC |  | S | X | X |  |  | 1.6 | 1 | 1.2 | 1.2 | 1.2 | N |  |  | OP | X | 1 | 1994 |  |  | Y | Commercial CHP | 5 | B: T; PC: NG; NG: DFO |  |  |  | N |  |  | 12H | [23 empty] | Y |  | Y
58487 | Montefiore Medical Center Moses Division | 58507 | Montefieor Medical Center Moses Division | NY | Bronx | S0002 | Natural Gas Internal Combustion Engine | IC |  | S | X | X |  |  | 1.6 | 1 | 1.2 | 1.2 | 1.2 | N |  |  | OP | X | 1 | 1994 |  |  | Y | Commercial CHP | 5 | B: T; PC: NG; NG: DFO; NG: DFO |  |  |  | N |  |  | 12H | [23 empty] | Y |  | Y
58487 | Montefiore Medical Center Moses Division | 58507 | Montefieor Medical Center Moses Division | NY | Bronx | S0003 | Natural Gas Internal Combustion Engine | IC |  | S | X | X |  |  | 1.6 | 1 | 1.2 | 1.2 | 1.2 | N |  |  | OP | X | 1 | 1994 |  |  | Y | Commercial CHP | 5 | B: T; PC: NG; NG: DFO |  |  |  | N |  |  | 12H | [23 empty] | Y |  | Y
13511 | New York State Elec & Gas Corp | 2528 | Harris Lake | NY | Essex | 1 | Petroleum Liquids | IC |  | S | X | X | 5018 | 5018 | 1.7 | 0.8 | 1.7 | 1.7 | 1.7 | N |  |  | OP | X | 9 | 1967 |  |  | N | Electric Utility | 1 | B: X; PC: DFO |  |  |  | N | N |  | 1H | [23 empty] | N | N
7630 | Village of Greenport - (NY) | 2681 | Greenport | NY | Suffolk | 2 | Petroleum Liquids | IC |  | S | X | X |  |  | 1.7 | 0.8 | 1.5 | 1.6 |  | N |  |  | OS | X | 8 | 1997 |  |  | N | Electric Utility | 1 | B: X; PC: DFO |  |  |  | N | N | [25 empty] | N | N | N
24210 | Riverbay Corp | 52168 | Riverbay | NY | Bronx | U0007 | Petroleum Liquids | IC |  | S | X | X |  |  | 1.7 | 0.8 | 1.5 | 1.5 | 0.3 | N |  |  | OP | X | 6 | 2011 |  |  | N | Commercial CHP | 5 | B: X; PC: DFO |  |  |  | N |  |  | 10M | [23 empty] | N | N | N
7630 | Village of Greenport - (NY) | 2681 | Greenport | NY | Suffolk | 5 | Petroleum Liquids | IC |  | S | X | X |  |  | 1.8 | 0.8 | 1.6 | 1.6 | 0.3 | N |  |  | OP | X | 6 | 1965 |  |  | N | Electric Utility | 1 | B: X; PC: DFO |  |  |  | N | N |  | 1H | [20 empty] | N |  |  | N | N | N
21508 | Cornell University | 50368 | Cornell University Central Heat | NY | Tompkins | TG1 | Natural Gas Fired Combined Cycle | CA | CT1 | S | Y | X |  |  | 1.8 | 0.8 | 1 | 1.8 | 0.2 | N |  |  | SB | Y | 7 | 1988 |  |  | Y | Commercial CHP | 5 | B: B; PC: NG; NG: DFO |  |  |  | N |  |  | 12H |  |  |  |  | N | [18 empty] | N | N | N
14222 | Oswego County | 50907 | Oswego County Energy Recovery | NY | Oswego | UNT1 | Municipal Solid Waste | ST |  | S | X | X |  |  | 1.8 | 0.8 | 1.7 | 1.7 | 0.6 | N |  |  | OP | X | 2 | 1986 |  |  | Y | Commercial CHP | 5 | B: B; PC: MSW; NG: NG; NG: NG |  |  |  | N | N |  | 1H | [23 empty] | N | N | N
14222 | Oswego County | 50907 | Oswego County Energy Recovery | NY | Oswego | UNT2 | Municipal Solid Waste | ST |  | S | X | X |  |  | 1.8 | 0.8 | 1.7 | 1.7 | 0.6 | N |  |  | OP | X | 2 | 1986 |  |  | Y | Commercial CHP | 5 | B: B; PC: MSW; NG: NG; NG: NG |  |  |  | N | N |  | 1H | [23 empty] | N | N | N
58110 | SUNY Old Westbury College | 58156 | SUNY Old Westbury College | NY | Nassau | GE | Natural Gas Internal Combustion Engine | IC |  | S | X | X |  |  | 1.8 | 0.9 | 1.8 | 1.8 | 0.9 | N |  |  | OA | X | 10 | 2007 |  |  | N | Commercial Non-CHP | 4 | [11 empty] | N | N |  | 10M | [23 empty] | N | N | bar: B to PC
61484 | Powergen Development Group, LLC | 58815 | Hilton NY Co Gen Plant | NY | New York | 1 | Natural Gas Internal Combustion Engine | IC |  | S | X | X |  |  | 1.8 | 0.9 | 1.8 | 1.8 | 0 | N |  |  | OP | X | 2 | 2013 |  |  | Y | IPP CHP | 3 | [12 empty] | N |  | 10M | [23 empty] | N | N | N | bar: B to PC
61936 | Albert Einstein College of Medicine | 62398 | Albert Einstein College of Medicine | NY | Bronx | CP961 | Petroleum Liquids | IC |  | S | X | X |  |  | 1.8 | 0.8 | 1.8 | 1.8 | 0.3 | N |  |  | SB | N | 1 | 2008 |  |  | N | Commercial Non-CHP | 4 | B: X; PC: DFO | [6 empty] | 10M | [23 empty] | N
61936 | Albert Einstein College of Medicine | 62398 | Albert Einstein College of Medicine | NY | Bronx | CP962 | Petroleum Liquids | IC |  | S | X | X |  |  | 1.8 | 0.8 | 1.8 | 1.8 | 0.3 | N |  |  | SB | N | 1 | 2008 |  |  | N | Commercial Non-CHP | 4 | B: X; PC: DFO | [6 empty] | 10M | [23 empty] | N
62150 | 2016 ESA Project Company, LLC | 63647 | SDM000 Clarkson Fuel Cell | NY | Kings | SDM00 | Other Natural Gas | FC |  | S | X | X |  |  | 1.8 | 0.99 | 1.8 | 1.8 | 1.8 | N |  |  | OP | X | 5 | 2018 |  |  | N | IPP Non-CHP | 2 | [11 empty] | N | N |  | 12H | [23 empty] | N | bar: B to PC
56505 | National Grid Generation LLC | 2512 | East Hampton | NY | Suffolk | 2 | Petroleum Liquids | IC |  | S | X | X | 23722 | 23722 | 2 | 0.9 | 2 | 2 | 2 | N |  |  | OP | X | 12 | 1962 |  |  | N | Electric Utility | 1 | B: X; PC: DFO |  |  |  | N | N |  | 10M | [23 empty] | N | N | N
56505 | National Grid Generation LLC | 2512 | East Hampton | NY | Suffolk | 3 | Petroleum Liquids | IC |  | S | X | X | 23722 | 23722 | 2 | 0.9 | 2 | 2.1 | 2 | N |  |  | OP | X | 12 | 1962 |  |  | N | Electric Utility | 1 | B: X; PC: DFO |  |  |  | N | N |  | 10M | [23 empty] | N | N | N
56505 | National Grid Generation LLC | 2512 | East Hampton | NY | Suffolk | 4 | Petroleum Liquids | IC |  | S | X | X | 23722 | 23722 | 2 | 0.9 | 2 | 2.1 | 1.9 | N |  |  | OP | X | 12 | 1962 |  |  | N | Electric Utility | 1 | B: X; PC: DFO |  |  |  | N |  |  | 10M | [23 empty] | N | N | N
15253 | Power City Partners LP | 54592 | Massena Energy Facility | NY | St Lawrence | IC | Petroleum Liquids | IC |  | S | X | X |  |  | 2 | 0.85 | 2 | 2 | 0.1 | N |  |  | SB | Y | 7 | 1992 |  |  | N | IPP Non-CHP | 2 | B: X; PC: DFO |  |  |  | N | N |  | 1H | [23 empty] | N | N | N
58487 | Montefiore Medical Center Moses Division | 58507 | Montefieor Medical Center Moses Division | NY | Bronx | EMG09 | Petroleum Liquids | IC |  | S | X | X |  |  | 2 | 0.8 | 2 | 2 | 0.1 | N |  |  | SB | N | 1 | 2011 |  |  | N | Commercial CHP | 5 | B: X; PC: DFO | [6 empty] | 10M | [23 empty] | N
58487 | Montefiore Medical Center Moses Division | 58507 | Montefieor Medical Center Moses Division | NY | Bronx | EMG10 | Petroleum Liquids | IC |  | S | X | X |  |  | 2 | 0.8 | 2 | 2 | 0.1 | N |  |  | SB | N | 1 | 2011 |  |  | N | Commercial CHP | 5 | B: X; PC: DFO | [6 empty] | 10M | [23 empty] | N
60676 | New York Presbyterian Hospital | 61026 | New York Presbyterian Hospital-168th St | NY | New York | CHNY1 | Petroleum Liquids | IC |  | S | X | X |  |  | 2 | 0.8 | 2 | 2 | 0.2 | N |  |  | SB | N | 1 | 2003 |  |  | N | Commercial Non-CHP | 4 | B: X; PC: DFO |  |  |  | N |  |  | 1H | [23 empty] | N
60676 | New York Presbyterian Hospital | 61026 | New York Presbyterian Hospital-168th St | NY | New York | CHNY2 | Petroleum Liquids | IC |  | S | X | X |  |  | 2 | 0.8 | 2 | 2 | 0.2 | N |  |  | SB | N | 1 | 2003 |  |  | N | Commercial Non-CHP | 4 | B: X; PC: DFO |  |  |  | N |  |  | 1H | [23 empty] | N
60676 | New York Presbyterian Hospital | 61026 | New York Presbyterian Hospital-168th St | NY | New York | MHB1 | Petroleum Liquids | IC |  | S | X | X |  |  | 2 | 0.8 | 2 | 2 | 0.2 | N |  |  | SB | N | 1 | 2000 |  |  | N | Commercial Non-CHP | 4 | B: X; PC: DFO |  |  |  | N |  |  | 1H | [23 empty] | N
61050 | The NY Times Production Facility | 61414 | NY Times Daily Production Facility | NY | Queens | GEN1 | Petroleum Liquids | IC |  | S | X | X |  |  | 2 | 0.8 | 2 | 2 | 0.6 | N |  |  | OP | X | 9 | 2005 |  |  | N | Industrial Non-CHP | 6 | B: X; PC: DFO | [6 empty] | 10M | [23 empty] | N
61050 | The NY Times Production Facility | 61414 | NY Times Daily Production Facility | NY | Queens | GEN2 | Petroleum Liquids | IC |  | S | X | X |  |  | 2 | 0.8 | 2 | 2 | 0.6 | N |  |  | OP | X | 9 | 2005 |  |  | N | Industrial Non-CHP | 6 | B: X; PC: DFO | [6 empty] | 10M | [23 empty] | N
61050 | The NY Times Production Facility | 61414 | NY Times Daily Production Facility | NY | Queens | GEN3 | Petroleum Liquids | IC |  | S | X | X |  |  | 2 | 0.8 | 2 | 2 | 0.6 | N |  |  | OP | X | 9 | 2005 |  |  | N | Industrial Non-CHP | 6 | B: X; PC: DFO | [6 empty] | 10M | [23 empty] | N
61050 | The NY Times Production Facility | 61414 | NY Times Daily Production Facility | NY | Queens | GEN4 | Petroleum Liquids | IC |  | S | X | X |  |  | 2 | 0.8 | 2 | 2 | 0.6 | N |  |  | OP | X | 9 | 2005 |  |  | N | Industrial Non-CHP | 6 | B: X; PC: DFO | [6 empty] | 10M | [23 empty] | N
61050 | The NY Times Production Facility | 61414 | NY Times Daily Production Facility | NY | Queens | GEN5 | Petroleum Liquids | IC |  | S | X | X |  |  | 2 | 0.8 | 2 | 2 | 0.6 | N |  |  | OP | X | 8 | 2008 |  |  | N | Industrial Non-CHP | 6 | B: X; PC: DFO | [6 empty] | 10M | [23 empty] | N
61050 | The NY Times Production Facility | 61414 | NY Times Daily Production Facility | NY | Queens | GEN6 | Petroleum Liquids | IC |  | S | X | X |  |  | 2 | 0.8 | 2 | 2 | 0.6 | N |  |  | OP | X | 8 | 2008 |  |  | N | Industrial Non-CHP | 6 | B: X; PC: DFO | [6 empty] | 10M | [23 empty] | N
61162 | Woodhull Hospital | 61567 | Woodhull Hospital | NY | Kings | EGEN3 | Petroleum Liquids | IC |  | S | X | X |  |  | 2 | 0.8 | 2 | 2 | 0.6 | N |  |  | SB | N | 1 | 2001 |  |  | N | Commercial Non-CHP | 4 | B: X; PC: DFO | [6 empty] | 1H | [23 empty] | N
61162 | Woodhull Hospital | 61567 | Woodhull Hospital | NY | Kings | EGEN4 | Petroleum Liquids | IC |  | S | X | X |  |  | 2 | 0.8 | 2 | 2 | 0.5 | N |  |  | SB | N | 1 | 2001 |  |  | N | Commercial Non-CHP | 4 | B: X; PC: DFO | [6 empty] | 1H | [23 empty] | N
61948 | Regeneron Pharmaceuticals Inc. | 62423 | Regeneron Pharmaceuticals Inc. | NY | Westchester | 795G1 | Petroleum Liquids | IC |  | S | X | X |  |  | 2 | 0.8 | 2 | 2 | 0.3 | N |  |  | SB | N | 4 | 2015 |  |  | N | Commercial Non-CHP | 4 | B: X; PC: DFO; NG: NG | [6 empty] | 10M | [23 empty] | N |  | N
61948 | Regeneron Pharmaceuticals Inc. | 62423 | Regeneron Pharmaceuticals Inc. | NY | Westchester | 795G2 | Petroleum Liquids | IC |  | S | X | X |  |  | 2 | 0.8 | 2 | 2 | 0.3 | N |  |  | SB | N | 4 | 2015 |  |  | N | Commercial Non-CHP | 4 | B: X; PC: DFO; NG: NG | [6 empty] | 10M | [23 empty] | N |  | N
61956 | Mount Sinai South Nassau Hospital | 62447 | Mount Sinai South Nassau Hospital | NY | Nassau | 4 | Petroleum Liquids | IC |  | S | X | X |  |  | 2 | 0.8 | 1 | 0.8 | 0 | N |  |  | SB | N | 2 | 2020 |  |  | N | Commercial Non-CHP | 4 | B: X; PC: DFO |  |  |  | N | N |  | 10M | [23 empty] | N
60571 | AEP Onsite Partners, LLC | 64143 | Bloom-Altice Fuel Cell | NY | Nassau | BLA | Other Natural Gas | FC |  | S | X | X |  |  | 2 | 1 | 2 | 2 | 1 | N |  |  | OP | X | 10 | 2020 |  |  | N | IPP Non-CHP | 2 | [14 empty] | 12H | bar: B to PC
63873 | Lincoln Medical and Mental Health Center | 64291 | Lincoln Medical and Mental Health Center | NY | Bronx | A1 | Petroleum Liquids | IC |  | S | X | X |  |  | 2 | 0.8 | 2 | 2 | 2 | N |  |  | OP | X | 1 | 2007 |  |  | N | Commercial Non-CHP | 4 | B: X; PC: DFO |  |  |  |  | N |  | 10M | [23 empty] | N
57106 | Peak Power 1, LLC | 57789 | Peak Power 1 Cogen | NY | New York | GEN1 | Natural Gas Internal Combustion Engine | IC |  | S | X | X |  |  | 2.1 | 0.8 | 2 | 2 | 0.5 | N |  |  | OP | X | 7 | 2010 |  |  | Y | Commercial CHP | 5 | [11 empty] | N | N |  | 10M | [20 empty] | N |  |  | N | N | N | bar: B to PC
57106 | Peak Power 1, LLC | 57789 | Peak Power 1 Cogen | NY | New York | GEN2 | Natural Gas Internal Combustion Engine | IC |  | S | X | X |  |  | 2.1 | 0.8 | 2 | 2 | 0.5 | N |  |  | OP | X | 7 | 2010 |  |  | Y | Commercial CHP | 5 | [11 empty] | N | N |  | 10M | [20 empty] | N |  |  | N | N | N | bar: B to PC
57106 | Peak Power 1, LLC | 57789 | Peak Power 1 Cogen | NY | New York | GEN3 | Natural Gas Internal Combustion Engine | IC |  | S | X | X |  |  | 2.1 | 0.8 | 2 | 2 | 0.5 | N |  |  | OP | X | 7 | 2010 |  |  | Y | Commercial CHP | 5 | [11 empty] | N | N |  | 10M | [20 empty] | N |  |  | N | N | N | bar: B to PC
58154 | Hudson Valley Community College | 58186 | HVCC Cogen Plant | NY | Rensselaer | CG05 | Petroleum Liquids | IC |  | S | X | X |  |  | 2.1 | 0.85 | 2 | 2.1 | 1.1 | N |  |  | SB | N | 4 | 2004 |  |  | N | Commercial CHP | 5 | B: X; PC: DFO |  |  |  | N | N |  | 10M | [23 empty] | N | N | N
60641 | Veolia NA - Municipal & Commercial Business | 10521 | Lederle Laboratories | NY | Rockland | GEN3 | Natural Gas Fired Combined Cycle | CA | CC1 | S | Y | X |  |  | 2.2 | 1 | 2.2 | 2.2 | 0.1 | N |  |  | OP | X | 7 | 1990 |  |  | Y | Industrial CHP | 7 | B: T; PC: NG; NG: DFO |  |  |  | N | N |  | 12H | [23 empty] | Y | N | Y
13491 | New York University | 54808 | New York University Central Plant | NY | New York | T1 | Natural Gas Fired Combined Cycle | CA | CC1 | S | Y | X |  |  | 2.4 | 1 | 1.8 | 1.8 | 0.3 | N |  |  | OP | X | 1 | 1984 |  |  | Y | Commercial CHP | 5 | [12 empty] | N |  | 1H | [23 empty] | N | N | N | bar: B to PC
13511 | New York State Elec & Gas Corp | 2528 | Harris Lake | NY | Essex | 2 | Petroleum Liquids | IC |  | S | X | X | 5018 | 5018 | 2.5 | 0.8 | 2.3 | 2.3 | 2.3 | N |  |  | OP | X | 8 | 2017 |  |  | N | Electric Utility | 1 | B: X; PC: DFO |  |  |  | N | N |  | 1H | [23 empty] | N | N
60883 | NY - PRESBYTERIAN HOSPITAL-525 E 68TH ST | 61238 | NY - Presbyt. Hospital - 525 E 68TH St | NY | New York | ANX1 | Petroleum Liquids | IC |  | S | X | X |  |  | 2.5 | 0.8 | 2.5 | 2.5 | 0.3 | N |  |  | SB | N | 5 | 2016 |  |  | N | Commercial CHP | 5 | B: X; PC: DFO | [6 empty] | 1H | [23 empty] | N
60883 | NY - PRESBYTERIAN HOSPITAL-525 E 68TH ST | 61238 | NY - Presbyt. Hospital - 525 E 68TH St | NY | New York | ANX2 | Petroleum Liquids | IC |  | S | X | X |  |  | 2.5 | 0.8 | 2.5 | 2.5 | 0.3 | N |  |  | SB | N | 5 | 2016 |  |  | N | Commercial CHP | 5 | B: X; PC: DFO | [6 empty] | 1H | [23 empty] | N
61053 | Mount Sinai Hospital | 61416 | Mount Sinai Hospital | NY | New York | HES13 | Petroleum Liquids | IC |  | S | X | X |  |  | 2.5 | 0.8 | 2.5 | 2.5 | 0.7 | N |  |  | SB | N | 6 | 2012 |  |  | N | Commercial Non-CHP | 4 | B: X; PC: DFO | [6 empty] | 10M | [23 empty] | N
61053 | Mount Sinai Hospital | 61416 | Mount Sinai Hospital | NY | New York | HES14 | Petroleum Liquids | IC |  | S | X | X |  |  | 2.5 | 0.8 | 2.5 | 2.5 | 0.7 | N |  |  | SB | N | 6 | 2012 |  |  | N | Commercial Non-CHP | 4 | B: X; PC: DFO | [6 empty] | 10M | [23 empty] | N
61094 | NYU LANGONE HEALTH | 61488 | NYU LANGONE HEALTH | NY | New York | ENB3 | Petroleum Liquids | IC |  | S | X | X |  |  | 2.5 | 0.8 | 0.3 | 0.3 | 0.1 | N |  |  | SB | N | 1 | 2015 |  |  | N | Commercial CHP | 5 | B: X; PC: DFO | [6 empty] | 10M | [23 empty] | N
61948 | Regeneron Pharmaceuticals Inc. | 62423 | Regeneron Pharmaceuticals Inc. | NY | Westchester | 765G1 | Petroleum Liquids | IC |  | S | X | X |  |  | 2.5 | 0.8 | 2.5 | 2.5 | 0.3 | N |  |  | SB | N | 4 | 2016 |  |  | N | Commercial Non-CHP | 4 | B: X; PC: DFO; NG: NG | [6 empty] | 10M | [23 empty] | N |  | N
61971 | Mt.Sinai-St.Lukes Rsvlt. Hospital Center | 62453 | Mt.Sinai-St.Lukes Roosevelt Hosp. Center | NY | Westchester | EG3 | Petroleum Liquids | IC |  | S | X | X |  |  | 2.5 | 0.8 | 2.5 | 2.5 | 0.3 | N |  |  | SB | N | 1 | 2015 |  |  | N | Commercial Non-CHP | 4 | B: X; PC: DFO |  |  |  | N |  |  | 10M | [23 empty] | N
61971 | Mt.Sinai-St.Lukes Rsvlt. Hospital Center | 62453 | Mt.Sinai-St.Lukes Roosevelt Hosp. Center | NY | Westchester | EG4 | Petroleum Liquids | IC |  | S | X | X |  |  | 2.5 | 0.8 | 2.5 | 2.5 | 0.3 | N |  |  | SB | N | 1 | 2015 |  |  | N | Commercial Non-CHP | 4 | B: X; PC: DFO |  |  |  | N |  |  | 10M | [23 empty] | N
4180 | Connecticut Mun Elec Engy Coop | 57600 | Fishers Island 1 | NY | Suffolk | FI1 | Petroleum Liquids | IC |  | S | X | X |  |  | 2.6 | 0.8 | 2.5 | 2.5 | 1.5 | N |  |  | OP | X | 12 | 2010 |  |  | N | Electric Utility | 1 | B: X; PC: DFO |  |  |  | N | N |  | 10M | [23 empty] | N | N
58971 | Danskammer Energy | 2480 | Danskammer Generating Station | NY | Orange | 5 | Petroleum Liquids | IC |  | S | X | X | Zone G | Zone G | 2.7 | 0.8 | 2.5 | 2.5 | 0.5 | N |  |  | SB | Y | 1 | 1967 |  |  | N | IPP Non-CHP | 2 | B: X; PC: DFO; NG: DFO |  |  |  | N | N |  | 10M | [23 empty] | N | N | N
58971 | Danskammer Energy | 2480 | Danskammer Generating Station | NY | Orange | 6 | Petroleum Liquids | IC |  | S | X | X | Zone G | Zone G | 2.7 | 0.8 | 2.5 | 2.5 | 0.5 | N |  |  | SB | Y | 1 | 1967 |  |  | N | IPP Non-CHP | 2 | B: X; PC: DFO; NG: DFO |  |  |  | N | N |  | 10M | [23 empty] | N | N | N
61094 | NYU LANGONE HEALTH | 61488 | NYU LANGONE HEALTH | NY | New York | ENB1 | Petroleum Liquids | IC |  | S | X | X |  |  | 2.7 | 0.8 | 2.7 | 2.7 | 0.8 | N |  |  | SB | N | 6 | 2016 |  |  | Y | Commercial CHP | 5 | B: T; PC: DFO | [6 empty] | 10M | [23 empty] | N
61094 | NYU LANGONE HEALTH | 61488 | NYU LANGONE HEALTH | NY | New York | ENB2 | Petroleum Liquids | IC |  | S | X | X |  |  | 2.7 | 0.8 | 2.7 | 2.7 | 0.8 | N |  |  | SB | N | 6 | 2016 |  |  | N | Commercial CHP | 5 | B: X; PC: DFO | [6 empty] | 10M | [23 empty] | N
6775 | Village of Freeport - (NY) | 2678 | Plant No 1 Freeport | NY | Nassau | 2 | Petroleum Liquids | IC |  | S | X | X | 1660 | 1660 | 2.9 | 0.8 | 2.2 | 2.2 | 2.2 | N |  |  | OP | X | 1 | 1949 |  |  | N | Electric Utility | 1 | B: X; PC: DFO |  |  |  | N | N |  | 12H | [23 empty] | N | N | N
5624 | RED-Rochester, LLC | 10025 | RED-Rochester, LLC | NY | Monroe | 75TG | Natural Gas Steam Turbine | ST |  | S | X | X |  |  | 3 | 0.9 | 2.2 | 2.2 | 0.4 | N |  |  | OP | X | 4 | 2015 |  |  | Y | Industrial CHP | 7 | B: B; PC: NG; NG: DFO; NG: DFO |  |  |  | N | N |  | 12H | [23 empty] | Y | N | N
61094 | NYU LANGONE HEALTH | 61488 | NYU LANGONE HEALTH | NY | New York | SCI1 | Petroleum Liquids | IC |  | S | X | X |  |  | 3 | 0.8 | 0.4 | 0.4 | 0.1 | N |  |  | SB | N | 1 | 2015 |  |  | N | Commercial CHP | 5 | B: X; PC: DFO | [6 empty] | 10M | [23 empty] | N
61094 | NYU LANGONE HEALTH | 61488 | NYU LANGONE HEALTH | NY | New York | SCI2 | Petroleum Liquids | IC |  | S | X | X |  |  | 3 | 0.8 | 0.4 | 0.4 | 0.1 | N |  |  | SB | N | 1 | 2015 |  |  | N | Commercial CHP | 5 | B: X; PC: DFO | [6 empty] | 10M | [23 empty] | N
6775 | Village of Freeport - (NY) | 2678 | Plant No 1 Freeport | NY | Nassau | 3 | Petroleum Liquids | IC |  | S | X | X | 1660 | 1660 | 3.1 | 0.8 | 2 | 2 | 2 | N |  |  | OP | X | 1 | 1954 |  |  | N | Electric Utility | 1 | B: X; PC: DFO |  |  |  | N | N |  | 12H | [23 empty] | N | N | N
60641 | Veolia NA - Municipal & Commercial Business | 10521 | Lederle Laboratories | NY | Rockland | TG4 | Natural Gas Fired Combined Cycle | CA | CC1 | S | Y | X |  |  | 3.1 | 1 | 1.4 | 1.4 | 0.1 | N |  |  | OP | X | 7 | 1997 |  |  | Y | Industrial CHP | 7 | B: T; PC: NG; NG: DFO |  |  |  | N | N |  | 12H | [23 empty] | Y | N | Y
62997 | Veolia North America | 63236 | Kings Plaza Total Energy Plant (TEP) | NY | Kings | DG2 | Natural Gas Internal Combustion Engine | IC |  | W | X | X |  |  | 3.2 | 1 | 3.2 | 3.2 | 0.1 | N |  |  | OP | X | 9 | 2007 |  |  | Y | Commercial CHP | 5 | [8 empty] | DFO |  |  | N | N |  | 1H | [23 empty] | N | N | N | bar: B to PC; NG
62997 | Veolia North America | 63236 | Kings Plaza Total Energy Plant (TEP) | NY | Kings | DG3 | Natural Gas Internal Combustion Engine | IC |  | W | X | X |  |  | 3.2 | 1 | 3.2 | 3.2 | 0.1 | N |  |  | OP | X | 9 | 2007 |  |  | Y | Commercial CHP | 5 | [8 empty] | DFO |  |  | N | N |  | 1H | [23 empty] | N | N | N | bar: B to PC; NG
62997 | Veolia North America | 63236 | Kings Plaza Total Energy Plant (TEP) | NY | Kings | DG4 | Natural Gas Internal Combustion Engine | IC |  | W | X | X |  |  | 3.2 | 1 | 3.2 | 3.2 | 0.1 | N |  |  | OP | X | 9 | 2007 |  |  | Y | Commercial CHP | 5 | [8 empty] | DFO |  |  | N | N |  | 1H | [23 empty] | N | N | N | bar: B to PC; NG
62997 | Veolia North America | 63236 | Kings Plaza Total Energy Plant (TEP) | NY | Kings | DG5 | Natural Gas Internal Combustion Engine | IC |  | W | X | X |  |  | 3.2 | 1 | 3.2 | 3.2 | 0.1 | N |  |  | OP | X | 9 | 2007 |  |  | Y | Commercial CHP | 5 | [8 empty] | DFO |  |  | N | N |  | 1H | [23 empty] | N | N | N | bar: B to PC; NG
16217 | Village of Rockville Centre - (NY) | 2695 | Charles P Keller | NY | Nassau | 10 | Petroleum Liquids | IC |  | S | X | X |  |  | 3.5 | 0.8 | 3.2 | 3.2 | 1.6 | N |  |  | OP | X | 1 | 1954 |  |  | N | Electric Utility | 1 | B: X; PC: DFO; NG: NG |  |  |  | N | N |  | 1H | [23 empty] | Y | N | Y
16217 | Village of Rockville Centre - (NY) | 2695 | Charles P Keller | NY | Nassau | 9 | Petroleum Liquids | IC |  | S | X | X |  |  | 3.5 | 0.8 | 3.2 | 3.2 | 1.6 | N |  |  | OP | X | 1 | 1954 |  |  | N | Electric Utility | 1 | B: X; PC: DFO; NG: NG |  |  |  | N | N |  | 1H | [23 empty] | Y | N | Y
64309 | Annadale Community Clean Energy Projects LLC | 64748 | Fuel Cell 18A Sneden Avenue | NY | New York | CR18A | Other Natural Gas | FC |  | W | X | X |  |  | 3.5 |  | 3.5 | 3.5 | 0.1 | N |  |  | OP | X | 12 | 2020 |  |  | N | IPP Non-CHP | 2 | B: X; PC: NG; NG: H2 |  |  |  | N | N |  | 12H
7630 | Village of Greenport - (NY) | 2681 | Greenport | NY | Suffolk | 6 | Petroleum Liquids | IC |  | S | X | X |  |  | 3.8 | 0.8 | 2.6 | 2.6 | 0.4 | N |  |  | OP | X | 6 | 1971 |  |  | N | Electric Utility | 1 | B: X; PC: DFO |  |  |  | N | N |  | 1H | [20 empty] | N |  |  | N | N | N
59597 | Broome Energy Resources, LLC | 59816 | Nanticoke LFG | NY | Broome | BR12 | Landfill Gas | IC |  | S | X | X |  |  | 4 | 1 | 4 | 4 | 0.8 | N |  |  | OP | X | 3 | 2006 |  |  | N | IPP Non-CHP | 2 | B: X; PC: LFG |  |  |  | N | N |  | 1H | [23 empty] | N | N | N
64309 | Annadale Community Clean Energy Projects LLC | 64749 | Fuel Cell 18B Sneden Avenue | NY | New York | CR18B | Other Natural Gas | FC |  | W | X | X |  |  | 4 |  | 4 | 4 | 0.1 | N |  |  | OP | X | 12 | 2020 |  |  | N | IPP Non-CHP | 2 | B: X; PC: NG; NG: H2 |  |  |  | N | N |  | 12H | [20 empty] | N |  |  | Y
59219 | Albany Medical Center | 59453 | Albany Medical Ctr Cogen Plant | NY | Albany | GTG1A | Natural Gas Fired Combustion Turbine | GT |  | S | X | X |  |  | 4.3 | 0.8 | 4.2 | 4.6 | 4 | N |  |  | OP | X | 6 | 2020 |  |  | Y | Commercial CHP | 5 | [14 empty] | 1H | [23 empty] | N | bar: B to PC
57120 | OBP Cogen LLC | 57798 | OBP Cogen | NY | New York | 1OBP | Natural Gas Fired Combustion Turbine | GT |  | S | X | X |  |  | 4.6 | 0.9 | 4.6 | 4.6 | 0 | N |  |  | OP | X | 6 | 2010 |  |  | Y | Commercial CHP | 5 | [14 empty] | 1H | [23 empty] | N | bar: B to PC
6775 | Village of Freeport - (NY) | 2678 | Plant No 1 Freeport | NY | Nassau | 4 | Petroleum Liquids | IC |  | S | X | X | 1660 |  | 5.1 | 0.8 | 4.5 | 4.5 | 4.5 | N |  |  | OP | X | 10 | 1964 | 5 | 2021 | N | Electric Utility | 1 | B: X; PC: DFO |  |  |  | N | N |  | 12H | [23 empty] | N | N | N
16217 | Village of Rockville Centre - (NY) | 2695 | Charles P Keller | NY | Nassau | 11 | Petroleum Liquids | IC |  | S | X | X |  |  | 5.2 | 0.8 | 5.2 | 5.2 | 2.6 | N |  |  | OP | X | 1 | 1962 |  |  | N | Electric Utility | 1 | B: X; PC: DFO; NG: NG |  |  |  | N | N |  | 1H | [23 empty] | Y | N | Y
58487 | Montefiore Medical Center Moses Division | 58507 | Montefieor Medical Center Moses Division | NY | Bronx | ES006 | Natural Gas Fired Combustion Turbine | GT |  | S | X | X |  |  | 5.3 | 0.8 | 4.8 | 4.8 | 3.5 | N |  |  | OP | X | 1 | 2002 |  |  | N | Commercial CHP | 5 | B: X; PC: NG; NG: DFO |  |  |  | N |  |  | 12H | [23 empty] | Y |  | Y
16217 | Village of Rockville Centre - (NY) | 2695 | Charles P Keller | NY | Nassau | 12 | Petroleum Liquids | IC |  | S | X | X |  |  | 5.5 | 0.8 | 5.5 | 5.5 | 2.7 | N |  |  | OP | X | 1 | 1967 |  |  | N | Electric Utility | 1 | B: X; PC: DFO; NG: NG |  |  |  | N | N |  | 1H | [23 empty] | Y | N | Y
16217 | Village of Rockville Centre - (NY) | 2695 | Charles P Keller | NY | Nassau | 13 | Petroleum Liquids | IC |  | S | X | X |  |  | 5.5 | 0.8 | 5.5 | 5.5 | 2.7 | N |  |  | OP | X | 1 | 1974 |  |  | N | Electric Utility | 1 | B: X; PC: DFO; NG: NG |  |  |  | N | N |  | 1H | [23 empty] | Y | N | Y
13491 | New York University | 54808 | New York University Central Plant | NY | New York | GT1 | Natural Gas Fired Combined Cycle | CT | CC1 | S | X | N |  |  | 5.5 | 1 | 5.5 | 5.5 | 3 | N |  |  | OP | X | 12 | 2010 |  |  | N | Commercial CHP | 5 | B: X; PC: NG; NG: DFO |  |  |  | N | N |  | 1H | [23 empty] | Y | Y | Y
13491 | New York University | 54808 | New York University Central Plant | NY | New York | GT2 | Natural Gas Fired Combined Cycle | CT | CC1 | S | X | N |  |  | 5.5 | 1 | 5.5 | 5.5 | 3 | N |  |  | OP | X | 12 | 2010 |  |  | N | Commercial CHP | 5 | B: X; PC: NG; NG: DFO |  |  |  | N | N |  | 1H | [23 empty] | Y | Y | Y
21508 | Cornell University | 50368 | Cornell University Central Heat | NY | Tompkins | TG2 | Natural Gas Fired Combined Cycle | CA | CT2 | S | Y | X |  |  | 5.7 | 0.8 | 5.3 | 5.7 | 0.4 | N |  |  | OP | X | 10 | 1988 |  |  | Y | Commercial CHP | 5 | B: B; PC: NG; NG: DFO |  |  |  | N |  |  | 12H |  |  |  |  | N | [18 empty] | N | N | N
19351 | U S Gypsum Co | 50203 | US Gypsum Oakfield | NY | Genesee | GEN1 | Natural Gas Fired Combustion Turbine | GT |  | S | X | X | 241 | 241 | 5.8 | 0.8 | 4.9 | 5.7 | 0.5 | N |  |  | OP | X | 4 | 1986 |  |  | Y | Industrial CHP | 7 | [11 empty] | N | N |  | 1H | [23 empty] | N | N | bar: B to PC
63963 | DG Fuel Cell, LLC | 64350 | Orbit Bloom Fuel Cell | NY | Suffolk | OBFC | Other Natural Gas | FC |  | S | X | X |  |  | 6 |  | 6 | 6 | 6 | N |  |  | OP | X | 8 | 2020 |  |  | N | IPP Non-CHP | 2 | [14 empty] | 1H | bar: B to PC
16217 | Village of Rockville Centre - (NY) | 2695 | Charles P Keller | NY | Nassau | 14 | Petroleum Liquids | IC |  | S | X | X |  |  | 6.2 | 0.85 | 6.2 | 6.2 | 3.1 | N |  |  | OP | X | 9 | 1994 |  |  | N | Electric Utility | 1 | B: X; PC: DFO; NG: NG |  |  |  | N | N |  | 12H | [23 empty] | Y | N | Y
58107 | University of Rochester | 58157 | University of Rochester | NY | Monroe | LP | Natural Gas Steam Turbine | ST |  | S | X | X |  |  | 7.2 | 0.95 | 7.2 | 7.2 | 1 | N |  |  | OP | X | 10 | 2005 |  |  | Y | Commercial CHP | 5 | B: T; PC: NG; NG: DFO; NG: NG |  |  |  | N | N |  | 12H |  |  |  |  | N | [15 empty] | N |  |  | Y | N | Y
61094 | NYU LANGONE HEALTH | 61488 | NYU LANGONE HEALTH | NY | New York | GT | Natural Gas Fired Combustion Turbine | GT |  | S | X | X |  |  | 7.5 | 0.9 | 7.5 | 7.5 | 4 | N |  |  | OP | X | 6 | 2016 |  |  | N | Commercial CHP | 5 | [14 empty] | 1H | [23 empty] | N | bar: B to PC
60883 | NY - PRESBYTERIAN HOSPITAL-525 E 68TH ST | 61238 | NY - Presbyt. Hospital - 525 E 68TH St | NY | New York | CGTB | Natural Gas Fired Combustion Turbine | GT |  | S | X | X |  |  | 7.7 | 0.9 | 7.7 | 7.7 | 0.7 | N |  |  | OP | X | 5 | 2009 |  |  | Y | Commercial CHP | 5 | [14 empty] | 1H | [23 empty] | N | bar: B to PC
60641 | Veolia NA - Municipal & Commercial Business | 10521 | Lederle Laboratories | NY | Rockland | GEN1 | Natural Gas Fired Combined Cycle | CT | CC1 | S | X | N |  |  | 8.3 | 1 | 8.3 | 8.3 | 4.5 | N |  |  | OP | X | 1 | 1991 |  |  | Y | Industrial CHP | 7 | B: T; PC: NG; NG: DFO |  |  |  | N | N |  | 1H | [23 empty] | Y | N | Y
60641 | Veolia NA - Municipal & Commercial Business | 10521 | Lederle Laboratories | NY | Rockland | GEN2 | Natural Gas Fired Combined Cycle | CT | CC1 | S | X | N |  |  | 8.3 | 1 | 8.3 | 8.3 | 4.5 | N |  |  | OP | X | 1 | 1991 |  |  | Y | Industrial CHP | 7 | B: T; PC: NG; NG: DFO |  |  |  | N | N |  | 1H | [23 empty] | Y | N | Y
12834 | Dutchess County RRA | 10305 | Dutchess Cnty Resource Recovery Facility | NY | Dutchess | GEN1 | Municipal Solid Waste | ST |  | S | X | X | NYISO Zone G 23765 | NYISO | 9.2 | 0.8 | 7.2 | 7.4 | 4 | N |  |  | OP | X | 11 | 1987 |  |  | Y | Commercial CHP | 5 | B: T; PC: MSW; NG: NG |  |  |  | N | N |  | 12H | [23 empty] | N | N | N
56505 | National Grid Generation LLC | 2519 | South Hampton | NY | Suffolk | 1 | Petroleum Liquids | GT |  | S | X | X | 23720 |  | 11.5 | 0.85 | 8.5 | 10.4 | 6.6 | N |  |  | OP | X | 3 | 1963 |  |  | N | Electric Utility | 1 | B: X; PC: DFO |  |  |  | N |  |  | 1H | [23 empty] | N | N
16909 | Selkirk Cogen Partners LP | 10725 | Selkirk Cogen | NY | Albany | GEN2 | Natural Gas Fired Combined Cycle | CA | F801 | W | Y | X | Selkirk-I | Selkirk-I | 12 | 0.85 |  |  | 11 | N |  |  | SB | Y | 4 | 1992 |  |  | Y | IPP CHP | 3 | [11 empty] | N | N |  | 12H | [23 empty] | N |  | N | bar: B to PC
19153 | Nassau Energy Corp | 52056 | Nassau Energy Corp | NY | Nassau | ST1 | Natural Gas Fired Combined Cycle | CA | CC1 | W | Y | X |  |  | 12 | 0.85 | 12 | 12 | 5.6 | N |  |  | OP | X | 3 | 1991 |  |  | Y | IPP CHP | 3 | B: T; PC: NG; NG: DFO |  |  |  | N | N |  | 12H | [23 empty] | N | N | N
56601 | Covanta MacArthur Renewable Energy | 51038 | MacArthur Waste to Energy Facility | NY | Suffolk | GEN1 | Municipal Solid Waste | ST |  | W | X | X | 323679 | NYISO | 12.5 | 1 | 11 | 11 | 1 | N |  |  | OP | X | 3 | 1990 |  |  | N | Commercial Non-CHP | 4 | B: X; PC: MSW; NG: NG |  |  |  | N | N |  | 12H | [23 empty] | N
24210 | Riverbay Corp | 52168 | Riverbay | NY | Bronx | GEN3 | Natural Gas Fired Combustion Turbine | GT |  | S | X | X |  |  | 12.9 | 0.8 | 12.3 | 12.6 | 10.3 | N |  |  | OP | X | 3 | 2011 |  |  | Y | Commercial CHP | 5 | B: T; PC: NG; NG: DFO; NG: NG |  |  |  | N | N |  | 12H | [23 empty] | Y | N | Y
24210 | Riverbay Corp | 52168 | Riverbay | NY | Bronx | GEN4 | Natural Gas Fired Combustion Turbine | GT |  | S | X | X |  |  | 12.9 | 0.8 | 12.3 | 12.6 | 10.3 | N |  |  | OP | X | 3 | 2011 |  |  | Y | Commercial CHP | 5 | B: T; PC: NG; NG: DFO; NG: NG |  |  |  | N | N |  | 12H | [23 empty] | Y | N | Y
56505 | National Grid Generation LLC | 2520 | Southold | NY | Suffolk | 1 | Petroleum Liquids | GT |  | S | X | X | 23719 | 23719 | 14 | 0.85 | 10 | 9 | 7.3 | N |  |  | OP | X | 8 | 1964 |  |  | N | Electric Utility | 1 | B: X; PC: DFO |  |  |  | N |  |  | 1H | [23 empty] | N | N
20541 | Wheelabrator Environmental Systems | 10503 | Wheelabrator Hudson Falls | NY | Washington | GEN1 | Municipal Solid Waste | ST |  | S | X | X |  |  | 14.4 | 0.9 | 11.5 | 11.5 | 2 | N |  |  | OP | X | 11 | 1991 |  |  | N | IPP Non-CHP | 2 | B: X; PC: MSW; NG: NG | WO |  |  | N | N |  | 12H |  |  | N |  | N | [18 empty] | N | N | N
54863 | U S Power Generating Company LLC | 8906 | Astoria Generating Station | NY | Queens | 1 | Natural Gas Fired Combustion Turbine | GT |  | S | X | X |  |  | 15 | 1 | 14.1 | 19.1 | 12 | N |  |  | OP | X | 7 | 1967 |  |  | N | IPP Non-CHP | 2 | [11 empty] | N |  |  | 1H | [23 empty] | N | N | bar: B to PC
5624 | RED-Rochester, LLC | 10025 | RED-Rochester, LLC | NY | Monroe | 17TG | Natural Gas Steam Turbine | ST |  | S | X | X |  |  | 15 | 0.8 | 15 | 15 | 4 | N |  |  | OP | X | 12 | 1968 |  |  | Y | Industrial CHP | 7 | B | NG | RFO | DFO |  |  |  | RFO |  |  |  | N | N |  | OVER | [23 empty] | Y | Y | N
21508 | Cornell University | 50368 | Cornell University Central Heat | NY | Tompkins | CT1 | Natural Gas Fired Combined Cycle | CT | CT1 | S | X | N |  |  | 15 | 0.8 | 12.3 | 14.5 | 8 | N |  |  | OP | X | 12 | 2009 |  |  | Y | Commercial CHP | 5 | B: T; PC: NG; NG: DFO |  |  |  | N | N |  | 1H | [23 empty] | Y | N | Y
21508 | Cornell University | 50368 | Cornell University Central Heat | NY | Tompkins | CT2 | Natural Gas Fired Combined Cycle | CT | CT2 | S | X | N |  |  | 15 | 0.8 | 12.3 | 14.5 | 8 | N |  |  | OP | X | 12 | 2009 |  |  | Y | Commercial CHP | 5 | B: T; PC: NG; NG: DFO |  |  |  | N | N |  | 1H | [23 empty] | Y | N | Y
61130 | Helix Ravenswood, LLC | 2500 | Ravenswood | NY | Queens | GT1 | Natural Gas Fired Combustion Turbine | GT |  | S | X | X |  |  | 16 | 0.85 | 8.1 | 9.4 | 7 | N |  |  | OP | X | 7 | 1967 |  |  | N | IPP Non-CHP | 2 | [11 empty] | N | N |  | 1H | [23 empty] | N | bar: B to PC
56505 | National Grid Generation LLC | 2516 | Northport | NY | Suffolk | GT1 | Petroleum Liquids | GT |  | S | X | X | 23718 | 23718 | 16 | 0.85 | 11.8 | 15.8 | 10.6 | N |  |  | OP | X | 3 | 1967 |  |  | N | Electric Utility | 1 | B: X; PC: DFO |  |  |  | N |  |  | 1H | [23 empty] | N | N | N
56505 | National Grid Generation LLC | 2517 | Port Jefferson | NY | Suffolk | GT1 | Petroleum Liquids | GT |  | S | X | X | 23713 | 23713 | 16 | 0.85 | 12.9 | 16.6 | 10.6 | N |  |  | OP | X | 12 | 1966 |  |  | N | Electric Utility | 1 | B: X; PC: DFO |  |  |  |  | N |  | 1H | [23 empty] | N | N
56505 | National Grid Generation LLC | 7869 | Glenwood Landing | NY | Nassau | GT1 | Petroleum Liquids | GT |  | S | X | X | 23712 | 23712 | 16 | 0.85 | 12.6 | 17.6 | 10 | N |  |  | OP | X | 4 | 1967 |  |  | N | Electric Utility | 1 | B: X; PC: DFO; NG: KER |  |  |  | N |  |  | 1H | [23 empty] | N | N
24210 | Riverbay Corp | 52168 | Riverbay | NY | Bronx | GEN2 | Natural Gas Steam Turbine | ST |  | S | X | X |  |  | 16 | 0.8 | 13.8 | 15 | 3 | N |  |  | OP | X | 3 | 2011 |  |  | Y | Commercial CHP | 5 | B: B; PC: NG; NG: DFO; NG: NG | DFO |  |  | N | N |  | 12H | [23 empty] | Y | N | N
24457 | Calpine Eastern Corp | 50292 | Bethpage Power Plant | NY | Nassau | GEN3 | Natural Gas Fired Combined Cycle | CA | G602 | S | N | X | NYISO_CALPINE_BP_GT1_DA | NYISO_CALPINE_BP_GT1_DA | 16.2 | 0.8 | 10.6 | 11.4 | 5 | N |  |  | OP | X | 8 | 1989 |  |  | N | IPP Non-CHP | 2 | [12 empty] | N |  | 12H | [20 empty] | N |  |  | N | N | N | bar: B to PC
9244 | Indeck-Oswego Ltd Partnership | 50450 | Indeck Oswego Energy Center | NY | Oswego | GEN2 | Natural Gas Fired Combined Cycle | CA | CC1 | S | Y | X | 23783 | 23783 | 16.2 | 0.9 |  |  | 10 | N |  |  | OP | X | 6 | 1990 |  |  | Y | IPP CHP | 3 | [11 empty] | N | N |  | 12H | [23 empty] | N | N | N | bar: B to PC
4226 | Consolidated Edison Co-NY Inc | 2496 | Hudson Avenue | NY | Kings | GT3 | Petroleum Liquids | GT |  | S | X | X |  |  | 16.3 | 0.85 | 13.5 | 14 | 11 | N |  |  | OP | X | 7 | 1970 |  |  | N | Electric Utility | 1 | B: X; PC: KER |  |  |  | N | N |  | 1H | [23 empty] | N | N
4226 | Consolidated Edison Co-NY Inc | 2496 | Hudson Avenue | NY | Kings | GT5 | Petroleum Liquids | GT |  | S | X | X |  |  | 16.3 | 0.85 | 14.1 | 18.5 | 11 | N |  |  | OP | X | 7 | 1970 |  |  | N | Electric Utility | 1 | B: X; PC: KER |  |  |  |  | N |  | 1H | [23 empty] | N | N
14182 | Sterling Power Partners LP | 50744 | Sterling Power Plant | NY | Oneida | GEN2 | Natural Gas Fired Combined Cycle | CA | CC1 | S | N | X | 23777 | 23777 | 16.5 | 0.9 | 16 | 16.5 | 12 | N |  |  | OP | X | 7 | 1991 |  |  | N | IPP Non-CHP | 2 | [11 empty] | N | N |  | 12H | [23 empty] | N | N | N | bar: B to PC
4484 | Covanta Babylon Inc | 50649 | Covanta Babylon Inc | NY | Suffolk | GEN1 | Municipal Solid Waste | ST |  | S | X | X | 23656 | NYISO | 17 | 1 | 14.4 | 14.4 | 1 | N |  |  | OP | X | 1 | 1989 |  |  | N | Commercial Non-CHP | 4 | B: X; PC: MSW; NG: DFO |  |  |  | N | N |  | 12H | [23 empty] | N
50136 | North American Energy Services | 54131 | Fortistar North Tonawanda | NY | Niagara | GEN2 | Natural Gas Fired Combined Cycle | CA | CC1 | W | Y | X | 24026 | 24026 | 17 | 0.9 | 20 | 20 | 10 | N |  |  | OP | X | 7 | 1993 |  |  | Y | IPP CHP | 3 | [11 empty] | N | N |  | 12H | [23 empty] | N | N | N | bar: B to PC
4226 | Consolidated Edison Co-NY Inc | 2503 | 59th Street | NY | New York | GT1 | Natural Gas Fired Combustion Turbine | GT |  | S | X | X |  |  | 17.1 | 0.91 | 15.6 | 19.5 | 3 | N |  |  | OP | X | 6 | 1969 |  |  | N | Electric Utility | 1 | B: X; PC: NG; NG: KER |  |  |  | N | N |  | 1H | [23 empty] | Y | N | Y
9245 | Indeck-Energy Serv Silver Spg | 50449 | Indeck Silver Springs Energy Center | NY | Wyoming | GEN2 | Natural Gas Fired Combined Cycle | CA | G722 | S | Y | X | PTID 23768 | PTID 23768 | 17.2 | 0.9 | 17.2 | 17.2 | 10 | N |  |  | OP | X | 5 | 1991 |  |  | Y | IPP CHP | 3 | B: T; PC: NG; NG: DFO |  |  |  | N | N |  | 12H | [23 empty] | Y | N | Y
13192 | NRG Arthur Kill Operations Inc | 2490 | Arthur Kill Generating Station | NY | Richmond | GT1 | Natural Gas Fired Combustion Turbine | GT |  | W | X | X |  |  | 18 | 1 | 12.2 | 15.1 | 1 | N |  |  | OP | X | 1 | 1970 |  |  | N | IPP Non-CHP | 2 | [11 empty] | N | N |  | OVER | [23 empty] | N | N | N | bar: B to PC
56505 | National Grid Generation LLC | 2511 | E F Barrett | NY | Nassau | 3 | Natural Gas Fired Combustion Turbine | GT |  | S | X | X | 23706 | 23706 | 18 | 0.85 | 17.7 | 20.2 | 10.5 | N |  |  | OP | X | 6 | 1970 |  |  | N | Electric Utility | 1 | B: X; PC: NG; NG: DFO |  |  |  | N | N |  | 10M | [23 empty] | Y | N | Y
56505 | National Grid Generation LLC | 2511 | E F Barrett | NY | Nassau | 4 | Natural Gas Fired Combustion Turbine | GT |  | S | X | X | 23707 | 23707 | 18 | 0.85 | 16.8 | 20.5 | 11.4 | N |  |  | OP | X | 7 | 1970 |  |  | N | Electric Utility | 1 | B: X; PC: NG; NG: DFO |  |  |  | N | N |  | 10M | [23 empty] | Y | N | Y
56505 | National Grid Generation LLC | 2511 | E F Barrett | NY | Nassau | 5 | Natural Gas Fired Combustion Turbine | GT |  | S | X | X | 23708 | 23708 | 18 | 0.85 | 17.6 | 20.1 | 11 | N |  |  | OP | X | 7 | 1970 |  |  | N | Electric Utility | 1 | B: X; PC: NG; NG: DFO |  |  |  |  | N |  | 1H | [23 empty] | Y | N | Y
56505 | National Grid Generation LLC | 2511 | E F Barrett | NY | Nassau | 6 | Natural Gas Fired Combustion Turbine | GT |  | S | X | X | 23709 | 23709 | 18 | 0.85 | 16.4 | 19.9 | 11.2 | N |  |  | OP | X | 7 | 1970 |  |  | N | Electric Utility | 1 | B: X; PC: NG; NG: DFO |  |  |  |  | N |  | 10M | [23 empty] | Y | N | Y
56505 | National Grid Generation LLC | 2511 | E F Barrett | NY | Nassau | 8 | Natural Gas Fired Combustion Turbine | GT |  | S | X | X | 23711 | 23711 | 18 | 0.85 | 15.1 | 15.2 | 11.4 | N |  |  | OP | X | 7 | 1970 |  |  | N | Electric Utility | 1 | B: X; PC: NG; NG: DFO |  |  |  | N | N |  | 10M | [23 empty] | Y | N | Y
56505 | National Grid Generation LLC | 2511 | E F Barrett | NY | Nassau | GT1 | Natural Gas Fired Combustion Turbine | GT |  | S | X | X | 23704 | 23704 | 18 | 0.85 | 17.4 | 20.5 | 10.7 | N |  |  | OP | X | 6 | 1970 |  |  | N | Electric Utility | 1 | B: X; PC: NG; NG: DFO |  |  |  | N | N |  | 10M | [23 empty] | Y | N | Y
56505 | National Grid Generation LLC | 2511 | E F Barrett | NY | Nassau | GT2 | Natural Gas Fired Combustion Turbine | GT |  | S | X | X | 23705 | 23705 | 18 | 0.85 | 17.6 | 20.4 | 9 | N |  |  | OP | X | 6 | 1970 |  |  | N | Electric Utility | 1 | B: X; PC: NG; NG: DFO |  |  |  | N | N |  | 10M | [23 empty] | Y | N | Y
6775 | Village of Freeport - (NY) | 2679 | Plant No 2 Freeport | NY | Nassau | 3 | Petroleum Liquids | GT |  | S | X | X | 1660 | 1660 | 18.1 | 0.9 | 16.8 | 18 | 5 | N |  |  | OP | X | 5 | 1973 |  |  | N | Electric Utility | 1 | B: X; PC: DFO; NG: KER |  |  |  | N | N |  | 12H | [23 empty] | N | N | N
58107 | University of Rochester | 58157 | University of Rochester | NY | Monroe | HP | Natural Gas Steam Turbine | ST |  | S | X | X |  |  | 18.2 | 0.95 | 17 | 17 | 2 | N |  |  | OP | X | 10 | 2005 |  |  | Y | Commercial CHP | 5 | B: T; PC: NG; NG: DFO; NG: NG |  |  |  | N | N |  | 12H |  |  |  |  | N | [15 empty] | N |  |  | Y | N | Y
4226 | Consolidated Edison Co-NY Inc | 2504 | 74th Street | NY | New York | GT1 | Petroleum Liquids | GT |  | S | X | X |  |  | 18.5 | 0.85 | 19.4 | 20.5 | 8 | N |  |  | OP | X | 10 | 1968 |  |  | N | Electric Utility | 1 | B: X; PC: KER |  |  |  | N | N |  | 1H | [23 empty] | N
4226 | Consolidated Edison Co-NY Inc | 2504 | 74th Street | NY | New York | GT2 | Petroleum Liquids | GT |  | S | X | X |  |  | 18.5 | 0.85 | 19.9 | 21.9 | 8 | N |  |  | OP | X | 10 | 1968 |  |  | N | Electric Utility | 1 | B: X; PC: KER |  |  |  | N | N |  | 1H | [23 empty] | N
16839 | Seneca Power Partners LP | 54593 | Batavia Power Plant | NY | Genesee | GEN2 | Natural Gas Fired Combined Cycle | CA | CC01 | S | N | X | 24024 | 24024 | 18.5 | 0.9 | 14.5 | 14.8 | 14.5 | N |  |  | OP | X | 9 | 1992 |  |  | N | IPP Non-CHP | 2 | [11 empty] | N | N |  | 12H | [23 empty] | N | N | N | bar: B to PC
56505 | National Grid Generation LLC | 2518 | Shoreham | NY | Suffolk | GT2 | Petroleum Liquids | GT |  | S | X | X | 23716 | 23716 | 18.6 | 0.85 | 15.9 | 19.7 | 12 | N |  |  | OP | X | 4 | 1966 |  |  | N | Electric Utility | 1 | B: X; PC: DFO |  |  |  | N |  |  | 1H | [23 empty] | N | N
9243 | Indeck-Yerkes Ltd Partnership | 50451 | Indeck Yerkes Energy Center | NY | Erie | GEN2 | Natural Gas Fired Combined Cycle | CA | CC1 | S | Y | X |  |  | 19.3 | 0.9 |  |  |  | N |  |  | OP | X | 12 | 1989 |  |  | Y | IPP CHP | 3 | [11 empty] | N | N |  | 12H | [23 empty] | N | N | N | bar: B to PC
54863 | U S Power Generating Company LLC | 2494 | Gowanus Gas Turbines Generating | NY | Kings | GT11 | Petroleum Liquids | GT |  | S | X | X |  |  | 20 | 1 | 18.6 | 24 | 16 | N |  |  | OP | X | 6 | 1971 |  |  | N | IPP Non-CHP | 2 | B: X; PC: DFO |  |  |  | N |  |  | 1H | [23 empty] | N
54863 | U S Power Generating Company LLC | 2494 | Gowanus Gas Turbines Generating | NY | Kings | GT12 | Petroleum Liquids | GT |  | S | X | X |  |  | 20 | 1 | 19.1 | 24.1 | 16 | N |  |  | OP | X | 6 | 1971 |  |  | N | IPP Non-CHP | 2 | B: X; PC: DFO |  |  |  | N |  |  | 1H | [23 empty] | N
54863 | U S Power Generating Company LLC | 2494 | Gowanus Gas Turbines Generating | NY | Kings | GT13 | Petroleum Liquids | GT |  | S | X | X |  |  | 20 | 1 | 17.9 | 23.3 | 16 | N |  |  | OP | X | 6 | 1971 |  |  | N | IPP Non-CHP | 2 | B: X; PC: DFO |  |  |  | N |  |  | 1H | [23 empty] | N
54863 | U S Power Generating Company LLC | 2494 | Gowanus Gas Turbines Generating | NY | Kings | GT14 | Petroleum Liquids | GT |  | S | X | X |  |  | 20 | 1 | 16.3 | 21.2 | 15.6 | N |  |  | OP | X | 6 | 1971 |  |  | N | IPP Non-CHP | 2 | B: X; PC: DFO |  |  |  | N |  |  | 1H | [23 empty] | N
54863 | U S Power Generating Company LLC | 2494 | Gowanus Gas Turbines Generating | NY | Kings | GT15 | Petroleum Liquids | GT |  | S | X | X |  |  | 20 | 1 | 17.3 | 22.8 | 15.9 | N |  |  | OP | X | 6 | 1971 |  |  | N | IPP Non-CHP | 2 | B: X; PC: DFO |  |  |  | N |  |  | 1H | [23 empty] | N
54863 | U S Power Generating Company LLC | 2494 | Gowanus Gas Turbines Generating | NY | Kings | GT16 | Petroleum Liquids | GT |  | S | X | X |  |  | 20 | 1 | 16.5 | 21.4 | 15.6 | N |  |  | OP | X | 6 | 1971 |  |  | N | IPP Non-CHP | 2 | B: X; PC: DFO |  |  |  | N |  |  | 1H | [23 empty] | N
54863 | U S Power Generating Company LLC | 2494 | Gowanus Gas Turbines Generating | NY | Kings | GT17 | Petroleum Liquids | GT |  | S | X | X |  |  | 20 | 1 | 17.2 | 22.1 | 16 | N |  |  | OP | X | 6 | 1971 |  |  | N | IPP Non-CHP | 2 | B: X; PC: DFO |  |  |  | N |  |  | 1H | [23 empty] | N
54863 | U S Power Generating Company LLC | 2494 | Gowanus Gas Turbines Generating | NY | Kings | GT18 | Petroleum Liquids | GT |  | S | X | X |  |  | 20 | 1 | 15.3 | 21.7 | 14.6 | N |  |  | OP | X | 6 | 1971 |  |  | N | IPP Non-CHP | 2 | B: X; PC: DFO |  |  |  | N |  |  | 1H | [23 empty] | N
54863 | U S Power Generating Company LLC | 2494 | Gowanus Gas Turbines Generating | NY | Kings | GT21 | Natural Gas Fired Combustion Turbine | GT |  | S | X | X |  |  | 20 | 1 | 17.7 | 22.4 | 16 | N |  |  | OP | X | 6 | 1971 |  |  | N | IPP Non-CHP | 2 | B: X; PC: NG; NG: DFO |  |  |  | N |  |  | 1H | [23 empty] | Y | Y | Y
54863 | U S Power Generating Company LLC | 2494 | Gowanus Gas Turbines Generating | NY | Kings | GT22 | Natural Gas Fired Combustion Turbine | GT |  | S | X | X |  |  | 20 | 1 | 15.2 | 24.6 | 15.2 | N |  |  | OP | X | 6 | 1971 |  |  | N | IPP Non-CHP | 2 | B: X; PC: NG; NG: DFO |  |  |  | N |  |  | 1H | [23 empty] | Y | Y | Y
54863 | U S Power Generating Company LLC | 2494 | Gowanus Gas Turbines Generating | NY | Kings | GT23 | Natural Gas Fired Combustion Turbine | GT |  | S | X | X |  |  | 20 | 1 | 19.1 | 24.9 | 16 | N |  |  | OP | X | 6 | 1971 |  |  | N | IPP Non-CHP | 2 | B: X; PC: NG; NG: DFO |  |  |  | N |  |  | 1H | [23 empty] | Y | Y | Y
54863 | U S Power Generating Company LLC | 2494 | Gowanus Gas Turbines Generating | NY | Kings | GT24 | Natural Gas Fired Combustion Turbine | GT |  | S | X | X |  |  | 20 | 1 | 17.1 | 22.8 | 16 | N |  |  | OP | X | 6 | 1971 |  |  | N | IPP Non-CHP | 2 | B: X; PC: NG; NG: DFO |  |  |  | N |  |  | 1H | [23 empty] | Y | Y | Y
54863 | U S Power Generating Company LLC | 2494 | Gowanus Gas Turbines Generating | NY | Kings | GT25 | Natural Gas Fired Combustion Turbine | GT |  | S | X | X |  |  | 20 | 1 | 17.7 | 23.3 | 16 | N |  |  | OP | X | 6 | 1971 |  |  | N | IPP Non-CHP | 2 | B: X; PC: NG; NG: DFO |  |  |  | N |  |  | 1H | [23 empty] | Y | Y | Y
54863 | U S Power Generating Company LLC | 2494 | Gowanus Gas Turbines Generating | NY | Kings | GT26 | Natural Gas Fired Combustion Turbine | GT |  | S | X | X |  |  | 20 | 1 | 19.5 | 24.3 | 16 | N |  |  | OP | X | 6 | 1971 |  |  | N | IPP Non-CHP | 2 | B: X; PC: NG; NG: DFO |  |  |  | N |  |  | 1H | [23 empty] | Y | Y | Y
54863 | U S Power Generating Company LLC | 2494 | Gowanus Gas Turbines Generating | NY | Kings | GT27 | Natural Gas Fired Combustion Turbine | GT |  | S | X | X |  |  | 20 | 1 | 19 | 24.6 | 16 | N |  |  | OP | X | 6 | 1971 |  |  | N | IPP Non-CHP | 2 | B: X; PC: NG; NG: DFO | [6 empty] | 1H | [23 empty] | Y | Y | Y
54863 | U S Power Generating Company LLC | 2494 | Gowanus Gas Turbines Generating | NY | Kings | GT28 | Natural Gas Fired Combustion Turbine | GT |  | S | X | X |  |  | 20 | 1 | 17 | 23.1 | 16 | N |  |  | OP | X | 6 | 1971 |  |  | N | IPP Non-CHP | 2 | B: X; PC: NG; NG: DFO |  |  |  | N |  |  | 1H | [23 empty] | Y | Y | Y
54863 | U S Power Generating Company LLC | 2494 | Gowanus Gas Turbines Generating | NY | Kings | GT31 | Natural Gas Fired Combustion Turbine | GT |  | S | X | X |  |  | 20 | 1 | 16.4 | 22.2 | 16 | N |  |  | OP | X | 7 | 1971 |  |  | N | IPP Non-CHP | 2 | B: X; PC: NG; NG: DFO |  |  |  | N |  |  | 1H | [23 empty] | Y | Y | Y
54863 | U S Power Generating Company LLC | 2494 | Gowanus Gas Turbines Generating | NY | Kings | GT32 | Natural Gas Fired Combustion Turbine | GT |  | S | X | X |  |  | 20 | 1 | 16.8 | 22.8 | 16 | N |  |  | OP | X | 7 | 1971 |  |  | N | IPP Non-CHP | 2 | B: X; PC: NG; NG: DFO |  |  |  | N |  |  | 1H | [23 empty] | Y | Y | Y
54863 | U S Power Generating Company LLC | 2494 | Gowanus Gas Turbines Generating | NY | Kings | GT33 | Natural Gas Fired Combustion Turbine | GT |  | S | X | X |  |  | 20 | 1 | 18 | 24.4 | 16 | N |  |  | OP | X | 7 | 1971 |  |  | N | IPP Non-CHP | 2 | B: X; PC: NG; NG: DFO |  |  |  | N |  |  | 1H | [23 empty] | Y | Y | Y
54863 | U S Power Generating Company LLC | 2494 | Gowanus Gas Turbines Generating | NY | Kings | GT34 | Natural Gas Fired Combustion Turbine | GT |  | S | X | X |  |  | 20 | 1 | 15.9 | 22 | 15.9 | N |  |  | OP | X | 7 | 1971 |  |  | N | IPP Non-CHP | 2 | B: X; PC: NG; NG: DFO |  |  |  | N |  |  | 1H | [23 empty] | Y | Y | Y
54863 | U S Power Generating Company LLC | 2494 | Gowanus Gas Turbines Generating | NY | Kings | GT35 | Natural Gas Fired Combustion Turbine | GT |  | S | X | X |  |  | 20 | 1 | 17.3 | 22.1 | 16 | N |  |  | OP | X | 7 | 1971 |  |  | N | IPP Non-CHP | 2 | B: X; PC: NG; NG: DFO |  |  |  | N |  |  | 1H | [23 empty] | Y | Y | Y
54863 | U S Power Generating Company LLC | 2494 | Gowanus Gas Turbines Generating | NY | Kings | GT36 | Natural Gas Fired Combustion Turbine | GT |  | S | X | X |  |  | 20 | 1 | 15.4 | 21 | 15.2 | N |  |  | OP | X | 7 | 1971 |  |  | N | IPP Non-CHP | 2 | B: X; PC: NG; NG: DFO |  |  |  | N |  |  | 1H | [23 empty] | Y | Y | Y
54863 | U S Power Generating Company LLC | 2494 | Gowanus Gas Turbines Generating | NY | Kings | GT37 | Natural Gas Fired Combustion Turbine | GT |  | S | X | X |  |  | 20 | 1 | 17.9 | 24.3 | 16 | N |  |  | OP | X | 7 | 1971 |  |  | N | IPP Non-CHP | 2 | B: X; PC: NG; NG: DFO |  |  |  | N |  |  | 1H | [23 empty] | Y | Y | Y
54863 | U S Power Generating Company LLC | 2494 | Gowanus Gas Turbines Generating | NY | Kings | GT38 | Natural Gas Fired Combustion Turbine | GT |  | S | X | X |  |  | 20 | 1 | 17.8 | 24 | 16 | N |  |  | OP | X | 7 | 1971 |  |  | N | IPP Non-CHP | 2 | B: X; PC: NG; NG: DFO |  |  |  | N |  |  | 1H | [23 empty] | Y | Y | Y
54863 | U S Power Generating Company LLC | 2494 | Gowanus Gas Turbines Generating | NY | Kings | GT41 | Petroleum Liquids | GT |  | S | X | X |  |  | 20 | 1 | 18.9 | 24.7 | 16 | N |  |  | OP | X | 7 | 1971 |  |  | N | IPP Non-CHP | 2 | B: X; PC: DFO |  |  |  | N |  |  | 1H | [23 empty] | N
54863 | U S Power Generating Company LLC | 2494 | Gowanus Gas Turbines Generating | NY | Kings | GT42 | Petroleum Liquids | GT |  | S | X | X |  |  | 20 | 1 | 17.3 | 23.1 | 16 | N |  |  | OP | X | 7 | 1971 |  |  | N | IPP Non-CHP | 2 | B: X; PC: DFO |  |  |  | N |  |  | 1H | [23 empty] | N
54863 | U S Power Generating Company LLC | 2494 | Gowanus Gas Turbines Generating | NY | Kings | GT43 | Petroleum Liquids | GT |  | S | X | X |  |  | 20 | 1 | 18 | 23.4 | 16 | N |  |  | OP | X | 7 | 1971 |  |  | N | IPP Non-CHP | 2 | B: X; PC: DFO |  |  |  | N |  |  | 1H | [23 empty] | N
54863 | U S Power Generating Company LLC | 2494 | Gowanus Gas Turbines Generating | NY | Kings | GT44 | Petroleum Liquids | GT |  | S | X | X |  |  | 20 | 1 | 15.8 | 22.3 | 15.8 | N |  |  | OP | X | 7 | 1971 |  |  | N | IPP Non-CHP | 2 | B: X; PC: DFO |  |  |  | N |  |  | 1H | [23 empty] | N
54863 | U S Power Generating Company LLC | 2494 | Gowanus Gas Turbines Generating | NY | Kings | GT45 | Petroleum Liquids | GT |  | S | X | X |  |  | 20 | 1 | 16.8 | 22.2 | 15.7 | N |  |  | OP | X | 7 | 1971 |  |  | N | IPP Non-CHP | 2 | B: X; PC: DFO |  |  |  | N |  |  | 1H | [23 empty] | N
54863 | U S Power Generating Company LLC | 2494 | Gowanus Gas Turbines Generating | NY | Kings | GT46 | Petroleum Liquids | GT |  | S | X | X |  |  | 20 | 1 | 18 | 24.8 | 16 | N |  |  | OP | X | 7 | 1971 |  |  | N | IPP Non-CHP | 2 | B: X; PC: DFO |  |  |  | N |  |  | 1H | [23 empty] | N
54863 | U S Power Generating Company LLC | 2494 | Gowanus Gas Turbines Generating | NY | Kings | GT47 | Petroleum Liquids | GT |  | S | X | X |  |  | 20 | 1 | 14 | 21.1 | 14 | N |  |  | OP | X | 7 | 1971 |  |  | N | IPP Non-CHP | 2 | B: X; PC: DFO |  |  |  | N |  |  | 1H | [23 empty] | N
54863 | U S Power Generating Company LLC | 2494 | Gowanus Gas Turbines Generating | NY | Kings | GT48 | Petroleum Liquids | GT |  | S | X | X |  |  | 20 | 1 | 16.5 | 23.2 | 16 | N |  |  | OP | X | 7 | 1971 |  |  | N | IPP Non-CHP | 2 | B: X; PC: DFO |  |  |  | N |  |  | 1H | [23 empty] | N
3249 | Central Hudson Gas & Elec Corp | 2485 | South Cairo | NY | Greene | GT1 | Petroleum Liquids | GT |  | S | X | X | 23612 | 23612 | 21.3 | 0.86 | 18.1 | 22.9 | 2 | N |  |  | OP | X | 6 | 1970 |  |  | N | Electric Utility | 1 | B: X; PC: KER |  |  |  | N | N |  | 10M | [23 empty] | N
3249 | Central Hudson Gas & Elec Corp | 2487 | West Coxsackie | NY | Greene | GT1 | Natural Gas Fired Combustion Turbine | GT |  | S | X | X | 23611 | 23611 | 21.3 | 0.86 | 20.2 | 24.8 | 2 | N |  |  | OP | X | 12 | 1969 |  |  | N | Electric Utility | 1 | B: X; PC: NG; NG: KER |  |  |  | N | N |  | 10M | [23 empty] | Y | N | Y
56505 | National Grid Generation LLC | 2512 | East Hampton | NY | Suffolk | 1 | Petroleum Liquids | GT |  | S | X | X | 23717 | 23717 | 21.3 | 0.85 | 19.2 | 24 | 15.4 | N |  |  | OP | X | 12 | 1970 |  |  | N | Electric Utility | 1 | B: X; PC: DFO |  |  |  | N | N |  | 10M | [23 empty] | N | N
54863 | U S Power Generating Company LLC | 2499 | Narrows Gas Turbines Generating | NY | Kings | NT11 | Natural Gas Fired Combustion Turbine | GT |  | S | X | X |  |  | 22 | 1 | 19.7 | 24.2 | 16 | N |  |  | OP | X | 5 | 1972 |  |  | N | IPP Non-CHP | 2 | B: X; PC: NG; NG: DFO |  |  |  | N |  |  | 1H | [23 empty] | Y | Y | Y
54863 | U S Power Generating Company LLC | 2499 | Narrows Gas Turbines Generating | NY | Kings | NT12 | Natural Gas Fired Combustion Turbine | GT |  | S | X | X |  |  | 22 | 1 | 17.4 | 23.7 | 16 | N |  |  | OP | X | 5 | 1972 |  |  | N | IPP Non-CHP | 2 | B: X; PC: NG; NG: DFO |  |  |  | N |  |  | 1H | [23 empty] | Y | Y | Y
54863 | U S Power Generating Company LLC | 2499 | Narrows Gas Turbines Generating | NY | Kings | NT13 | Natural Gas Fired Combustion Turbine | GT |  | S | X | X |  |  | 22 | 1 | 18.1 | 24 | 16 | N |  |  | OP | X | 5 | 1972 |  |  | N | IPP Non-CHP | 2 | B: X; PC: NG; NG: DFO |  |  |  | N |  |  | 1H | [23 empty] | Y | Y | Y
54863 | U S Power Generating Company LLC | 2499 | Narrows Gas Turbines Generating | NY | Kings | NT14 | Natural Gas Fired Combustion Turbine | GT |  | S | X | X |  |  | 22 | 1 | 18.5 | 24.7 | 16 | N |  |  | OP | X | 5 | 1972 |  |  | N | IPP Non-CHP | 2 | B: X; PC: NG; NG: DFO |  |  |  | N |  |  | 1H | [23 empty] | Y | Y | Y
54863 | U S Power Generating Company LLC | 2499 | Narrows Gas Turbines Generating | NY | Kings | NT15 | Natural Gas Fired Combustion Turbine | GT |  | S | X | X |  |  | 22 | 1 | 19.8 | 24.9 | 16 | N |  |  | OP | X | 5 | 1972 |  |  | N | IPP Non-CHP | 2 | B: X; PC: NG; NG: DFO |  |  |  | N |  |  | 1H | [23 empty] | Y | Y | Y
54863 | U S Power Generating Company LLC | 2499 | Narrows Gas Turbines Generating | NY | Kings | NT16 | Natural Gas Fired Combustion Turbine | GT |  | S | X | X |  |  | 22 | 1 | 16.5 | 21.7 | 15.7 | N |  |  | OP | X | 5 | 1972 |  |  | N | IPP Non-CHP | 2 | B: X; PC: NG; NG: DFO |  |  |  | N |  |  | 10M | [23 empty] | Y | Y | Y
54863 | U S Power Generating Company LLC | 2499 | Narrows Gas Turbines Generating | NY | Kings | NT17 | Natural Gas Fired Combustion Turbine | GT |  | S | X | X |  |  | 22 | 1 | 19.7 | 24.6 | 15.6 | N |  |  | OP | X | 5 | 1972 |  |  | N | IPP Non-CHP | 2 | B: X; PC: NG; NG: DFO |  |  |  | N |  |  | 1H | [23 empty] | Y | Y | Y
54863 | U S Power Generating Company LLC | 2499 | Narrows Gas Turbines Generating | NY | Kings | NT18 | Natural Gas Fired Combustion Turbine | GT |  | S | X | X |  |  | 22 | 1 | 17.1 | 23.6 | 16 | N |  |  | OP | X | 5 | 1972 |  |  | N | IPP Non-CHP | 2 | B: X; PC: NG; NG: DFO |  |  |  | N |  |  | 1H | [23 empty] | Y | Y | Y
54863 | U S Power Generating Company LLC | 2499 | Narrows Gas Turbines Generating | NY | Kings | NT21 | Natural Gas Fired Combustion Turbine | GT |  | S | X | X |  |  | 22 | 1 | 18.8 | 24.8 | 16 | N |  |  | OP | X | 6 | 1972 |  |  | N | IPP Non-CHP | 2 | B: X; PC: NG; NG: DFO |  |  |  | N |  |  | 1H | [23 empty] | Y | Y | Y
54863 | U S Power Generating Company LLC | 2499 | Narrows Gas Turbines Generating | NY | Kings | NT22 | Natural Gas Fired Combustion Turbine | GT |  | S | X | X |  |  | 22 | 1 | 16.3 | 22.4 | 16 | N |  |  | OP | X | 6 | 1972 |  |  | N | IPP Non-CHP | 2 | B: X; PC: NG; NG: DFO |  |  |  | N |  |  | 1H | [23 empty] | Y | Y | Y
54863 | U S Power Generating Company LLC | 2499 | Narrows Gas Turbines Generating | NY | Kings | NT23 | Natural Gas Fired Combustion Turbine | GT |  | S | X | X |  |  | 22 | 1 | 17.9 | 23.3 | 16 | N |  |  | OP | X | 6 | 1972 |  |  | N | IPP Non-CHP | 2 | B: X; PC: NG; NG: DFO |  |  |  | N |  |  | 1H | [23 empty] | Y | Y | Y
54863 | U S Power Generating Company LLC | 2499 | Narrows Gas Turbines Generating | NY | Kings | NT24 | Natural Gas Fired Combustion Turbine | GT |  | S | X | X |  |  | 22 | 1 | 18.1 | 24.9 | 16 | N |  |  | OP | X | 6 | 1972 |  |  | N | IPP Non-CHP | 2 | B: X; PC: NG; NG: DFO |  |  |  | N |  |  | 1H | [23 empty] | Y | Y | Y
54863 | U S Power Generating Company LLC | 2499 | Narrows Gas Turbines Generating | NY | Kings | NT25 | Natural Gas Fired Combustion Turbine | GT |  | S | X | X |  |  | 22 | 1 | 18.2 | 24.2 | 16 | N |  |  | OP | X | 6 | 1972 |  |  | N | IPP Non-CHP | 2 | B: X; PC: NG; NG: DFO |  |  |  | N |  |  | 1H | [23 empty] | Y | Y | Y
54863 | U S Power Generating Company LLC | 2499 | Narrows Gas Turbines Generating | NY | Kings | NT26 | Natural Gas Fired Combustion Turbine | GT |  | S | X | X |  |  | 22 | 1 | 15.8 | 22 | 15.4 | N |  |  | OP | X | 6 | 1972 |  |  | N | IPP Non-CHP | 2 | B: X; PC: NG; NG: DFO |  |  |  | N |  |  | 1H | [23 empty] | Y | Y | Y
54863 | U S Power Generating Company LLC | 2499 | Narrows Gas Turbines Generating | NY | Kings | NT27 | Natural Gas Fired Combustion Turbine | GT |  | S | X | X |  |  | 22 | 1 | 18.9 | 24.6 | 16 | N |  |  | OP | X | 6 | 1972 |  |  | N | IPP Non-CHP | 2 | B: X; PC: NG; NG: DFO |  |  |  | N |  |  | 1H | [23 empty] | Y | Y | Y
54863 | U S Power Generating Company LLC | 2499 | Narrows Gas Turbines Generating | NY | Kings | NT28 | Natural Gas Fired Combustion Turbine | GT |  | S | X | X |  |  | 22 | 1 | 15.7 | 22.3 | 15.7 | N |  |  | OP | X | 6 | 1972 |  |  | N | IPP Non-CHP | 2 | B: X; PC: NG; NG: DFO |  |  |  | N |  |  | 1H | [23 empty] | Y | Y | Y
3085 | Carthage Energy LLC | 10620 | Carthage Energy LLC | NY | Jefferson | GEN2 | Natural Gas Fired Combined Cycle | CA | CC1 | S | Y | X | 23857 | 23857 | 22 | 0.95 | 21 | 21.5 | 10 | N |  |  | OP | X | 11 | 1991 |  |  | N | IPP Non-CHP | 2 | [11 empty] | N | N |  | 12H | [23 empty] | N | N | N | bar: B to PC
9645 | Jamestown Board of Public Util | 2682 | S A Carlson | NY | Chautauqua | 5 | Natural Gas Steam Turbine | ST | 1 | S | X | X |  |  | 24.5 | 0.9 | 22.5 | 22.5 | 5 | N |  |  | OP | X | 8 | 1951 |  |  | N | Electric Utility | 1 | B: X; PC: NG; NG: DFO; NG: NG |  |  |  | N | N |  | 12H |  | N |  |  | N | [18 empty] | Y | N | Y
9645 | Jamestown Board of Public Util | 2682 | S A Carlson | NY | Chautauqua | 6 | Natural Gas Steam Turbine | ST | 1 | S | X | X |  |  | 24.5 | 0.9 | 22.5 | 22.5 | 5 | N |  |  | OP | X | 8 | 1968 |  |  | N | Electric Utility | 1 | B: X; PC: NG; NG: DFO; NG: NG |  |  |  | N | N |  | 12H |  | N |  |  | N | [18 empty] | Y | N | Y
13949 | City of Oberlin - (OH) | 2933 | Oberlin (OH) | OH | Lorain | 9 | Natural Gas Internal Combustion Engine | IC |  | S | X | X |  |  | 0.4 | 0.8 | 0.4 | 0.4 | 0.4 | N |  |  | OP | X | 1 | 1990 |  |  | N | Electric Utility | 1 | [11 empty] | N | N |  | 1H | [23 empty] | N |  | N | bar: B to PC
768 | City of Arcanum - (OH) | 2902 | Arcanum | OH | Darke | 2 | Petroleum Liquids | IC |  | S | X | X | N/A | N/A | 0.5 | 0.8 | 0.6 | 0.6 | 0.2 | N |  |  | OP | X | 10 | 1946 |  |  | N | Electric Utility | 1 | B: X; PC: DFO |  |  |  | N |  |  | 1H | [20 empty] | N |  |  | N | N | N
13949 | City of Oberlin - (OH) | 2933 | Oberlin (OH) | OH | Lorain | 10 | Natural Gas Internal Combustion Engine | IC |  | S | X | X |  |  | 0.5 | 0.8 | 0.5 | 0.5 | 0.4 | N |  |  | OP | X | 1 | 1990 |  |  | N | Electric Utility | 1 | [11 empty] | N | N |  | 1H | [23 empty] | N | N | N | bar: B to PC
61457 | Cleveland Thermal, LLC | 61838 | Cleveland Thermal | OH | Cuyahoga | ST1 | Natural Gas Steam Turbine | ST |  | S | X | X |  |  | 0.5 | 0.88 | 0.5 | 0.5 | 0.1 | N |  |  | OP | X | 2 | 2017 |  |  | Y | Commercial CHP | 5 | [11 empty] | N | N |  | 1H | [23 empty] | N | N | N | bar: B to PC; NG
61457 | Cleveland Thermal, LLC | 61838 | Cleveland Thermal | OH | Cuyahoga | ST2 | Natural Gas Steam Turbine | ST |  | S | X | X |  |  | 0.5 | 0.88 | 0.5 | 0.5 | 0.1 | N |  |  | OP | X | 2 | 2017 |  |  | Y | Commercial CHP | 5 | [11 empty] | N | N |  | 1H | [23 empty] | N | N | N | bar: B to PC; NG
20977 | City of Woodsfield - (OH) | 2945 | Anadarko | OH | Monroe | 6 | Petroleum Liquids | IC |  | S | X | X |  |  | 0.6 | 0.8 | 0.6 | 0.6 | 0.4 | N |  |  | SB | N | 1 | 1949 |  |  | N | Electric Utility | 1 | B: X; PC: DFO; NG: NG |  |  |  | N | N |  | 1H | [23 empty] | N |  | N
56498 | Weaver Bridgewater Dairy | 57173 | Bridgewater Dairy Anaerobic Digester | OH | Williams | 1 | Other Waste Biomass | IC |  | S | X | X |  |  | 0.6 | 0.8 | 0.6 | 0.6 | 0 | N |  |  | OP | X | 9 | 2008 |  |  | N | Industrial Non-CHP | 6 | B: X; PC: OBG |  |  |  |  | N |  | OVER | [23 empty] | N | N | N
56498 | Weaver Bridgewater Dairy | 57173 | Bridgewater Dairy Anaerobic Digester | OH | Williams | 2 | Other Waste Biomass | IC |  | S | X | X |  |  | 0.6 | 0.8 | 0.6 | 0.6 | 0 | N |  |  | OP | X | 9 | 2008 |  |  | N | Industrial Non-CHP | 6 | B: X; PC: OBG |  |  |  |  | N |  | OVER | [23 empty] | N | N | N
222 | City of Akron | 58980 | Akron WRF | OH | Summit | 2G-1 | Other Waste Biomass | IC |  | S | X | X |  |  | 0.6 | 0.8 | 0.6 | 0.6 | 0.3 | N |  |  | OP | X | 5 | 2014 |  |  | Y | Commercial CHP | 5 | B: T; PC: OBG |  |  |  | N | N |  | 1H | [20 empty] | N |  |  | N | N | N
222 | City of Akron | 58980 | Akron WRF | OH | Summit | 2G-2 | Other Waste Biomass | IC |  | S | X | X |  |  | 0.6 | 0.8 | 0.6 | 0.6 | 0.3 | N |  |  | OP | X | 5 | 2014 |  |  | Y | Commercial CHP | 5 | B: T; PC: OBG |  |  |  | N | N |  | 1H | [20 empty] | N |  |  | N | N | N
222 | City of Akron | 58980 | Akron WRF | OH | Summit | 2G-3 | Other Waste Biomass | IC |  | S | X | X |  |  | 0.6 | 0.8 | 0.6 | 0.6 | 0.3 | N |  |  | OP | X | 5 | 2014 |  |  | Y | Commercial CHP | 5 | B: T; PC: OBG |  |  |  | N | N |  | 1H | [20 empty] | N |  |  | N | N | N
768 | City of Arcanum - (OH) | 2902 | Arcanum | OH | Darke | 1 | Petroleum Liquids | IC |  | S | X | X | N/A | N/A | 0.7 | 0.8 | 0.8 | 0.8 | 0.2 | N |  |  | OP | X | 9 | 1951 |  |  | N | Electric Utility | 1 | B: X; PC: DFO |  |  |  | N |  |  | 1H | [20 empty] | N |  |  | N | N | N
58115 | DTE Ashtabula, LLC | 55990 | Ashtabula | OH | Ashtabula | 6 | Natural Gas Fired Combined Cycle | CA | G1 | S | Y | X |  |  | 0.8 | 0.8 | 0.7 | 0.8 | 0.2 | N |  |  | OP | X | 2 | 2001 |  |  | Y | IPP CHP | 3 | [11 empty] | N | N |  | 1H | [23 empty] | N | N | N | bar: B to PC
58115 | DTE Ashtabula, LLC | 55990 | Ashtabula | OH | Ashtabula | 7 | Natural Gas Fired Combined Cycle | CA | G1 | S | Y | X |  |  | 0.8 | 0.8 | 0.7 | 0.8 | 0.2 | N |  |  | OP | X | 2 | 2001 |  |  | Y | IPP CHP | 3 | [11 empty] | N | N |  | 1H | [23 empty] | N | N | N | bar: B to PC
54842 | WM Renewable Energy LLC | 57170 | Suburban Landfill Gas Recovery | OH | Perry | GEN1 | Landfill Gas | IC |  | S | X | X | 045-019-029 | 045-019-029 | 0.8 | 0.98 | 0.8 | 0.8 | 0.5 | N |  |  | OP | X | 1 | 2011 |  |  | N | IPP Non-CHP | 2 | B: X; PC: LFG | [6 empty] | 1H | [23 empty] | N | N | N
54842 | WM Renewable Energy LLC | 57170 | Suburban Landfill Gas Recovery | OH | Perry | GEN2 | Landfill Gas | IC |  | S | X | X | 045-019-029 | 045-019-029 | 0.8 | 0.98 | 0.8 | 0.8 | 0.5 | N |  |  | OP | X | 1 | 2011 |  |  | N | IPP Non-CHP | 2 | B: X; PC: LFG | [6 empty] | 1H | [23 empty] | N | N | N
54842 | WM Renewable Energy LLC | 57170 | Suburban Landfill Gas Recovery | OH | Perry | GEN3 | Landfill Gas | IC |  | S | X | X | 045-019-029 | 045-019-029 | 0.8 | 0.98 | 0.8 | 0.8 | 0.5 | N |  |  | OP | X | 1 | 2011 |  |  | N | IPP Non-CHP | 2 | B: X; PC: LFG | [6 empty] | 1H | [23 empty] | N | N | N
54842 | WM Renewable Energy LLC | 57170 | Suburban Landfill Gas Recovery | OH | Perry | GEN4 | Landfill Gas | IC |  | S | X | X | 045-019-029 | 045-019-029 | 0.8 | 0.98 | 0.8 | 0.8 | 0.5 | N |  |  | OP | X | 1 | 2011 |  |  | N | IPP Non-CHP | 2 | B: X; PC: LFG | [6 empty] | 1H | [23 empty] | N | N | N
54842 | WM Renewable Energy LLC | 57170 | Suburban Landfill Gas Recovery | OH | Perry | GEN5 | Landfill Gas | IC |  | S | X | X | 045-019-029 | 045-019-029 | 0.8 | 0.98 | 0.8 | 0.8 | 0.5 | N |  |  | OP | X | 1 | 2011 |  |  | N | IPP Non-CHP | 2 | B: X; PC: LFG |  |  |  | N |  |  | 1H | [23 empty] | N | N | N
54842 | WM Renewable Energy LLC | 57170 | Suburban Landfill Gas Recovery | OH | Perry | GEN6 | Landfill Gas | IC |  | S | X | X | 045-019-029 | 045-019-029 | 0.8 | 0.98 | 0.8 | 0.8 | 0.5 | N |  |  | OP | X | 1 | 2011 |  |  | N | IPP Non-CHP | 2 | B: X; PC: LFG |  |  |  | N |  |  | 1H | [23 empty] | N | N | N
54842 | WM Renewable Energy LLC | 57170 | Suburban Landfill Gas Recovery | OH | Perry | GEN7 | Landfill Gas | IC |  | S | X | X | 045-019-029 | 045-019-029 | 0.8 | 0.98 | 0.8 | 0.8 | 0.5 | N |  |  | OP | X | 1 | 2011 |  |  | N | IPP Non-CHP | 2 | B: X; PC: LFG |  |  |  | N |  |  | 1H | [23 empty] | N | N | N
55920 | Bio-Gas Technologies LTD | 57249 | Renewable Energy Services of Ohio | OH | Erie | GEN2 | Landfill Gas | IC |  | W | X | X |  |  | 0.8 | 0.9 | 0.8 | 0.8 | 0.6 | N |  |  | OP | X | 8 | 2014 |  |  | N | IPP Non-CHP | 2 | B: X; PC: LFG |  |  |  | N | N |  | 1H | [20 empty] | N |  |  | N | N
54842 | WM Renewable Energy LLC | 57410 | Geneva | OH | Ashtabula | GEN1 | Landfill Gas | IC |  | S | X | X | GENEVALF | GENEVALF | 0.8 | 0.98 | 0.8 | 0.8 | 0.5 | N |  |  | OP | X | 7 | 2013 |  |  | N | IPP Non-CHP | 2 | B: X; PC: LFG |  |  |  | N |  |  | 1H | [23 empty] | N | N | N
54842 | WM Renewable Energy LLC | 57410 | Geneva | OH | Ashtabula | GEN2 | Landfill Gas | IC |  | S | X | X | GENEVALF | GENEVALF | 0.8 | 0.98 | 0.8 | 0.8 | 0.5 | N |  |  | OP | X | 7 | 2013 |  |  | N | IPP Non-CHP | 2 | B: X; PC: LFG |  |  |  | N |  |  | 1H | [23 empty] | N | N | N
54842 | WM Renewable Energy LLC | 57410 | Geneva | OH | Ashtabula | GEN3 | Landfill Gas | IC |  | S | X | X | GENEVALF | GENEVALF | 0.8 | 0.98 | 0.8 | 0.8 | 0.5 | N |  |  | OP | X | 7 | 2013 |  |  | N | IPP Non-CHP | 2 | B: X; PC: LFG |  |  |  | N |  |  | 1H | [23 empty] | N | N | N
54842 | WM Renewable Energy LLC | 57410 | Geneva | OH | Ashtabula | GEN4 | Landfill Gas | IC |  | S | X | X | GENEVALF | GENEVALF | 0.8 | 0.98 | 0.8 | 0.8 | 0.5 | N |  |  | OP | X | 7 | 2013 |  |  | N | IPP Non-CHP | 2 | B: X; PC: LFG |  |  |  | N |  |  | 1H | [23 empty] | N | N | N
54842 | WM Renewable Energy LLC | 57410 | Geneva | OH | Ashtabula | GEN5 | Landfill Gas | IC |  | S | X | X | GENEVALF | GENEVALF | 0.8 | 0.98 | 0.8 | 0.8 | 0.5 | N |  |  | OP | X | 7 | 2013 |  |  | N | IPP Non-CHP | 2 | B: X; PC: LFG |  |  |  | N |  |  | 1H | [23 empty] | N | N | N
54842 | WM Renewable Energy LLC | 57411 | Mahoning | OH | Mahoning | GEN1 | Landfill Gas | IC |  | S | X | X | MAHONILF | MAHONILF | 0.8 | 0.98 | 0.8 | 0.8 | 0.5 | N |  |  | OP | X | 1 | 2013 |  |  | N | IPP Non-CHP | 2 | B: X; PC: LFG |  |  |  | N |  |  | 1H | [23 empty] | N | N | N
54842 | WM Renewable Energy LLC | 57411 | Mahoning | OH | Mahoning | GEN2 | Landfill Gas | IC |  | S | X | X | MAHONILF | MAHONILF | 0.8 | 0.98 | 0.8 | 0.8 | 0.5 | N |  |  | OP | X | 1 | 2013 |  |  | N | IPP Non-CHP | 2 | B: X; PC: LFG |  |  |  | N |  |  | 1H | [23 empty] | N | N | N
54842 | WM Renewable Energy LLC | 57411 | Mahoning | OH | Mahoning | GEN3 | Landfill Gas | IC |  | S | X | X | MAHONILF | MAHONILF | 0.8 | 0.98 | 0.8 | 0.8 | 0.5 | N |  |  | OP | X | 1 | 2013 |  |  | N | IPP Non-CHP | 2 | B: X; PC: LFG |  |  |  | N |  |  | 1H | [23 empty] | N | N | N
54842 | WM Renewable Energy LLC | 57411 | Mahoning | OH | Mahoning | GEN4 | Landfill Gas | IC |  | S | X | X | MAHONILF | MAHONILF | 0.8 | 0.98 | 0.8 | 0.8 | 0.5 | N |  |  | OP | X | 1 | 2013 |  |  | N | IPP Non-CHP | 2 | B: X; PC: LFG |  |  |  | N |  |  | 1H | [23 empty] | N | N | N
54842 | WM Renewable Energy LLC | 57411 | Mahoning | OH | Mahoning | GEN5 | Landfill Gas | IC |  | S | X | X | MAHONILF | MAHONILF | 0.8 | 0.98 | 0.8 | 0.8 | 0.5 | N |  |  | OP | X | 1 | 2013 |  |  | N | IPP Non-CHP | 2 | B: X; PC: LFG |  |  |  | N |  |  | 1H | [23 empty] | N | N | N
40577 | American Mun Power-Ohio, Inc | 7878 | Wellington | OH | Lorain | 1 | Petroleum Liquids | IC |  | S | X | X |  |  | 1 | 0.8 | 1 | 1 | 1 | N |  |  | SB | Y | 2 | 1998 |  |  | N | Electric Utility | 1 | B: X; PC: DFO |  |  |  | N | N |  | 10M | [23 empty] | N | N | N
58435 | Collinwood BioEnergy | 58439 | Collinwood BioEnergy Facility | OH | Cuyahoga | CBE01 | Other Waste Biomass | IC |  | S | X | X |  |  | 1 | 1 | 1 | 1 | 0.2 | N |  |  | OP | X | 5 | 2011 | 5 | 2025 | N | Industrial Non-CHP | 6 | B: X; PC: OBG; NG: OBG |  |  |  | N | N |  | 1H | [23 empty] | N | N | N
58892 | Wooster Renewable Energy LLC | 59072 | Wooster Renewable Energy | OH | Wayne | WRE 1 | Other Waste Biomass | IC |  | S | X | X |  |  | 1 | 1 | 1 | 1 | 0.2 | N |  |  | OP | X | 12 | 2013 |  |  | N | Industrial Non-CHP | 6 | B: X; PC: OBG; NG: NG; NG: OBG |  |  |  | N | N |  | 1H | [23 empty] | N | N | N
13949 | City of Oberlin - (OH) | 2933 | Oberlin (OH) | OH | Lorain | 1 | Petroleum Liquids | IC |  | S | X | X |  |  | 1.1 | 0.8 | 1 | 1 | 0.9 | N |  |  | OP | X | 1 | 1948 |  |  | N | Electric Utility | 1 | B: X; PC: DFO |  |  |  | N | N |  | 1H | [23 empty] | N | N | N
13464 | Village of New Knoxville - (OH) | 7898 | New Knoxville | OH | Auglaize | 1 | Petroleum Liquids | IC |  | S | X | X |  |  | 1.1 | 0.8 | 1 | 1 | 0.2 | N |  |  | OS | X | 9 | 2000 |  |  | N | Electric Utility | 1 | B: X; PC: DFO |  |  |  | N |  |  | 1H | [23 empty] | N
59147 | Broshco Fabricated Products | 59373 | Broshco Fabricated Products | OH | Richland | 4 | Natural Gas Fired Combustion Turbine | GT |  | S | X | X |  |  | 1.1 | 0.8 | 1.1 | 1.1 | 0.2 | N |  |  | OP | X | 7 | 2005 |  |  | Y | Industrial CHP | 7 | [11 empty] | N |  |  | 1H | [23 empty] | N |  | N | bar: B to PC
20977 | City of Woodsfield - (OH) | 2945 | Anadarko | OH | Monroe | 10 | Petroleum Liquids | IC |  | S | X | X |  |  | 1.2 | 0.8 | 1.2 | 1.2 | 1 | N |  |  | SB | N | 1 | 1983 |  |  | N | Electric Utility | 1 | B: X; PC: DFO; NG: NG |  |  |  | N | N |  | 1H | [23 empty] | N |  | N
20977 | City of Woodsfield - (OH) | 2945 | Anadarko | OH | Monroe | 11 | Petroleum Liquids | IC |  | S | X | X |  |  | 1.2 | 0.8 | 1.2 | 1.2 | 0.4 | N |  |  | SB | N | 1 | 1983 |  |  | N | Electric Utility | 1 | B: X; PC: DFO; NG: NG |  |  |  | N | N |  | 1H | [23 empty] | N |  | N
20977 | City of Woodsfield - (OH) | 2945 | Anadarko | OH | Monroe | 7 | Petroleum Liquids | IC |  | S | X | X |  |  | 1.2 | 0.8 | 1.2 | 1.2 | 0.4 | N |  |  | SB | N | 1 | 1957 |  |  | N | Electric Utility | 1 | B: X; PC: DFO; NG: NG | [6 empty] | 1H | [23 empty] | N |  | N
59147 | Broshco Fabricated Products | 59373 | Broshco Fabricated Products | OH | Richland | 1 | Natural Gas Fired Combustion Turbine | GT |  | S | X | X |  |  | 1.2 | 0.8 | 1.2 | 1.2 | 0.2 | N |  |  | OP | X | 9 | 2001 |  |  | Y | Industrial CHP | 7 | [11 empty] | N |  |  | 1H | [23 empty] | N |  | N | bar: B to PC
59147 | Broshco Fabricated Products | 59373 | Broshco Fabricated Products | OH | Richland | 2 | Natural Gas Fired Combustion Turbine | GT |  | S | X | X |  |  | 1.2 | 0.8 | 1.2 | 1.2 | 0.2 | N |  |  | OP | X | 9 | 2001 |  |  | Y | Industrial CHP | 7 | [11 empty] | N |  |  | 1H | [23 empty] | N |  | N | bar: B to PC
59147 | Broshco Fabricated Products | 59373 | Broshco Fabricated Products | OH | Richland | 3 | Natural Gas Fired Combustion Turbine | GT |  | S | X | X |  |  | 1.2 | 0.8 | 1.2 | 1.2 | 0.2 | N |  |  | OP | X | 9 | 2001 |  |  | Y | Industrial CHP | 7 | [11 empty] | N |  |  | 1H | [23 empty] | N |  | N | bar: B to PC
4065 | City of Columbus - (OH) | 56422 | ST-1/1A Engine No 1 | OH | Franklin | 0006 | Petroleum Liquids | IC |  | S | X | X |  |  | 1.3 | 0.8 | 1.1 | 1.1 | 0.1 | N |  |  | SB | Y | 1 | 2008 |  |  | N | Electric Utility | 1 | B: X; PC: DFO |  |  |  | N | N |  | 10M | [23 empty] | N | N
57281 | University of Cincinnati | 57929 | East Campus Utility Plant | OH | Hamilton | STG | Natural Gas Steam Turbine | ST |  | S | X | X |  |  | 1.3 | 0.85 | 1.2 | 1.2 | 0.2 | N |  |  | SB | N | 11 | 2010 |  |  | N | Commercial Non-CHP | 4 | B: X; PC: NG; NG: DFO; NG: NG |  |  |  | N | N |  | 12H | [23 empty] | Y | N | Y
4065 | City of Columbus - (OH) | 56420 | Renick Run Pumping Station 03-04 | OH | Franklin | 0003 | Petroleum Liquids | IC |  | S | X | X |  |  | 1.4 | 0.8 | 1.1 | 1.1 | 0.1 | N |  |  | SB | Y | 9 | 2006 |  |  | N | Electric Utility | 1 | B: X; PC: DFO |  |  |  | N | N |  | 10M | [23 empty] | N
4065 | City of Columbus - (OH) | 56420 | Renick Run Pumping Station 03-04 | OH | Franklin | 0004 | Petroleum Liquids | IC |  | S | X | X |  |  | 1.4 | 0.8 | 1.1 | 1.1 | 0.1 | N |  |  | SB | Y | 9 | 2006 |  |  | N | Electric Utility | 1 | B: X; PC: DFO |  |  |  | N | N |  | 10M | [23 empty] | N
59828 | Solid Waste Authority of Central Ohio | 56863 | Model Gas Power Station | OH | Franklin | 1 | Landfill Gas | IC |  | S | X | X |  |  | 1.4 | 0.95 | 1.4 | 1.4 |  | N |  |  | OS | X | 3 | 2001 |  |  | N | IPP Non-CHP | 2 | B: X; PC: LFG |  |  |  | N | [26 empty] | N
59828 | Solid Waste Authority of Central Ohio | 56863 | Model Gas Power Station | OH | Franklin | 2 | Landfill Gas | IC |  | S | X | X |  |  | 1.4 | 0.95 | 1.4 | 1.4 |  | N |  |  | OS | X | 3 | 2001 |  |  | N | IPP Non-CHP | 2 | B: X; PC: LFG |  |  |  | N | [26 empty] | N
55858 | EDL Inc | 56865 | Ottawa County Project | OH | Ottawa | 1 | Landfill Gas | IC |  | S | X | X |  |  | 1.4 | 0.95 | 1.4 | 1.4 | 0.7 | N |  |  | OS | X | 3 | 2001 |  |  | N | IPP Non-CHP | 2 | B: X; PC: LFG |  |  |  |  | N |  | 12H | [23 empty] | N
55858 | EDL Inc | 56865 | Ottawa County Project | OH | Ottawa | 2 | Landfill Gas | IC |  | S | X | X |  |  | 1.4 | 0.95 | 1.4 | 1.4 | 0.7 | N |  |  | OP | X | 3 | 2001 |  |  | N | IPP Non-CHP | 2 | B: X; PC: LFG |  |  |  |  | N |  | 12H | [23 empty] | N
55858 | EDL Inc | 56868 | Carbon Limestone | OH | Mahoning | 1 | Landfill Gas | IC |  | S | X | X |  |  | 1.4 | 0.95 | 1.4 | 1.4 | 0.7 | N |  |  | OP | X | 11 | 2001 |  |  | N | IPP Non-CHP | 2 | B: X; PC: LFG |  |  |  |  | N |  | 12H | [23 empty] | N | N
55858 | EDL Inc | 56868 | Carbon Limestone | OH | Mahoning | 10 | Landfill Gas | IC |  | S | X | X |  |  | 1.4 | 0.95 | 1.4 | 1.4 | 0.7 | N |  |  | OP | X | 11 | 2001 |  |  | N | IPP Non-CHP | 2 | B: X; PC: LFG |  |  |  |  | N |  | 12H | [23 empty] | N | N
55858 | EDL Inc | 56868 | Carbon Limestone | OH | Mahoning | 11 | Landfill Gas | IC |  | S | X | X |  |  | 1.4 | 0.95 | 1.4 | 1.4 | 0.7 | N |  |  | OP | X | 11 | 2001 |  |  | N | IPP Non-CHP | 2 | B: X; PC: LFG |  |  |  |  | N |  | 12H | [23 empty] | N | N
55858 | EDL Inc | 56868 | Carbon Limestone | OH | Mahoning | 12 | Landfill Gas | IC |  | S | X | X |  |  | 1.4 | 0.95 | 1.4 | 1.4 | 0.7 | N |  |  | OP | X | 12 | 2003 |  |  | N | IPP Non-CHP | 2 | B: X; PC: LFG |  |  |  |  | N |  | 12H | [23 empty] | N
55858 | EDL Inc | 56868 | Carbon Limestone | OH | Mahoning | 13 | Landfill Gas | IC |  | S | X | X |  |  | 1.4 | 0.95 | 1.4 | 1.4 | 0.7 | N |  |  | OP | X | 12 | 2003 |  |  | N | IPP Non-CHP | 2 | B: X; PC: LFG |  |  |  |  | N |  | 12H | [23 empty] | N | N
55858 | EDL Inc | 56868 | Carbon Limestone | OH | Mahoning | 14 | Landfill Gas | IC |  | S | X | X |  |  | 1.4 | 0.95 | 1.4 | 1.4 | 0.7 | N |  |  | OP | X | 1 | 2006 |  |  | N | IPP Non-CHP | 2 | B: X; PC: LFG |  |  |  |  | N |  | 12H | [23 empty] | N | N
55858 | EDL Inc | 56868 | Carbon Limestone | OH | Mahoning | 15 | Landfill Gas | IC |  | S | X | X |  |  | 1.4 | 0.95 | 1.4 | 1.4 | 0.7 | N |  |  | OP | X | 4 | 2011 |  |  | N | IPP Non-CHP | 2 | B: X; PC: LFG |  |  |  |  | N |  | 12H | [23 empty] | N | N
55858 | EDL Inc | 56868 | Carbon Limestone | OH | Mahoning | 16 | Landfill Gas | IC |  | S | X | X |  |  | 1.4 | 0.95 | 1.4 | 1.4 | 0.7 | N |  |  | OP | X | 4 | 2011 |  |  | N | IPP Non-CHP | 2 | B: X; PC: LFG |  |  |  |  | N |  | 12H | [23 empty] | N | N
55858 | EDL Inc | 56868 | Carbon Limestone | OH | Mahoning | 2 | Landfill Gas | IC |  | S | X | X |  |  | 1.4 | 0.95 | 1.4 | 1.4 | 0.7 | N |  |  | OP | X | 11 | 2001 |  |  | N | IPP Non-CHP | 2 | B: X; PC: LFG |  |  |  |  | N |  | 12H | [23 empty] | N | N
55858 | EDL Inc | 56868 | Carbon Limestone | OH | Mahoning | 3 | Landfill Gas | IC |  | S | X | X |  |  | 1.4 | 0.95 | 1.4 | 1.4 | 0.7 | N |  |  | OP | X | 11 | 2001 |  |  | N | IPP Non-CHP | 2 | B: X; PC: LFG |  |  |  |  | N |  | 12H | [23 empty] | N | N
55858 | EDL Inc | 56868 | Carbon Limestone | OH | Mahoning | 4 | Landfill Gas | IC |  | S | X | X |  |  | 1.4 | 0.95 | 1.4 | 1.4 | 0.7 | N |  |  | OP | X | 11 | 2001 |  |  | N | IPP Non-CHP | 2 | B: X; PC: LFG |  |  |  |  | N |  | 12H | [23 empty] | N | N
55858 | EDL Inc | 56868 | Carbon Limestone | OH | Mahoning | 5 | Landfill Gas | IC |  | S | X | X |  |  | 1.4 | 0.95 | 1.4 | 1.4 | 0.7 | N |  |  | OP | X | 11 | 2001 |  |  | N | IPP Non-CHP | 2 | B: X; PC: LFG |  |  |  |  | N |  | 12H | [23 empty] | N | N
55858 | EDL Inc | 56868 | Carbon Limestone | OH | Mahoning | 6 | Landfill Gas | IC |  | S | X | X |  |  | 1.4 | 0.95 | 1.4 | 1.4 | 0.7 | N |  |  | OP | X | 11 | 2001 |  |  | N | IPP Non-CHP | 2 | B: X; PC: LFG |  |  |  |  | N |  | 12H | [23 empty] | N | N
55858 | EDL Inc | 56868 | Carbon Limestone | OH | Mahoning | 7 | Landfill Gas | IC |  | S | X | X |  |  | 1.4 | 0.95 | 1.4 | 1.4 | 0.7 | N |  |  | OP | X | 11 | 2001 |  |  | N | IPP Non-CHP | 2 | B: X; PC: LFG |  |  |  |  | N |  | 12H | [23 empty] | N | N
55858 | EDL Inc | 56868 | Carbon Limestone | OH | Mahoning | 8 | Landfill Gas | IC |  | S | X | X |  |  | 1.4 | 0.95 | 1.4 | 1.4 | 0.7 | N |  |  | OP | X | 11 | 2001 |  |  | N | IPP Non-CHP | 2 | B: X; PC: LFG |  |  |  |  | N |  | 12H | [23 empty] | N | N
55858 | EDL Inc | 56868 | Carbon Limestone | OH | Mahoning | 9 | Landfill Gas | IC |  | S | X | X |  |  | 1.4 | 0.95 | 1.4 | 1.4 | 0.7 | N |  |  | OP | X | 11 | 2001 |  |  | N | IPP Non-CHP | 2 | B: X; PC: LFG |  |  |  |  | N |  | 12H | [23 empty] | N | N
55858 | EDL Inc | 56869 | Loraine County Project | OH | Lorain | 1 | Landfill Gas | IC |  | S | X | X |  |  | 1.4 | 0.95 | 1.4 | 1.4 | 0.7 | N |  |  | OP | X | 12 | 2001 |  |  | N | IPP Non-CHP | 2 | B: X; PC: LFG |  |  |  |  | N |  | 12H | [23 empty] | N | N
55858 | EDL Inc | 56869 | Loraine County Project | OH | Lorain | 2 | Landfill Gas | IC |  | S | X | X |  |  | 1.4 | 0.95 | 1.4 | 1.4 | 0.7 | N |  |  | OP | X | 12 | 2001 |  |  | N | IPP Non-CHP | 2 | B: X; PC: LFG |  |  |  |  | N |  | 12H | [23 empty] | N | N
55858 | EDL Inc | 56869 | Loraine County Project | OH | Lorain | 3 | Landfill Gas | IC |  | S | X | X |  |  | 1.4 | 0.95 | 1.4 | 1.4 | 0.7 | N |  |  | OP | X | 12 | 2001 |  |  | N | IPP Non-CHP | 2 | B: X; PC: LFG |  |  |  |  | N |  | 12H | [23 empty] | N | N
55858 | EDL Inc | 56869 | Loraine County Project | OH | Lorain | 4 | Landfill Gas | IC |  | S | X | X |  |  | 1.4 | 0.95 | 1.4 | 1.4 | 0.7 | N |  |  | OP | X | 12 | 2001 |  |  | N | IPP Non-CHP | 2 | B: X; PC: LFG |  |  |  |  | N |  | 12H | [23 empty] | N | N
55858 | EDL Inc | 56869 | Loraine County Project | OH | Lorain | 5 | Landfill Gas | IC |  | S | X | X |  |  | 1.4 | 0.95 | 1.4 | 1.4 | 0.7 | N |  |  | OP | X | 12 | 2001 |  |  | N | IPP Non-CHP | 2 | B: X; PC: LFG |  |  |  |  | N |  | 12H | [23 empty] | N | N
55858 | EDL Inc | 56869 | Loraine County Project | OH | Lorain | 6 | Landfill Gas | IC |  | S | X | X |  |  | 1.4 | 0.95 | 1.4 | 1.4 | 0.7 | N |  |  | OP | X | 12 | 2001 |  |  | N | IPP Non-CHP | 2 | B: X; PC: LFG |  |  |  |  | N |  | 12H | [23 empty] | N | N
55858 | EDL Inc | 56869 | Loraine County Project | OH | Lorain | 7 | Landfill Gas | IC |  | S | X | X |  |  | 1.4 | 0.95 | 1.4 | 1.4 | 0.7 | N |  |  | OP | X | 7 | 2003 |  |  | N | IPP Non-CHP | 2 | B: X; PC: LFG |  |  |  |  | N |  | 12H | [23 empty] | N | N
55858 | EDL Inc | 56869 | Loraine County Project | OH | Lorain | 8 | Landfill Gas | IC |  | S | X | X |  |  | 1.4 | 0.95 | 1.4 | 1.4 | 0.7 | N |  |  | OP | X | 7 | 2003 |  |  | N | IPP Non-CHP | 2 | B: X; PC: LFG |  |  |  |  | N |  | 12H | [23 empty] | N | N
58383 | CH4 Biogas LLC | 58921 | Napoleon Biogas | OH | Henry | GEN1 | Other Waste Biomass | IC |  | S | X | X |  |  | 1.4 | 0.9 | 1.2 | 1.2 | 1.2 | N |  |  | OA | X | 12 | 2013 |  |  | N | IPP Non-CHP | 2 | B: X; PC: OBG; NG: NG |  |  |  | N | N |  | 1H | [23 empty] | N | N | N
58383 | CH4 Biogas LLC | 58921 | Napoleon Biogas | OH | Henry | GEN2 | Other Waste Biomass | IC |  | S | X | X |  |  | 1.4 | 0.9 | 1.2 | 1.2 | 1.2 | N |  |  | OA | X | 12 | 2013 |  |  | N | IPP Non-CHP | 2 | B: X; PC: OBG; NG: NG |  |  |  | N | N |  | 1H | [23 empty] | N | N | N
20977 | City of Woodsfield - (OH) | 2945 | Anadarko | OH | Monroe | 8 | Petroleum Liquids | IC |  | S | X | X |  |  | 1.5 | 0.8 | 1.5 | 1.5 | 0.4 | N |  |  | SB | N | 1 | 1965 |  |  | N | Electric Utility | 1 | B: X; PC: DFO; NG: NG | [6 empty] | 1H | [23 empty] | N |  | N
57281 | University of Cincinnati | 57929 | East Campus Utility Plant | OH | Hamilton | P008 | Petroleum Liquids | IC |  | S | X | X |  |  | 1.5 | 0.8 | 1.5 | 1.5 | 0.2 | N |  |  | OP | X | 7 | 2006 |  |  | N | Commercial Non-CHP | 4 | B: X; PC: DFO; NG: OBL |  |  |  | N | N |  | 10M | [23 empty] | Y | Y | N
59534 | Oregon Clean Energy Center | 59764 | Oregon Clean Energy Center | OH | Lucas | EDG13 | Petroleum Liquids | IC |  | S | X | X |  |  | 1.5 | 0.85 | 1.5 | 1.5 | 0 | N |  |  | OP | X | 7 | 2017 |  |  | N | IPP Non-CHP | 2 | B: X; PC: DFO |  |  |  | N | N |  | 10M | [23 empty] | N | N | N
4683 | City of Cuyahoga Falls - (OH) | 62658 | Cuyahoga Falls 1 | OH | Summit | P001 | Petroleum Liquids | IC |  | S | X | X |  |  | 1.5 | 0.8 | 1.5 | 1.5 | 0.1 | N |  |  | OP | X | 7 | 2018 |  |  | N | Electric Utility | 1 | B: X; PC: DFO |  |  |  | N | N |  | 10M | [20 empty] | N |  |  | N | N | N
4683 | City of Cuyahoga Falls - (OH) | 62658 | Cuyahoga Falls 1 | OH | Summit | P002 | Petroleum Liquids | IC |  | S | X | X |  |  | 1.5 | 0.8 | 1.5 | 1.5 | 0.1 | N |  |  | OP | X | 7 | 2018 |  |  | N | Electric Utility | 1 | B: X; PC: DFO |  |  |  | N | N |  | 10M | [20 empty] | N |  |  | N | N | N
4683 | City of Cuyahoga Falls - (OH) | 62658 | Cuyahoga Falls 1 | OH | Summit | P003 | Petroleum Liquids | IC |  | S | X | X |  |  | 1.5 | 0.8 | 1.5 | 1.5 | 0.1 | N |  |  | OP | X | 7 | 2018 |  |  | N | Electric Utility | 1 | B: X; PC: DFO |  |  |  | N | N |  | 10M | [20 empty] | N |  |  | N | N | N
4683 | City of Cuyahoga Falls - (OH) | 62658 | Cuyahoga Falls 1 | OH | Summit | P004 | Petroleum Liquids | IC |  | S | X | X |  |  | 1.5 | 0.8 | 1.5 | 1.5 | 0.1 | N |  |  | OP | X | 7 | 2018 |  |  | N | Electric Utility | 1 | B: X; PC: DFO |  |  |  | N | N |  | 10M | [20 empty] | N |  |  | N | N | N
4683 | City of Cuyahoga Falls - (OH) | 62658 | Cuyahoga Falls 1 | OH | Summit | P005 | Petroleum Liquids | IC |  | S | X | X |  |  | 1.5 | 0.8 | 1.5 | 1.5 | 0.1 | N |  |  | OP | X | 7 | 2018 |  |  | N | Electric Utility | 1 | B: X; PC: DFO |  |  |  | N | N |  | 10M | [20 empty] | N |  |  | N | N | N
4683 | City of Cuyahoga Falls - (OH) | 62658 | Cuyahoga Falls 1 | OH | Summit | P006 | Petroleum Liquids | IC |  | S | X | X |  |  | 1.5 | 0.8 | 1.5 | 1.5 | 0.1 | N |  |  | OP | X | 7 | 2018 |  |  | N | Electric Utility | 1 | B: X; PC: DFO |  |  |  | N | N |  | 10M | [20 empty] | N |  |  | N | N | N
55858 | EDL Inc | 56868 | Carbon Limestone | OH | Mahoning | 17 | Landfill Gas | IC |  | S | X | X |  |  | 1.6 | 0.95 | 1.6 | 1.6 | 0.7 | N |  |  | OP | X | 1 | 2012 |  |  | N | IPP Non-CHP | 2 | B: X; PC: LFG |  |  |  |  | N |  | 12H | [23 empty] | N | N
55858 | EDL Inc | 56868 | Carbon Limestone | OH | Mahoning | 18 | Landfill Gas | IC |  | S | X | X |  |  | 1.6 | 0.95 | 1.6 | 1.6 | 0.7 | N |  |  | OP | X | 1 | 2012 |  |  | N | IPP Non-CHP | 2 | B: X; PC: LFG |  |  |  |  | N |  | 12H | [23 empty] | N | N
55858 | EDL Inc | 56869 | Loraine County Project | OH | Lorain | 10 | Landfill Gas | IC |  | S | X | X |  |  | 1.6 | 0.95 | 1.6 | 1.6 | 0.7 | N |  |  | OP | X | 11 | 2012 |  |  | N | IPP Non-CHP | 2 | B: X; PC: LFG |  |  |  |  | N |  | 12H | [23 empty] | N | N
55858 | EDL Inc | 56869 | Loraine County Project | OH | Lorain | 11 | Landfill Gas | IC |  | S | X | X |  |  | 1.6 | 0.95 | 1.6 | 1.6 | 0.7 | N |  |  | OP | X | 11 | 2012 |  |  | N | IPP Non-CHP | 2 | B: X; PC: LFG |  |  |  |  | N |  | 12H | [23 empty] | N | N
55858 | EDL Inc | 56869 | Loraine County Project | OH | Lorain | 12 | Landfill Gas | IC |  | S | X | X |  |  | 1.6 | 0.95 | 1.6 | 1.6 | 0.7 | N |  |  | OP | X | 11 | 2012 |  |  | N | IPP Non-CHP | 2 | B: X; PC: LFG |  |  |  |  | N |  | 12H | [23 empty] | N | N
55858 | EDL Inc | 56869 | Loraine County Project | OH | Lorain | 13 | Landfill Gas | IC |  | S | X | X |  |  | 1.6 | 0.95 | 1.6 | 1.6 | 0.7 | N |  |  | OP | X | 11 | 2012 |  |  | N | IPP Non-CHP | 2 | B: X; PC: LFG |  |  |  |  | N |  | 12H | [23 empty] | N | N
55858 | EDL Inc | 56869 | Loraine County Project | OH | Lorain | 14 | Landfill Gas | IC |  | S | X | X |  |  | 1.6 | 0.95 | 1.6 | 1.6 | 0.7 | N |  |  | OP | X | 11 | 2012 |  |  | N | IPP Non-CHP | 2 | B: X; PC: LFG |  |  |  |  | N |  | 12H | [23 empty] | N | N
55858 | EDL Inc | 56869 | Loraine County Project | OH | Lorain | 15 | Landfill Gas | IC |  | S | X | X |  |  | 1.6 | 0.95 | 1.6 | 1.6 | 0.7 | N |  |  | OP | X | 11 | 2012 |  |  | N | IPP Non-CHP | 2 | B: X; PC: LFG |  |  |  |  | N |  | 12H | [23 empty] | N | N
55858 | EDL Inc | 56869 | Loraine County Project | OH | Lorain | 16 | Landfill Gas | IC |  | S | X | X |  |  | 1.6 | 0.95 | 1.6 | 1.6 | 0.7 | N |  |  | OP | X | 11 | 2012 |  |  | N | IPP Non-CHP | 2 | B: X; PC: LFG |  |  |  |  | N |  | 12H | [23 empty] | N | N
55858 | EDL Inc | 56869 | Loraine County Project | OH | Lorain | 17 | Landfill Gas | IC |  | S | X | X |  |  | 1.6 | 0.95 | 1.6 | 1.6 | 0.7 | N |  |  | OP | X | 11 | 2012 |  |  | N | IPP Non-CHP | 2 | B: X; PC: LFG |  |  |  |  | N |  | 12H | [23 empty] | N | N
55858 | EDL Inc | 56869 | Loraine County Project | OH | Lorain | 18 | Landfill Gas | IC |  | S | X | X |  |  | 1.6 | 0.95 | 1.6 | 1.6 | 0.7 | N |  |  | OP | X | 11 | 2012 |  |  | N | IPP Non-CHP | 2 | B: X; PC: LFG |  |  |  |  | N |  | 12H | [23 empty] | N | N
55858 | EDL Inc | 56869 | Loraine County Project | OH | Lorain | 9 | Landfill Gas | IC |  | S | X | X |  |  | 1.6 | 0.95 | 1.6 | 1.6 | 0.7 | N |  |  | OP | X | 11 | 2012 |  |  | N | IPP Non-CHP | 2 | B: X; PC: LFG |  |  |  |  | N |  | 12H | [23 empty] | N | N
55920 | Bio-Gas Technologies LTD | 57249 | Renewable Energy Services of Ohio | OH | Erie | GEN1 | Landfill Gas | IC |  | W | X | X |  |  | 1.6 | 0.9 | 1.6 | 1.6 | 1.2 | N |  |  | OP | X | 4 | 2010 |  |  | N | IPP Non-CHP | 2 | B: X; PC: LFG |  |  |  | N | N |  | 1H | [20 empty] | N |  |  | N | N
55858 | EDL Inc | 61145 | Brown County LFGTE Power Station | OH | Brown | GM01 | Landfill Gas | IC |  | S | X | X |  |  | 1.6 | 0.95 | 1.5 | 1.5 | 1.1 | N |  |  | OP | X | 6 | 2017 |  |  | N | IPP Non-CHP | 2 | B: X; PC: LFG |  |  |  | N | N |  | 1H | [23 empty] | N | N
55858 | EDL Inc | 61145 | Brown County LFGTE Power Station | OH | Brown | GM02 | Landfill Gas | IC |  | S | X | X |  |  | 1.6 | 0.95 | 1.5 | 1.5 | 1.1 | N |  |  | OP | X | 6 | 2017 |  |  | N | IPP Non-CHP | 2 | B: X; PC: LFG |  |  |  | N | N |  | 1H | [23 empty] | N | N
55858 | EDL Inc | 61145 | Brown County LFGTE Power Station | OH | Brown | GM03 | Landfill Gas | IC |  | S | X | X |  |  | 1.6 | 0.95 | 1.5 | 1.5 | 1.1 | N |  |  | OP | X | 6 | 2017 |  |  | N | IPP Non-CHP | 2 | B: X; PC: LFG |  |  |  | N | N |  | 1H | [23 empty] | N | N
40577 | American Mun Power-Ohio, Inc | 7603 | Prospect Municipal | OH | Marion | 1 | Petroleum Liquids | IC |  | S | X | X |  |  | 1.8 | 0.8 | 1.8 | 1.8 | 1.8 | N |  |  | SB | Y | 2 | 1998 |  |  | N | Electric Utility | 1 | B: X; PC: DFO |  |  |  | N | N |  | 10M | [23 empty] | N | N | N
40577 | American Mun Power-Ohio, Inc | 7774 | Cleveland Peaking | OH | Cuyahoga | 1 | Petroleum Liquids | IC |  | S | X | X |  |  | 1.8 | 0.8 | 1.8 | 1.8 | 1.8 | N |  |  | OP | X | 7 | 2000 |  |  | N | Electric Utility | 1 | B: X; PC: DFO |  |  |  | N | N |  | 10M | [23 empty] | N | N | N
40577 | American Mun Power-Ohio, Inc | 7774 | Cleveland Peaking | OH | Cuyahoga | 2 | Petroleum Liquids | IC |  | S | X | X |  |  | 1.8 | 0.8 | 1.8 | 1.8 | 1.8 | N |  |  | OP | X | 7 | 2000 |  |  | N | Electric Utility | 1 | B: X; PC: DFO |  |  |  | N | N |  | 10M | [23 empty] | N | N | N
40577 | American Mun Power-Ohio, Inc | 7774 | Cleveland Peaking | OH | Cuyahoga | 3 | Petroleum Liquids | IC |  | S | X | X |  |  | 1.8 | 0.8 | 1.8 | 1.8 | 1.8 | N |  |  | OP | X | 7 | 2000 |  |  | N | Electric Utility | 1 | B: X; PC: DFO |  |  |  | N | N |  | 10M | [23 empty] | N | N | N
40577 | American Mun Power-Ohio, Inc | 7774 | Cleveland Peaking | OH | Cuyahoga | 4 | Petroleum Liquids | IC |  | S | X | X |  |  | 1.8 | 0.8 | 1.8 | 1.8 | 1.8 | N |  |  | OP | X | 7 | 2000 |  |  | N | Electric Utility | 1 | B: X; PC: DFO |  |  |  | N | N |  | 10M | [23 empty] | N
40577 | American Mun Power-Ohio, Inc | 7774 | Cleveland Peaking | OH | Cuyahoga | 5 | Petroleum Liquids | IC |  | S | X | X |  |  | 1.8 | 0.8 | 1.8 | 1.8 | 1.8 | N |  |  | OP | X | 7 | 2000 |  |  | N | Electric Utility | 1 | B: X; PC: DFO |  |  |  | N | N |  | 10M | [23 empty] | N
40577 | American Mun Power-Ohio, Inc | 7774 | Cleveland Peaking | OH | Cuyahoga | 6 | Petroleum Liquids | IC |  | S | X | X |  |  | 1.8 | 0.8 | 1.8 | 1.8 | 1.8 | N |  |  | OP | X | 7 | 2000 |  |  | N | Electric Utility | 1 | B: X; PC: DFO |  |  |  | N | N |  | 10M | [23 empty] | N
40577 | American Mun Power-Ohio, Inc | 7775 | Versailles Peaking | OH | Darke | 1 | Petroleum Liquids | IC |  | J | X | X |  |  | 1.8 | 0.8 | 1.8 | 1.8 | 1.8 | N |  |  | OP | X | 6 | 1999 |  |  | N | Electric Utility | 1 | B: X; PC: DFO |  |  |  | N | N |  | 10M | [23 empty] | N | N | N
40577 | American Mun Power-Ohio, Inc | 7775 | Versailles Peaking | OH | Darke | 2 | Petroleum Liquids | IC |  | J | X | X |  |  | 1.8 | 0.8 | 1.8 | 1.8 | 1.8 | N |  |  | OP | X | 6 | 1999 |  |  | N | Electric Utility | 1 | B: X; PC: DFO |  |  |  | N | N |  | 10M | [23 empty] | N | N | N
40577 | American Mun Power-Ohio, Inc | 7775 | Versailles Peaking | OH | Darke | 3 | Petroleum Liquids | IC |  | J | X | X |  |  | 1.8 | 0.8 | 1.8 | 1.8 | 1.8 | N |  |  | OP | X | 6 | 1999 |  |  | N | Electric Utility | 1 | B: X; PC: DFO |  |  |  | N | N |  | 10M | [23 empty] | N | N | N
40577 | American Mun Power-Ohio, Inc | 7776 | Napoleon Peaking | OH | Henry | 4 | Petroleum Liquids | IC |  | J | X | X |  |  | 1.8 | 0.8 | 1.8 | 1.8 | 1.8 | N |  |  | OP | X | 7 | 1999 |  |  | N | Electric Utility | 1 | B: X; PC: DFO |  |  |  | N | N |  | 10M | [23 empty] | N | N | N
40577 | American Mun Power-Ohio, Inc | 7776 | Napoleon Peaking | OH | Henry | 5 | Petroleum Liquids | IC |  | J | X | X |  |  | 1.8 | 0.8 | 1.8 | 1.8 | 1.8 | N |  |  | OP | X | 7 | 1999 |  |  | N | Electric Utility | 1 | B: X; PC: DFO |  |  |  | N | N |  | 10M | [23 empty] | N | N | N
40577 | American Mun Power-Ohio, Inc | 7776 | Napoleon Peaking | OH | Henry | 6 | Petroleum Liquids | IC |  | J | X | X |  |  | 1.8 | 0.8 | 1.8 | 1.8 | 1.8 | N |  |  | OP | X | 7 | 1999 |  |  | N | Electric Utility | 1 | B: X; PC: DFO |  |  |  | N | N |  | 10M | [23 empty] | N | N | N
40577 | American Mun Power-Ohio, Inc | 7777 | Dover Peaking | OH | Tuscarawas | 1 | Petroleum Liquids | IC |  | J | X | X |  |  | 1.8 | 0.8 | 1.8 | 1.8 | 1.8 | N |  |  | OP | X | 7 | 1999 |  |  | N | Electric Utility | 1 | B: X; PC: DFO |  |  |  | N | N |  | 10M | [23 empty] | N | N | N
40577 | American Mun Power-Ohio, Inc | 7777 | Dover Peaking | OH | Tuscarawas | 2 | Petroleum Liquids | IC |  | J | X | X |  |  | 1.8 | 0.8 | 1.8 | 1.8 | 1.8 | N |  |  | OP | X | 7 | 1999 |  |  | N | Electric Utility | 1 | B: X; PC: DFO |  |  |  | N | N |  | 10M | [23 empty] | N | N | N
40577 | American Mun Power-Ohio, Inc | 7777 | Dover Peaking | OH | Tuscarawas | 3 | Petroleum Liquids | IC |  | J | X | X |  |  | 1.8 | 0.8 | 1.8 | 1.8 | 1.8 | N |  |  | OP | X | 7 | 1999 |  |  | N | Electric Utility | 1 | B: X; PC: DFO |  |  |  | N | N |  | 10M | [23 empty] | N | N | N
40577 | American Mun Power-Ohio, Inc | 7777 | Dover Peaking | OH | Tuscarawas | 4 | Petroleum Liquids | IC |  | J | X | X |  |  | 1.8 | 0.8 | 1.8 | 1.8 | 1.8 | N |  |  | OP | X | 7 | 1999 |  |  | N | Electric Utility | 1 | B: X; PC: DFO |  |  |  | N | N |  | 10M | [23 empty] | N
40577 | American Mun Power-Ohio, Inc | 7777 | Dover Peaking | OH | Tuscarawas | 5 | Petroleum Liquids | IC |  | J | X | X |  |  | 1.8 | 0.8 | 1.8 | 1.8 | 1.8 | N |  |  | OP | X | 7 | 1999 |  |  | N | Electric Utility | 1 | B: X; PC: DFO |  |  |  | N | N |  | 10M | [23 empty] | N
40577 | American Mun Power-Ohio, Inc | 7777 | Dover Peaking | OH | Tuscarawas | 6 | Petroleum Liquids | IC |  | J | X | X |  |  | 1.8 | 0.8 | 1.8 | 1.8 | 1.8 | N |  |  | OP | X | 7 | 1999 |  |  | N | Electric Utility | 1 | B: X; PC: DFO |  |  |  | N | N |  | 10M | [23 empty] | N
40577 | American Mun Power-Ohio, Inc | 7778 | Orrville Peaking | OH | Wayne | 1 | Petroleum Liquids | IC |  | S | X | X |  |  | 1.8 | 0.8 | 1.8 | 1.8 | 1.8 | N |  |  | OP | X | 7 | 1999 |  |  | N | Electric Utility | 1 | B: X; PC: DFO |  |  |  | N | N |  | 10M | [23 empty] | N | N | N
40577 | American Mun Power-Ohio, Inc | 7778 | Orrville Peaking | OH | Wayne | 2 | Petroleum Liquids | IC |  | S | X | X |  |  | 1.8 | 0.8 | 1.8 | 1.8 | 1.8 | N |  |  | OP | X | 7 | 1999 |  |  | N | Electric Utility | 1 | B: X; PC: DFO |  |  |  | N | N |  | 10M | [23 empty] | N | N | N
40577 | American Mun Power-Ohio, Inc | 7778 | Orrville Peaking | OH | Wayne | 3 | Petroleum Liquids | IC |  | S | X | X |  |  | 1.8 | 0.8 | 1.8 | 1.8 | 1.8 | N |  |  | OP | X | 7 | 1999 |  |  | N | Electric Utility | 1 | B: X; PC: DFO |  |  |  | N | N |  | 10M | [23 empty] | N | N | N
40577 | American Mun Power-Ohio, Inc | 7779 | Bryan Peaking | OH | Williams | 1 | Petroleum Liquids | IC |  | S | X | X |  |  | 1.8 | 0.8 | 1.8 | 1.8 | 1.8 | N |  |  | OP | X | 7 | 1999 |  |  | N | Electric Utility | 1 | B: X; PC: DFO |  |  |  | N | N |  | 10M | [23 empty] | N | N | N
40577 | American Mun Power-Ohio, Inc | 7779 | Bryan Peaking | OH | Williams | 2 | Petroleum Liquids | IC |  | S | X | X |  |  | 1.8 | 0.8 | 1.8 | 1.8 | 1.8 | N |  |  | OP | X | 7 | 1999 |  |  | N | Electric Utility | 1 | B: X; PC: DFO |  |  |  | N | N |  | 10M | [23 empty] | N | N | N
40577 | American Mun Power-Ohio, Inc | 7779 | Bryan Peaking | OH | Williams | 3 | Petroleum Liquids | IC |  | S | X | X |  |  | 1.8 | 0.8 | 1.8 | 1.8 | 1.8 | N |  |  | OP | X | 7 | 1999 |  |  | N | Electric Utility | 1 | B: X; PC: DFO |  |  |  | N | N |  | 10M | [23 empty] | N | N | N
40577 | American Mun Power-Ohio, Inc | 7779 | Bryan Peaking | OH | Williams | 4 | Petroleum Liquids | IC |  | S | X | X |  |  | 1.8 | 0.8 | 1.8 | 1.8 | 1.8 | N |  |  | OP | X | 7 | 1999 |  |  | N | Electric Utility | 1 | B: X; PC: DFO |  |  |  | N | N |  | 10M | [23 empty] | N
40577 | American Mun Power-Ohio, Inc | 7779 | Bryan Peaking | OH | Williams | 5 | Petroleum Liquids | IC |  | S | X | X |  |  | 1.8 | 0.8 | 1.8 | 1.8 | 1.8 | N |  |  | OP | X | 7 | 1999 |  |  | N | Electric Utility | 1 | B: X; PC: DFO |  |  |  | N | N |  | 10M | [23 empty] | N
40577 | American Mun Power-Ohio, Inc | 7779 | Bryan Peaking | OH | Williams | 6 | Petroleum Liquids | IC |  | S | X | X |  |  | 1.8 | 0.8 | 1.8 | 1.8 | 1.8 | N |  |  | OP | X | 7 | 1999 |  |  | N | Electric Utility | 1 | B: X; PC: DFO |  |  |  | N | N |  | 10M | [23 empty] | N
40577 | American Mun Power-Ohio, Inc | 7780 | Jackson Cntr Peaking | OH | Shelby | 1 | Petroleum Liquids | IC |  | J | X | X |  |  | 1.8 | 0.8 | 1.8 | 1.8 | 1.8 | N |  |  | OP | X | 6 | 1999 |  |  | N | Electric Utility | 1 | B: X; PC: DFO |  |  |  | N | N |  | 10M | [23 empty] | N | N | N
40577 | American Mun Power-Ohio, Inc | 7781 | Arcanum Peaking | OH | Darke | 1 | Petroleum Liquids | IC |  | S | X | X |  |  | 1.8 | 0.8 | 1.8 | 1.8 | 1.8 | N |  |  | OP | X | 6 | 1999 |  |  | N | Electric Utility | 1 | B: X; PC: DFO |  |  |  | N | N |  | 10M | [23 empty] | N | N | N
40577 | American Mun Power-Ohio, Inc | 7791 | Montpelier | OH | Williams | 1 | Petroleum Liquids | IC |  | J | X | X |  |  | 1.8 | 0.8 | 1.8 | 1.8 | 1.8 | N |  |  | OP | X | 7 | 2000 |  |  | N | Electric Utility | 1 | B: X; PC: DFO |  |  |  | N | N |  | 10M | [23 empty] | N | N | N
40577 | American Mun Power-Ohio, Inc | 7791 | Montpelier | OH | Williams | 2 | Petroleum Liquids | IC |  | J | X | X |  |  | 1.8 | 0.8 | 1.8 | 1.8 | 1.8 | N |  |  | OP | X | 7 | 2000 |  |  | N | Electric Utility | 1 | B: X; PC: DFO |  |  |  | N | N |  | 10M | [23 empty] | N | N | N
40577 | American Mun Power-Ohio, Inc | 7791 | Montpelier | OH | Williams | 3 | Petroleum Liquids | IC |  | J | X | X |  |  | 1.8 | 0.8 | 1.8 | 1.8 | 1.8 | N |  |  | OP | X | 7 | 2000 |  |  | N | Electric Utility | 1 | B: X; PC: DFO |  |  |  | N | N |  | 10M | [23 empty] | N | N | N
40577 | American Mun Power-Ohio, Inc | 7791 | Montpelier | OH | Williams | 4 | Petroleum Liquids | IC |  | J | X | X |  |  | 1.8 | 0.8 | 1.8 | 1.8 | 1.8 | N |  |  | OP | X | 7 | 2000 |  |  | N | Electric Utility | 1 | B: X; PC: DFO |  |  |  | N | N |  | 10M | [23 empty] | N
40577 | American Mun Power-Ohio, Inc | 7791 | Montpelier | OH | Williams | 5 | Petroleum Liquids | IC |  | J | X | X |  |  | 1.8 | 0.8 | 1.8 | 1.8 | 1.8 | N |  |  | OP | X | 7 | 2000 |  |  | N | Electric Utility | 1 | B: X; PC: DFO |  |  |  | N | N |  | 10M | [23 empty] | N
40577 | American Mun Power-Ohio, Inc | 7791 | Montpelier | OH | Williams | 6 | Petroleum Liquids | IC |  | J | X | X |  |  | 1.8 | 0.8 | 1.8 | 1.8 | 1.8 | N |  |  | OP | X | 7 | 2000 |  |  | N | Electric Utility | 1 | B: X; PC: DFO |  |  |  | N | N |  | 10M | [23 empty] | N
40577 | American Mun Power-Ohio, Inc | 7827 | Shelby North | OH | Richland | 1 | Petroleum Liquids | IC |  | S | X | X |  |  | 1.8 | 0.8 | 1.8 | 1.8 | 1.8 | N |  |  | OP | X | 6 | 2000 |  |  | N | Electric Utility | 1 | B: X; PC: DFO |  |  |  | N | N |  | 10M | [23 empty] | N | N | N
17043 | City of Shelby - (OH) | 7828 | Shelby South | OH | Richland | 1 | Petroleum Liquids | IC |  | S | X | X | AEP | AEP | 1.8 | 0.8 | 1.8 | 1.8 | 0.2 | N |  |  | OP | X | 6 | 2000 |  |  | N | Electric Utility | 1 | B: X; PC: DFO |  |  |  | N | N |  | 10M | [23 empty] | N | N | N
40577 | American Mun Power-Ohio, Inc | 7874 | Edgerton | OH | Williams | 1 | Petroleum Liquids | IC |  | J | X | X |  |  | 1.8 | 0.8 | 1.8 | 1.8 | 1.8 | N |  |  | OP | X | 8 | 2000 |  |  | N | Electric Utility | 1 | B: X; PC: DFO |  |  |  | N | N |  | 10M | [23 empty] | N | N
40577 | American Mun Power-Ohio, Inc | 7874 | Edgerton | OH | Williams | 2 | Petroleum Liquids | IC |  | J | X | X |  |  | 1.8 | 0.8 | 1.8 | 1.8 | 1.8 | N |  |  | OP | X | 8 | 2000 |  |  | N | Electric Utility | 1 | B: X; PC: DFO |  |  |  | N | N |  | 10M | [23 empty] | N | N
40577 | American Mun Power-Ohio, Inc | 7918 | Galion | OH | Crawford | 1 | Petroleum Liquids | IC |  | J | X | X |  |  | 1.8 | 0.8 | 1.8 | 1.8 | 1.8 | N |  |  | OP | X | 7 | 2001 |  |  | N | Electric Utility | 1 | B: X; PC: DFO |  |  |  | N | N |  | 10M | [23 empty] | N | N | N
40577 | American Mun Power-Ohio, Inc | 7918 | Galion | OH | Crawford | 2 | Petroleum Liquids | IC |  | J | X | X |  |  | 1.8 | 0.8 | 1.8 | 1.8 | 1.8 | N |  |  | OP | X | 7 | 2001 |  |  | N | Electric Utility | 1 | B: X; PC: DFO |  |  |  | N | N |  | 10M | [23 empty] | N | N | N
40577 | American Mun Power-Ohio, Inc | 7918 | Galion | OH | Crawford | 3 | Petroleum Liquids | IC |  | J | X | X |  |  | 1.8 | 0.8 | 1.8 | 1.8 | 1.8 | N |  |  | OP | X | 7 | 2001 |  |  | N | Electric Utility | 1 | B: X; PC: DFO |  |  |  | N | N |  | 10M | [23 empty] | N | N | N
40577 | American Mun Power-Ohio, Inc | 7919 | Seville | OH | Medina | 1 | Petroleum Liquids | IC |  | J | X | X |  |  | 1.8 | 0.8 | 1.8 | 1.8 | 1.8 | N |  |  | OP | X | 6 | 2001 |  |  | N | Electric Utility | 1 | B: X; PC: DFO |  |  |  | N | N |  | 10M | [23 empty] | N | N | N
40577 | American Mun Power-Ohio, Inc | 7919 | Seville | OH | Medina | 2 | Petroleum Liquids | IC |  | J | X | X |  |  | 1.8 | 0.8 | 1.8 | 1.8 | 1.8 | N |  |  | OP | X | 6 | 2001 |  |  | N | Electric Utility | 1 | B: X; PC: DFO |  |  |  | N | N |  | 10M | [23 empty] | N | N | N
40577 | American Mun Power-Ohio, Inc | 7919 | Seville | OH | Medina | 3 | Petroleum Liquids | IC |  | J | X | X |  |  | 1.8 | 0.8 | 1.8 | 1.8 | 1.8 | N |  |  | OP | X | 6 | 2001 |  |  | N | Electric Utility | 1 | B: X; PC: DFO |  |  |  | N | N |  | 10M | [23 empty] | N | N | N
4683 | City of Cuyahoga Falls - (OH) | 62658 | Cuyahoga Falls 1 | OH | Summit | CF2-1 | Petroleum Liquids | IC |  | S | X | X |  |  | 1.8 | 0.8 | 1.8 | 1.8 | 0.1 | N |  |  | OP | X | 6 | 2020 |  |  | N | Electric Utility | 1 | B: X; PC: DFO |  |  |  | N | N |  | 10M | [20 empty] | N |  |  | N | N | N
4683 | City of Cuyahoga Falls - (OH) | 62658 | Cuyahoga Falls 1 | OH | Summit | CF2-2 | Petroleum Liquids | IC |  | S | X | X |  |  | 1.8 | 0.8 | 1.8 | 1.8 | 0.1 | N |  |  | OP | X | 6 | 2020 |  |  | N | Electric Utility | 1 | B: X; PC: DFO |  |  |  |  | N |  | 10M | [20 empty] | N |  |  | N | N | N
4683 | City of Cuyahoga Falls - (OH) | 62658 | Cuyahoga Falls 1 | OH | Summit | CF2-3 | Petroleum Liquids | IC |  | S | X | X |  |  | 1.8 | 0.8 | 1.8 | 1.8 | 0.1 | N |  |  | OP | X | 6 | 2020 |  |  | N | Electric Utility | 1 | B: X; PC: DFO |  |  |  |  | N |  | 10M | [20 empty] | N |  |  | N | N | N
17043 | City of Shelby - (OH) | 63457 | Progress Drive Generation Station | OH | Richland | PSG1 | Petroleum Liquids | IC |  | S | X | X | AEP | AEP | 1.8 | 0.8 | 1.8 | 1.8 | 0.2 | N |  |  | OP | X | 7 | 2016 |  |  | N | Electric Utility | 1 | B: X; PC: DFO |  |  |  |  | N |  | 10M | [23 empty] | N
17043 | City of Shelby - (OH) | 63457 | Progress Drive Generation Station | OH | Richland | PSG2 | Petroleum Liquids | IC |  | S | X | X |  |  | 1.8 | 0.8 | 1.8 | 1.8 | 0.2 | N |  |  | OP | X | 6 | 2019 |  |  | N | Electric Utility | 1 | B: X; PC: DFO |  |  |  |  | N |  | 10M | [23 empty] | N
57281 | University of Cincinnati | 57908 | Central Utility Plant Cincinnati | OH | Hamilton | P005 | Petroleum Liquids | IC |  | S | X | X |  |  | 1.9 | 0.8 | 1.9 | 1.9 | 0.2 | N |  |  | OP | X | 6 | 2004 |  |  | N | Commercial CHP | 5 | B: X; PC: DFO; NG: DFO |  |  |  | N | N |  | 10M |  |  |  |  | N | [18 empty] | N | N | N
14381 | City of Painesville | 2936 | Painesville | OH | Lake | WPCP1 | Petroleum Liquids | IC |  | S | X | X | Painesville | Painesville | 2 | 0.8 | 1.8 | 1.8 | 1.4 | N |  |  | OP | X | 2 | 2010 |  |  | N | Electric Utility | 1 | B: X; PC: DFO |  |  |  | N | N |  | 10M | [23 empty] | N |  | N
58835 | Akron Energy Systems LLC | 54265 | Akron Recycle Energy Plant | OH | Summit | 1 | Natural Gas Steam Turbine | ST |  | W | X | X |  |  | 2 | 0.8 | 2 | 2 | 0.5 | N |  |  | OS | X | 6 | 1979 |  |  | Y | Commercial CHP | 5 | T | NG | WDS | TDF | WO |  |  | NG |  |  |  | N | N |  | OVER |  |  |  |  | N | [18 empty] | Y | Y | Y
58835 | Akron Energy Systems LLC | 54265 | Akron Recycle Energy Plant | OH | Summit | 2 | Natural Gas Steam Turbine | ST |  | W | X | X |  |  | 2 | 0.8 | 2 | 2 | 0.5 | N |  |  | OS | X | 6 | 1979 |  |  | Y | Commercial CHP | 5 | T | NG | WDS | TDF | WO |  |  | NG |  |  |  | N | N |  | OVER |  |  |  |  | N | [18 empty] | Y | Y | Y
7100 | Village of Genoa - (OH) | 56181 | Genoa Diesel Generating Station | OH | Ottawa | 1 | Petroleum Liquids | IC |  | S | X | X |  |  | 2 | 0.8 | 2 | 2 | 2 | N |  |  | OP | X | 12 | 2004 |  |  | N | Electric Utility | 1 | B: X; PC: DFO |  |  |  | N | N |  | 10M | [23 empty] | N
7100 | Village of Genoa - (OH) | 56181 | Genoa Diesel Generating Station | OH | Ottawa | 2 | Petroleum Liquids | IC |  | S | X | X |  |  | 2 | 0.8 | 2 | 2 | 2 | N |  |  | OP | X | 12 | 2004 |  |  | N | Electric Utility | 1 | B: X; PC: DFO |  |  |  | N | N |  | 10M | [23 empty] | N
7100 | Village of Genoa - (OH) | 56181 | Genoa Diesel Generating Station | OH | Ottawa | 3 | Petroleum Liquids | IC |  | S | X | X |  |  | 2 | 0.8 | 2 | 2 | 2 | N |  |  | OP | X | 12 | 2004 |  |  | N | Electric Utility | 1 | B: X; PC: DFO |  |  |  | N | N |  | 10M | [23 empty] | N
4065 | City of Columbus - (OH) | 56421 | PS ST-8 Engine No 1 | OH | Franklin | 0005 | Petroleum Liquids | IC |  | S | X | X |  |  | 2 | 0.8 | 1.8 | 1.8 | 0.1 | N |  |  | SB | Y | 1 | 2008 |  |  | N | Electric Utility | 1 | B: X; PC: DFO |  |  |  | N | N |  | 10M | [23 empty] | N
4065 | City of Columbus - (OH) | 56423 | Dodge Park Engine No 1 | OH | Franklin | 0007 | Petroleum Liquids | IC |  | S | X | X |  |  | 2 | 0.8 | 1.8 | 1.8 | 0.1 | N |  |  | SB | Y | 1 | 2008 |  |  | N | Electric Utility | 1 | B: X; PC: DFO |  |  |  | N | N |  | 10M | [23 empty] | N
57281 | University of Cincinnati | 57929 | East Campus Utility Plant | OH | Hamilton | P007 | Petroleum Liquids | IC |  | S | X | X |  |  | 2 | 0.8 | 1.7 | 1.7 | 0.2 | N |  |  | OP | X | 7 | 2006 |  |  | N | Commercial Non-CHP | 4 | B: X; PC: DFO |  |  |  | N | N |  | 10M | [23 empty] | N | N | N
58240 | COT/Division of Water Reclamation | 58269 | Bay View Backup Power Facility | OH | Lucas | G1 | Petroleum Liquids | IC |  | S | X | X |  |  | 2 | 0.8 | 2 | 2 | 0.8 | N |  |  | SB | Y | 1 | 2007 |  |  | N | Electric Utility | 1 | B: X; PC: DFO |  |  |  | N | N |  | 10M | [23 empty] | N | N | N
58240 | COT/Division of Water Reclamation | 58269 | Bay View Backup Power Facility | OH | Lucas | G2 | Natural Gas Internal Combustion Engine | IC |  | S | X | X |  |  | 2 | 0.8 | 2 | 2 | 0.8 | N |  |  | SB | Y | 1 | 2007 |  |  | N | Electric Utility | 1 | [11 empty] | N | N |  | 10M | [23 empty] | N | N | N | bar: B to PC
58240 | COT/Division of Water Reclamation | 58269 | Bay View Backup Power Facility | OH | Lucas | G3 | Natural Gas Internal Combustion Engine | IC |  | S | X | X |  |  | 2 | 0.8 | 2 | 2 | 0.8 | N |  |  | SB | Y | 1 | 2007 |  |  | N | Electric Utility | 1 | [11 empty] | N | N |  | 10M | [23 empty] | N | N | N | bar: B to PC
58240 | COT/Division of Water Reclamation | 58269 | Bay View Backup Power Facility | OH | Lucas | G4 | Natural Gas Internal Combustion Engine | IC |  | S | X | X |  |  | 2 | 0.8 | 2 | 2 | 0.8 | N |  |  | SB | Y | 1 | 2007 |  |  | N | Electric Utility | 1 | [11 empty] | N | N |  | 10M | [23 empty] | N | N | N | bar: B to PC
58240 | COT/Division of Water Reclamation | 58269 | Bay View Backup Power Facility | OH | Lucas | G5 | Natural Gas Internal Combustion Engine | IC |  | S | X | X |  |  | 2 | 0.8 | 2 | 2 | 0.8 | N |  |  | SB | Y | 1 | 2007 |  |  | N | Electric Utility | 1 | B: X; PC: NG; NG: OBG |  |  |  | N | N |  | 10M | [23 empty] | Y | N | N
58240 | COT/Division of Water Reclamation | 58269 | Bay View Backup Power Facility | OH | Lucas | G6 | Natural Gas Internal Combustion Engine | IC |  | S | X | X |  |  | 2 | 0.8 | 2 | 2 | 0.8 | N |  |  | SB | Y | 1 | 2007 |  |  | N | Electric Utility | 1 | B: X; PC: NG; NG: OBG |  |  |  | N | N |  | 10M | [23 empty] | Y | N | N
13949 | City of Oberlin - (OH) | 2933 | Oberlin (OH) | OH | Lorain | IC4 | Natural Gas Internal Combustion Engine | IC |  | S | X | X |  |  | 2.1 | 0.8 | 2.1 | 2.1 | 1.6 | N |  |  | OP | X | 6 | 1996 |  |  | N | Electric Utility | 1 | [11 empty] | N | N |  | 1H | [23 empty] | N |  | N | bar: B to PC
20977 | City of Woodsfield - (OH) | 2945 | Anadarko | OH | Monroe | 9 | Petroleum Liquids | IC |  | S | X | X |  |  | 2.1 | 0.8 | 2.1 | 2.1 | 2 | N |  |  | SB | N | 1 | 1971 |  |  | N | Electric Utility | 1 | B: X; PC: DFO; NG: NG | [6 empty] | 1H | [23 empty] | N |  | N
64226 | Energy Harbor Generation LLC | 2866 | W H Sammis | OH | Jefferson | A1 | Petroleum Liquids | IC |  | S | X | X | SAMMISFE138KV SL91 | SAMMISFE138KV SL91 | 2.5 | 1 | 3 | 3 | 2 | N |  |  | OP | X | 3 | 1972 |  |  | N | IPP Non-CHP | 2 | B: X; PC: DFO |  |  |  | N | N |  | 10M | [23 empty] | N
64226 | Energy Harbor Generation LLC | 2866 | W H Sammis | OH | Jefferson | B1 | Petroleum Liquids | IC |  | S | X | X | SAMMISFE138KV SL91 | SAMMISFE138KV SL91 | 2.5 | 1 | 3 | 3 | 2 | N |  |  | OP | X | 3 | 1972 |  |  | N | IPP Non-CHP | 2 | B: X; PC: DFO |  |  |  | N | N |  | 10M | [23 empty] | N
64226 | Energy Harbor Generation LLC | 2866 | W H Sammis | OH | Jefferson | B2 | Petroleum Liquids | IC |  | S | X | X | SAMMISFE138KV SL91 | SAMMISFE138KV SL91 | 2.5 | 1 | 3 | 3 | 2 | N |  |  | OP | X | 3 | 1972 |  |  | N | IPP Non-CHP | 2 | B: X; PC: DFO |  |  |  | N | N |  | 10M | [23 empty] | N
64226 | Energy Harbor Generation LLC | 2866 | W H Sammis | OH | Jefferson | B3 | Petroleum Liquids | IC |  | S | X | X | SAMMISFE138KV SL91 | SAMMISFE138KV SL91 | 2.5 | 1 | 2 | 2 | 2 | N |  |  | OP | X | 3 | 1972 |  |  | N | IPP Non-CHP | 2 | B: X; PC: DFO |  |  |  | N | N |  | 10M | [23 empty] | N
64226 | Energy Harbor Generation LLC | 2866 | W H Sammis | OH | Jefferson | B4 | Petroleum Liquids | IC |  | S | X | X | SAMMISFE138KV SL91 | SAMMISFE138KV SL91 | 2.5 | 1 | 2 | 2 | 2 | N |  |  | OP | X | 3 | 1972 |  |  | N | IPP Non-CHP | 2 | B: X; PC: DFO |  |  |  | N | N |  | 10M | [23 empty] | N
2439 | City of Bryan - (OH) | 2903 | Bryan (OH) | OH | Williams | 5 | Petroleum Liquids | IC |  | S | X | X | PJM AEP Dayton | PJM AEP Dayton | 2.5 | 0.8 | 2.5 | 2.5 | 0.5 | N |  |  | OP | X | 5 | 1948 |  |  | N | Electric Utility | 1 | B: X; PC: DFO; NG: DFO |  |  |  | N | N |  | 10M |  |  |  | N | [16 empty] | N |  |  | N |  | N
13949 | City of Oberlin - (OH) | 2933 | Oberlin (OH) | OH | Lorain | 6 | Natural Gas Internal Combustion Engine | IC |  | S | X | X |  |  | 2.5 | 0.8 | 2.5 | 2.5 | 1.9 | N |  |  | OP | X | 1 | 1958 |  |  | N | Electric Utility | 1 | B: X; PC: NG; NG: DFO |  |  |  | N | N |  | 1H | [23 empty] | Y | N | Y
12986 | Morton Salt Inc | 54335 | Morton Salt Rittman | OH | Wayne | GEN2 | Natural Gas Steam Turbine | ST |  | S | X | X |  |  | 2.5 | 0.8 | 2.5 | 2.5 | 0.5 | N |  |  | OP | X | 2 | 2015 |  |  | Y | Industrial CHP | 7 | [11 empty] | N | N |  | 12H |  |  |  |  | N | [18 empty] | N | N | N | bar: B to PC; NG
5336 | City of Dover - (OH) | 2914 | Dover | OH | Tuscarawas | 5 | Petroleum Liquids | IC |  | S | X | X |  |  | 2.6 | 0.85 | 2.4 | 2.4 | 1.2 | N |  |  | OP | X | 6 | 1966 |  |  | N | Electric Utility | 1 | B: X; PC: DFO |  |  |  | N | N |  | 1H |  |  |  | N | [19 empty] | N | N | N
61919 | Kimura Power LLC | 2847 | Tait Electric Generating Station | OH | Montgomery | IC1 | Petroleum Liquids | IC |  | S | X | X | 1107290033 | 1107290033 | 2.7 | 0.8 | 3 | 3 | 2.5 | N |  |  | OP | X | 5 | 1967 |  |  | N | IPP Non-CHP | 2 | B: X; PC: DFO |  |  |  | N | N |  | 10M | [23 empty] | N | N | N
61919 | Kimura Power LLC | 2847 | Tait Electric Generating Station | OH | Montgomery | IC2 | Petroleum Liquids | IC |  | S | X | X | 1107290033 | 1107290033 | 2.7 | 0.8 | 3 | 3 | 2.5 | N |  |  | OP | X | 5 | 1967 |  |  | N | IPP Non-CHP | 2 | B: X; PC: DFO |  |  |  | N | N |  | 10M | [23 empty] | N | N | N
61919 | Kimura Power LLC | 2847 | Tait Electric Generating Station | OH | Montgomery | IC3 | Petroleum Liquids | IC |  | S | X | X | 1107290033 | 1107290033 | 2.7 | 0.8 | 3 | 3 | 2.5 | N |  |  | OP | X | 5 | 1967 |  |  | N | IPP Non-CHP | 2 | B: X; PC: DFO |  |  |  | N | N |  | 10M | [23 empty] | N | N | N
61919 | Kimura Power LLC | 2847 | Tait Electric Generating Station | OH | Montgomery | IC4 | Petroleum Liquids | IC |  | S | X | X | 1107290033 | 1107290033 | 2.7 | 0.8 | 3 | 3 | 2.5 | N |  |  | OP | X | 5 | 1967 |  |  | N | IPP Non-CHP | 2 | B: X; PC: DFO |  |  |  | N | N |  | 10M | [23 empty] | N | N | N
61919 | Kimura Power LLC | 2851 | Monument | OH | Montgomery | 1 | Petroleum Liquids | IC |  | S | X | X | 32418667 | 32418667 | 2.7 | 0.8 | 2.4 | 2.4 | 2.4 | N |  |  | OP | X | 6 | 1968 |  |  | N | IPP Non-CHP | 2 | B: X; PC: DFO |  |  |  | N | N |  | 10M | [23 empty] | N | N | N
61919 | Kimura Power LLC | 2851 | Monument | OH | Montgomery | 2 | Petroleum Liquids | IC |  | S | X | X | 32418667 | 32418667 | 2.7 | 0.8 | 2.4 | 2.4 | 2.4 | N |  |  | OP | X | 6 | 1968 |  |  | N | IPP Non-CHP | 2 | B: X; PC: DFO |  |  |  | N | N |  | 10M | [23 empty] | N | N | N
61919 | Kimura Power LLC | 2851 | Monument | OH | Montgomery | 3 | Petroleum Liquids | IC |  | S | X | X | 32418667 | 32418667 | 2.7 | 0.8 | 2.4 | 2.4 | 2.4 | N |  |  | OP | X | 6 | 1968 |  |  | N | IPP Non-CHP | 2 | B: X; PC: DFO |  |  |  | N | N |  | 10M | [23 empty] | N | N | N
61919 | Kimura Power LLC | 2851 | Monument | OH | Montgomery | 4 | Petroleum Liquids | IC |  | S | X | X | 32418667 | 32418667 | 2.7 | 0.8 | 2.4 | 2.4 | 2.4 | N |  |  | OP | X | 6 | 1968 |  |  | N | IPP Non-CHP | 2 | B: X; PC: DFO |  |  |  | N | N |  | 10M | [23 empty] | N | N | N
61919 | Kimura Power LLC | 2851 | Monument | OH | Montgomery | 5 | Petroleum Liquids | IC |  | S | X | X | 32418667 | 32418667 | 2.7 | 0.8 | 2.4 | 2.4 | 2.4 | N |  |  | OP | X | 6 | 1968 |  |  | N | IPP Non-CHP | 2 | B: X; PC: DFO |  |  |  | N | N |  | 10M | [23 empty] | N | N | N
61919 | Kimura Power LLC | 2852 | Sidney (OH) | OH | Shelby | 1 | Petroleum Liquids | IC |  | S | X | X | 32418669 | 32418669 | 2.7 | 0.8 | 2.7 | 2.7 | 2.4 | N |  |  | OP | X | 7 | 1968 |  |  | N | IPP Non-CHP | 2 | B: X; PC: DFO |  |  |  | N | N |  | 10M | [23 empty] | N | N | N
61919 | Kimura Power LLC | 2852 | Sidney (OH) | OH | Shelby | 2 | Petroleum Liquids | IC |  | S | X | X | 32418669 | 32418669 | 2.7 | 0.8 | 2.7 | 2.7 | 2.4 | N |  |  | OP | X | 7 | 1968 |  |  | N | IPP Non-CHP | 2 | B: X; PC: DFO |  |  |  | N | N |  | 10M | [23 empty] | N | N | N
61919 | Kimura Power LLC | 2852 | Sidney (OH) | OH | Shelby | 3 | Petroleum Liquids | IC |  | S | X | X | 32418669 | 32418669 | 2.7 | 0.8 | 2.7 | 2.7 | 2.4 | N |  |  | OP | X | 7 | 1968 |  |  | N | IPP Non-CHP | 2 | B: X; PC: DFO |  |  |  | N | N |  | 10M | [23 empty] | N | N | N
61919 | Kimura Power LLC | 2852 | Sidney (OH) | OH | Shelby | 4 | Petroleum Liquids | IC |  | S | X | X | 32418669 | 32418669 | 2.7 | 0.8 | 2.7 | 2.7 | 2.4 | N |  |  | OP | X | 7 | 1968 |  |  | N | IPP Non-CHP | 2 | B: X; PC: DFO |  |  |  | N | N |  | 10M | [23 empty] | N | N | N
61919 | Kimura Power LLC | 2852 | Sidney (OH) | OH | Shelby | 5 | Petroleum Liquids | IC |  | S | X | X | 32418669 | 32418669 | 2.7 | 0.8 | 2.7 | 2.7 | 2.4 | N |  |  | OP | X | 7 | 1968 |  |  | N | IPP Non-CHP | 2 | B: X; PC: DFO |  |  |  | N | N |  | 10M | [23 empty] | N | N | N
13949 | City of Oberlin - (OH) | 2933 | Oberlin (OH) | OH | Lorain | 7 | Natural Gas Internal Combustion Engine | IC |  | S | X | X |  |  | 2.7 | 0.8 | 2.7 | 2.7 | 2.2 | N |  |  | OP | X | 1 | 1961 |  |  | N | Electric Utility | 1 | B: X; PC: NG; NG: DFO |  |  |  | N | N |  | 1H | [23 empty] | Y | N | Y
13949 | City of Oberlin - (OH) | 2933 | Oberlin (OH) | OH | Lorain | 8 | Natural Gas Internal Combustion Engine | IC |  | S | X | X |  |  | 3 | 0.8 | 3 | 3 | 2.3 | N |  |  | OP | X | 1 | 1966 |  |  | N | Electric Utility | 1 | B: X; PC: NG; NG: DFO |  |  |  | N | N |  | 1H | [23 empty] | Y | N | Y
56616 | Cleveland ? Cliffs Warren | 54207 | ArcelorMittal Warren | OH | Trumbull | GEN1 | Other Gases | ST |  | S | X | X |  |  | 3 | 0.8 | 2.8 | 2.8 | 1 | N |  |  | OP | X | 10 | 1934 |  |  | Y | Industrial CHP | 7 | B: T; PC: OG; NG: NG; NG: OG |  |  |  | N | N |  | 12H | [23 empty] | Y | N | N
13949 | City of Oberlin - (OH) | 2933 | Oberlin (OH) | OH | Lorain | 2A | Natural Gas Internal Combustion Engine | IC |  | S | X | X |  |  | 3.1 | 0.8 | 3.1 | 3.1 | 2.4 | N |  |  | OP | X | 6 | 2001 |  |  | N | Electric Utility | 1 | B: X; PC: NG; NG: DFO |  |  |  | N | N |  | 1H | [23 empty] | Y | N | Y
13949 | City of Oberlin - (OH) | 2933 | Oberlin (OH) | OH | Lorain | 3A | Natural Gas Internal Combustion Engine | IC |  | S | X | X |  |  | 3.1 | 0.8 | 3.1 | 3.1 | 2.4 | N |  |  | OP | X | 6 | 2001 |  |  | N | Electric Utility | 1 | B: X; PC: NG; NG: DFO |  |  |  | N | N |  | 1H | [23 empty] | Y | N | Y
63588 | Fostoria Ethanol | 63920 | POET Biorefining - Fostoria | OH | Seneca | 1 | Natural Gas Steam Turbine | ST |  | S | X | X |  |  | 3.5 | 0.9 | 3.5 | 3.5 | 0.5 | N |  |  | OP | X | 10 | 2017 |  |  | Y | Industrial CHP | 7 | [11 empty] | N | N |  | 12H | [23 empty] | N | bar: B to PC; NG
63594 | POET Biorefining - Leipsic, LLC | 63927 | POET Biorefining - Leipsic, LLC | OH | Putnam | 1 | Natural Gas Steam Turbine | ST |  | S | X | X |  |  | 3.5 | 0.9 | 3.5 | 3.5 | 0.5 | N |  |  | OP | X | 7 | 2017 |  |  | Y | Industrial CHP | 7 | [11 empty] | N | N |  | 12H | [23 empty] | N | bar: B to PC; NG
16694 | Sauder Woodworking Co | 54974 | Sauder Power Plant | OH | Fulton | UNT1 | Wood/Wood Waste Biomass | ST |  | S | X | X |  |  | 3.6 | 0.85 | 3.6 | 3.6 | 0.5 | N |  |  | OP | X | 10 | 1993 |  |  | Y | IPP CHP | 3 | B: T; PC: WDS; NG: NG |  |  |  | N | N |  | 12H | [23 empty] | N |  | N
16694 | Sauder Woodworking Co | 54974 | Sauder Power Plant | OH | Fulton | UNT2 | Wood/Wood Waste Biomass | ST |  | S | X | X |  |  | 3.6 | 0.85 | 3.6 | 3.6 | 0.5 | N |  |  | OP | X | 10 | 1993 |  |  | Y | IPP CHP | 3 | B: T; PC: WDS; NG: NG |  |  |  | N | N |  | 12H | [23 empty] | N |  | N
63510 | POET Biorefining - Marion, LLC | 63829 | POET Biorefining - Marion, LLC | OH | Marion | 1 | Natural Gas Steam Turbine | ST |  | S | X | X |  |  | 3.9 | 0.9 | 3.9 | 3.9 | 0.5 | N |  |  | OP | X | 8 | 2017 |  |  | Y | Industrial CHP | 7 | [11 empty] | N | N |  | 12H | [23 empty] | N | bar: B to PC; NG
63510 | POET Biorefining - Marion, LLC | 63829 | POET Biorefining - Marion, LLC | OH | Marion | 2 | Natural Gas Steam Turbine | ST |  | S | X | X |  |  | 3.9 | 0.9 | 3.9 | 3.9 | 0.5 | N |  |  | OP | X | 8 | 2017 |  |  | Y | Industrial CHP | 7 | [11 empty] | N | N |  | 12H | [23 empty] | N | bar: B to PC; NG
58115 | DTE Ashtabula, LLC | 55990 | Ashtabula | OH | Ashtabula | 1 | Natural Gas Fired Combined Cycle | CT | G1 | S | X | N |  |  | 4.9 | 0.8 | 4.4 | 5.4 | 1.6 | N |  |  | OP | X | 2 | 2001 |  |  | Y | IPP CHP | 3 | [11 empty] | N | N |  | 12H | [23 empty] | N | N | N | bar: B to PC
58115 | DTE Ashtabula, LLC | 55990 | Ashtabula | OH | Ashtabula | 2 | Natural Gas Fired Combined Cycle | CT | G1 | S | X | N |  |  | 4.9 | 0.8 | 4.4 | 5.4 | 1.6 | N |  |  | OP | X | 2 | 2001 |  |  | Y | IPP CHP | 3 | [11 empty] | N | N |  | 12H | [23 empty] | N | N | N | bar: B to PC
58115 | DTE Ashtabula, LLC | 55990 | Ashtabula | OH | Ashtabula | 3 | Natural Gas Fired Combined Cycle | CT | G1 | S | X | N |  |  | 4.9 | 0.8 | 4.4 | 5.4 | 1.6 | N |  |  | OP | X | 2 | 2001 |  |  | Y | IPP CHP | 3 | [11 empty] | N | N |  | 12H | [23 empty] | N | N | N | bar: B to PC
58115 | DTE Ashtabula, LLC | 55990 | Ashtabula | OH | Ashtabula | 4 | Natural Gas Fired Combined Cycle | CT | G1 | S | X | N |  |  | 4.9 | 0.8 | 4.4 | 5.4 | 1.6 | N |  |  | OP | X | 2 | 2001 |  |  | Y | IPP CHP | 3 | [11 empty] | N | N |  | 12H | [23 empty] | N | N | N | bar: B to PC
58115 | DTE Ashtabula, LLC | 55990 | Ashtabula | OH | Ashtabula | 5 | Natural Gas Fired Combined Cycle | CT | G1 | S | X | N |  |  | 4.9 | 0.8 | 4.4 | 5.4 | 1.6 | N |  |  | OP | X | 2 | 2001 |  |  | Y | IPP CHP | 3 | [11 empty] | N | N |  | 12H | [23 empty] | N | N | N | bar: B to PC
2439 | City of Bryan - (OH) | 2903 | Bryan (OH) | OH | Williams | 6 | Natural Gas Fired Combustion Turbine | GT |  | S | X | X | PJM AEP Dayton | PJM AEP Dayton | 5 | 0.8 | 4 | 6 | 1 | N |  |  | OP | X | 7 | 1963 |  |  | N | Electric Utility | 1 | B: X; PC: NG; NG: DFO; NG: NG |  |  |  | N | N |  | 1H | [20 empty] | N |  |  | Y |  | Y
14194 | City of Orrville - (OH) | 2935 | Orrville | OH | Wayne | 7 | Conventional Steam Coal | ST |  | S | X | X |  |  | 5 | 0.85 | 5 | 5 | 1 | N |  |  | OS | X | 1 | 1949 |  |  | N | Electric Utility | 1 | B: X; PC: BIT; NG: WDS |  |  |  | N | N |  | 12H |  |  | Y |  | Y | [18 empty] | N | N | N
58240 | COT/Division of Water Reclamation | 58263 | Bay View Cogeneration Facility | OH | Lucas | GTG | Landfill Gas | GT |  | S | X | X |  |  | 5.5 | 0.85 | 4.4 | 5 | 0.5 | N |  |  | OS | X | 1 | 2010 |  |  | Y | Electric Utility | 1 | T | LFG | OBG | NG |  |  |  | LFG |  |  |  | N | N |  | 1H | [23 empty] | Y | Y | N
58097 | Kent State University | 58140 | Summit Street Power Plant | OH | Portage | GT-1 | Natural Gas Fired Combustion Turbine | GT |  | S | X | X |  |  | 5.7 | 0.8 | 4.9 | 5.6 | 0 | N |  |  | OP | X | 1 | 2003 |  |  | Y | Commercial CHP | 5 | B: T; PC: NG; NG: DFO |  |  |  | N | N |  | 1H | [23 empty] | Y | N | Y
18323 | Toledo Refining Company | 50965 | Toledo Ref Power Recovery Train | OH | Lucas | GEN1 | Petroleum Coke | OT |  | S | X | X |  |  | 6 | 0.922 | 6 | 6 | 0 | N |  |  | OP | X | 6 | 1986 |  |  | Y | Industrial CHP | 7 | B: B; PC: PC; NG: OG; OTH: NG |  |  |  | N | N | [5 empty] | Y | Y | [18 empty] | Y | Y | N
58240 | COT/Division of Water Reclamation | 58263 | Bay View Cogeneration Facility | OH | Lucas | STG | Landfill Gas | ST |  | S | X | X |  |  | 6.5 | 0.85 | 4 | 5 | 0.5 | N |  |  | OS | X | 2 | 2011 |  |  | Y | Electric Utility | 1 | T | LFG | OBG | NG |  |  |  | LFG |  |  |  | N | N |  | 12H | [23 empty] | Y | Y | N
14194 | City of Orrville - (OH) | 2935 | Orrville | OH | Wayne | 8 | Conventional Steam Coal | ST |  | S | X | X |  |  | 7.5 | 0.85 | 7.5 | 7.5 | 2 | N |  |  | OS | X | 1 | 1955 |  |  | N | Electric Utility | 1 | B: X; PC: BIT; NG: WDS |  |  |  | N | N |  | 12H |  |  | Y |  | Y | [18 empty] | N | N | N
14381 | City of Painesville | 2936 | Painesville | OH | Lake | 3 | Conventional Steam Coal | ST |  | S | X | X | Painesville | Painesville | 7.5 | 0.8 | 7 | 7 | 2.5 | N |  |  | SB | Y | 1 | 1953 |  |  | N | Electric Utility | 1 | B: X; PC: BIT; NG: NG; NG: NG |  |  |  | N | N |  | OVER |  |  | Y |  | Y | [15 empty] | N |  |  | Y | Y | N
14381 | City of Painesville | 2936 | Painesville | OH | Lake | ST2 | Conventional Steam Coal | ST |  | S | X | X | Painesville | Painesville | 7.5 | 0.8 | 7 | 7 | 2.5 | N |  |  | SB | Y | 1 | 1949 |  |  | N | Electric Utility | 1 | B: X; PC: BIT; NG: NG; NG: NG |  |  |  | N | N |  | OVER |  |  | Y |  | Y | [18 empty] | Y | Y | N
56616 | Cleveland ? Cliffs Warren | 54207 | ArcelorMittal Warren | OH | Trumbull | GEN2 | Other Gases | ST |  | S | X | X |  |  | 7.5 | 0.8 | 7 | 7.1 | 1 | N |  |  | OP | X | 3 | 1940 |  |  | Y | Industrial CHP | 7 | B: T; PC: OG; NG: NG; NG: OG |  |  |  | N | N |  | 12H | [23 empty] | Y | N | N
58097 | Kent State University | 58140 | Summit Street Power Plant | OH | Portage | GT-2 | Natural Gas Fired Combustion Turbine | GT |  | S | X | X |  |  | 7.5 | 0.8 | 6.9 | 7.7 | 0 | N |  |  | OP | X | 4 | 2004 |  |  | Y | Commercial CHP | 5 | [11 empty] | N | N |  | 1H | [23 empty] | N | N | bar: B to PC
5336 | City of Dover - (OH) | 2914 | Dover | OH | Tuscarawas | 3 | Conventional Steam Coal | ST |  | S | X | X |  |  | 8 | 0.89 | 8 | 8 | 4 | N |  |  | SB | N | 1 | 1954 |  |  | N | Electric Utility | 1 | B: X; PC: BIT; NG: NG |  |  |  | N | N |  | 12H |  |  | Y |  | Y | [18 empty] | N | N | N
60571 | AEP Onsite Partners, LLC | 64157 | Clyde Peaking Engine | OH | Sandusky | CPG | Natural Gas Internal Combustion Engine | IC |  | S | X | X |  |  | 9.4 | 1 | 9.4 | 9.4 | 9.4 | N |  |  | OP | X | 11 | 2020 |  |  | N | IPP Non-CHP | 2 | [14 empty] | 10M | [23 empty] | N | bar: B to PC
7977 | City of Hamilton - (OH) | 2917 | Hamilton (OH) | OH | Butler | 5 | Natural Gas Steam Turbine | ST |  | S | X | X | 1107290421 |  | 10 | 0.8 | 10 | 10 | 3 | N |  |  | OS | X | 3 | 1954 | 9 | 2021 | N | Electric Utility | 1 | [11 empty] | N | N |  | OVER | [23 empty] | N | N | N | bar: B to PC; NG
9454 | ArcelorMittal Cleveland Inc | 10398 | Arcelormittal Cleveland Inc | OH | Cuyahoga | GEN3 | Other Gases | ST |  | S | X | X | ATSI |  | 10 | 1 | 10 | 10 | 3 | N |  |  | OP | X | 1 | 1965 |  |  | Y | Industrial CHP | 7 | B: B; PC: BFG; NG: NG; NG: NG |  |  |  | N | N |  | 12H |  | N | [21 empty] | Y | Y | N
9454 | ArcelorMittal Cleveland Inc | 10398 | Arcelormittal Cleveland Inc | OH | Cuyahoga | GEN5 | Other Gases | ST |  | S | X | X | ATSI |  | 10 | 1 | 8 | 9 | 3 | N |  |  | OP | X | 1 | 1965 |  |  | Y | Industrial CHP | 7 | B | BFG | NG | RFO |  |  |  | NG |  |  |  | N | N |  | 12H |  | N | [21 empty] | Y | Y | N
9454 | ArcelorMittal Cleveland Inc | 10398 | Arcelormittal Cleveland Inc | OH | Cuyahoga | GENB | Other Gases | ST |  | S | X | X | ATSI |  | 10 | 1 | 8 | 9 | 3 | N |  |  | OP | X | 1 | 1965 |  |  | Y | Industrial CHP | 7 | T | BFG | NG | RFO |  |  |  | NG |  |  |  | N | N |  | 12H |  | N | [21 empty] | Y | Y | N
56616 | Cleveland ? Cliffs Warren | 54207 | ArcelorMittal Warren | OH | Trumbull | GEN3 | Other Gases | ST |  | S | X | X |  |  | 10 | 0.8 | 9.3 | 9.4 | 1 | N |  |  | OP | X | 12 | 1981 |  |  | Y | Industrial CHP | 7 | B: T; PC: OG; NG: NG; NG: OG |  |  |  | N | N |  | 12H | [23 empty] | Y | N | N
61723 | Pixelle Specialty Solutions | 10244 | Pixelle Specialty Solutions LLC - Chillicothe Facility | OH | Ross | T-10 | Wood/Wood Waste Biomass | ST |  | S | X | X |  |  | 10.6 | 0.9 | 7.3 | 4.5 | 5 | N |  |  | OS | X | 2 | 1952 |  |  | Y | Industrial CHP | 7 | T | BLQ | NG | WDS | TDF | DFO |  | DFO |  |  |  | N | N |  | 12H | [23 empty] | Y | Y | N
17891 | City of St Marys - (OH) | 2942 | St Marys | OH | Auglaize | GT1 | Natural Gas Fired Combustion Turbine | GT |  | J | X | X |  |  | 11 | 0.85 | 10.4 | 10.4 | 1 | N |  |  | SB | Y | 12 | 1999 |  |  | N | Electric Utility | 1 | [11 empty] | N | N |  | 1H | [23 empty] | N | N | bar: B to PC
57281 | University of Cincinnati | 57908 | Central Utility Plant Cincinnati | OH | Hamilton | CTG1 | Natural Gas Fired Combined Cycle | CT | CUP | S | X | N | DEOK | DEOK | 11.9 | 0.88 | 12.5 | 12.5 | 7.5 | N |  |  | OP | X | 6 | 2004 |  |  | Y | Commercial CHP | 5 | B: T; PC: NG; NG: DFO; NG: NG |  |  |  | N | N |  | 1H | [7 empty] | 1.2 | 1.2 | 4 | 2022 | [12 empty] | Y | N | Y
57281 | University of Cincinnati | 57908 | Central Utility Plant Cincinnati | OH | Hamilton | CTG2 | Natural Gas Fired Combined Cycle | CT | CUP | S | X | N | DEOK | DEOK | 11.9 | 0.88 | 12.5 | 12.5 | 7.5 | N |  |  | OP | X | 6 | 2004 |  |  | Y | Commercial CHP | 5 | B: T; PC: NG; NG: DFO; NG: NG |  |  |  | N | N |  | 1H |  |  |  |  | N |  |  | 1.2 | 1.2 | 4 | 2024 | [12 empty] | Y | N | Y
15400 | Procter & Gamble Co | 50456 | Procter & Gamble Cincinnati Plant | OH | Hamilton | GEN1 | Natural Gas Steam Turbine | ST |  | S | X | X |  |  | 12.5 | 0.8 | 11.7 | 11.8 | 1.5 | N |  |  | OP | X | 11 | 1965 |  |  | Y | Industrial CHP | 7 | [11 empty] | N | N |  | 12H |  | N | [21 empty] | N | N | N | bar: B to PC; NG
17891 | City of St Marys - (OH) | 2942 | St Marys | OH | Auglaize | 7 | Petroleum Liquids | GT |  | S | X | X |  |  | 14 | 0.8 | 12 | 12 | 1 | N |  |  | SB | N | 8 | 1992 |  |  | N | Electric Utility | 1 | B: X; PC: DFO; NG: DFO |  |  |  | N | N |  | 1H | [23 empty] | N | N | N
57359 | Richland-Stryker Generation LLC | 2880 | Richland | OH | Defiance | 1 | Petroleum Liquids | GT |  | S | X | X |  |  | 15 | 0.85 | 11 | 14 | 3 | N |  |  | OP | X | 12 | 1965 |  |  | N | IPP Non-CHP | 2 | B: X; PC: DFO; NG: NG |  |  |  | N | N |  | 12H | [23 empty] | N | N | N
57359 | Richland-Stryker Generation LLC | 2880 | Richland | OH | Defiance | 2 | Natural Gas Fired Combustion Turbine | GT |  | S | X | X |  |  | 15 | 0.85 | 11 | 14 | 3 | N |  |  | OP | X | 2 | 1966 |  |  | N | IPP Non-CHP | 2 | B: X; PC: NG; NG: DFO |  |  |  | N | N |  | 12H | [23 empty] | N | N | N
57359 | Richland-Stryker Generation LLC | 2880 | Richland | OH | Defiance | 3 | Natural Gas Fired Combustion Turbine | GT |  | S | X | X |  |  | 15 | 0.85 | 11 | 14 | 3 | N |  |  | OP | X | 2 | 1966 |  |  | N | IPP Non-CHP | 2 | B: X; PC: NG; NG: DFO |  |  |  | N | N |  | 12H | [23 empty] | N | N | N
9454 | ArcelorMittal Cleveland Inc | 10398 | Arcelormittal Cleveland Inc | OH | Cuyahoga | GENA | Other Gases | ST |  | S | X | X | ATSI |  | 15 | 1 | 12 | 14 | 3 | N |  |  | OS | X | 1 | 1950 |  |  | Y | Industrial CHP | 7 | T | BFG | NG | RFO |  |  |  | NG |  |  |  | N | N |  | 12H |  | N | [21 empty] | Y | Y | N
2439 | City of Bryan - (OH) | 2903 | Bryan (OH) | OH | Williams | 1 | Natural Gas Fired Combustion Turbine | GT |  | S | X | X | PJM AEP Dayton | PJM AEP Dayton | 15.8 | 0.85 | 12.5 | 19.5 | 3 | N |  |  | OP | X | 7 | 1970 |  |  | N | Electric Utility | 1 | B: X; PC: NG; NG: DFO; NG: NG |  |  |  | N | N |  | 1H | [20 empty] | N |  |  | Y | N | Y
62031 | Walleye Power, LLC | 2878 | FirstEnergy Bay Shore | OH | Lucas | CT | Petroleum Liquids | GT |  | W | X | X | BAYSHOR2138 KV BS81 | BAYSHOR2138 KV BS81 | 16 | 0.85 | 16 | 17 | 5 | N |  |  | OP | X | 8 | 1967 |  |  | N | IPP CHP | 3 | B: X; PC: DFO |  |  |  | N |  |  | 1H | [23 empty] | N | N | N
2439 | City of Bryan - (OH) | 2903 | Bryan (OH) | OH | Williams | 2 | Natural Gas Fired Combustion Turbine | GT |  | S | X | X | PJM AEP Dayton | PJM AEP Dayton | 16 | 0.85 | 12.5 | 19.5 | 3 | N |  |  | OP | X | 7 | 1988 |  |  | N | Electric Utility | 1 | B: X; PC: NG; NG: DFO; NG: NG |  |  |  | N | N |  | 1H | [20 empty] | N |  |  | Y | N | Y
3762 | City of Cleveland - (OH) | 2906 | Collinwood | OH | Cuyahoga | 3 | Petroleum Liquids | GT |  | S | X | X |  |  | 16 | 0.85 | 16 | 18 | 5 | N |  |  | OS | X | 2 | 1971 |  |  | N | Electric Utility | 1 | B: X; PC: DFO; NG: NG | [6 empty] | 1H | [23 empty] | Y | Y | Y
3762 | City of Cleveland - (OH) | 2909 | West 41st Street | OH | Cuyahoga | 1 | Natural Gas Fired Combustion Turbine | GT |  | S | X | X |  |  | 16 | 0.85 | 16 | 18 | 5 | N |  |  | OP | X | 3 | 1970 |  |  | N | Electric Utility | 1 | B: X; PC: NG; NG: DFO | [6 empty] | 1H | [23 empty] | Y | Y | Y
3762 | City of Cleveland - (OH) | 2909 | West 41st Street | OH | Cuyahoga | 2 | Natural Gas Fired Combustion Turbine | GT |  | S | X | X |  |  | 16 | 0.85 | 16 | 18 | 5 | N |  |  | OP | X | 3 | 1970 |  |  | N | Electric Utility | 1 | B: X; PC: NG; NG: DFO | [6 empty] | 1H | [23 empty] | Y | Y | Y
7977 | City of Hamilton - (OH) | 2917 | Hamilton (OH) | OH | Butler | GT2 | Natural Gas Fired Combustion Turbine | GT |  | S | X | X | 1107290425 |  | 16.3 | 0.85 | 12 | 16 | 5 | N |  |  | OP | X | 6 | 1971 |  |  | N | Electric Utility | 1 | [11 empty] | N | N |  | 1H | [20 empty] | N |  |  | N | N | N | bar: B to PC
15095 | City of Piqua - (OH) | 2937 | Piqua Power Plant | OH | Miami | 11 | Petroleum Liquids | GT |  | S | X | X |  |  | 16.3 | 0.9 | 16.5 | 16.5 | 13 | N |  |  | OP | X | 12 | 1989 |  |  | N | Electric Utility | 1 | B: X; PC: DFO |  |  |  | N |  |  | 1H | [23 empty] | N | N | N
59917 | Vistra Energy Dicks Creek | 2831 | Dicks Creek | OH | Butler | 3 | Natural Gas Fired Combustion Turbine | GT |  | S | X | X |  |  | 16.5 | 0.85 | 14.2 | 19.5 | 3 | N |  |  | OP | X | 6 | 1969 |  |  | N | IPP Non-CHP | 2 | [11 empty] | N | N |  | 1H | [20 empty] | N |  |  | N | N | N | bar: B to PC
59919 | Vistra Energy Miami Fort | 2832 | Miami Fort | OH | Hamilton | GT3 | Petroleum Liquids | GT |  | S | X | X |  |  | 16.5 | 0.85 | 14 | 20 | 3 | N |  |  | OP | X | 7 | 1971 |  |  | N | IPP Non-CHP | 2 | B: X; PC: DFO |  |  |  | N | N |  | 12H | [20 empty] | N |  |  | N | N | N
59919 | Vistra Energy Miami Fort | 2832 | Miami Fort | OH | Hamilton | GT4 | Petroleum Liquids | GT |  | S | X | X |  |  | 16.5 | 0.85 | 14 | 20 | 3 | N |  |  | OP | X | 8 | 1971 |  |  | N | IPP Non-CHP | 2 | B: X; PC: DFO |  |  |  | N | N |  | 12H | [20 empty] | N |  |  | N | N | N
59919 | Vistra Energy Miami Fort | 2832 | Miami Fort | OH | Hamilton | GT5 | Petroleum Liquids | GT |  | S | X | X |  |  | 16.5 | 0.85 | 14 | 20 | 3 | N |  |  | OP | X | 9 | 1971 |  |  | N | IPP Non-CHP | 2 | B: X; PC: DFO |  |  |  | N | N |  | 12H | [20 empty] | N |  |  | N | N | N
59919 | Vistra Energy Miami Fort | 2832 | Miami Fort | OH | Hamilton | GT6 | Petroleum Liquids | GT |  | S | X | X |  |  | 16.5 | 0.85 | 14 | 20 | 3 | N |  |  | OP | X | 10 | 1971 |  |  | N | IPP Non-CHP | 2 | B: X; PC: DFO |  |  |  | N | N |  | 12H | [20 empty] | N |  |  | N | N | N
14381 | City of Painesville | 2936 | Painesville | OH | Lake | 5 | Conventional Steam Coal | ST |  | S | X | X | Painesville | Painesville | 16.5 | 0.85 | 15.5 | 15.5 | 5.5 | N |  |  | OP | X | 1 | 1965 |  |  | N | Electric Utility | 1 | B: X; PC: BIT; NG: NG; NG: NG |  |  |  | N | N |  | OVER |  | Y |  |  | Y | [15 empty] | N |  |  | Y | Y | N
40577 | American Mun Power-Ohio, Inc | 55262 | Bowling Green Generating Station | OH | Wood | CT2 | Natural Gas Fired Combustion Turbine | GT |  | S | X | X |  |  | 16.5 | 0.85 | 12 | 16.5 | 12 | N |  |  | OP | X | 6 | 2000 |  |  | N | Electric Utility | 1 | [11 empty] | N | N |  | 1H | [23 empty] | N | N | N | bar: B to PC
40577 | American Mun Power-Ohio, Inc | 55263 | Galion Generating Station | OH | Crawford | CT2 | Natural Gas Fired Combustion Turbine | GT |  | S | X | X |  |  | 16.5 | 0.85 | 12 | 16.5 | 12 | N |  |  | OP | X | 6 | 2000 |  |  | N | Electric Utility | 1 | [11 empty] | N | N |  | 1H | [23 empty] | N | N | N | bar: B to PC
40577 | American Mun Power-Ohio, Inc | 55264 | Napoleon Peaking Station | OH | Henry | CT2 | Natural Gas Fired Combustion Turbine | GT |  | S | X | X |  |  | 16.5 | 0.85 | 12 | 16.5 | 12 | N |  |  | OP | X | 6 | 2000 |  |  | N | Electric Utility | 1 | [11 empty] | N | N |  | 1H | [23 empty] | N | N | N | bar: B to PC
61919 | Kimura Power LLC | 2854 | Yankee Street | OH | Montgomery | 4 | Natural Gas Fired Combustion Turbine | GT |  | S | X | X | 40243911 | 40243911 | 17.5 | 0.85 | 14.9 | 20.2 | 11 | N |  |  | OP | X | 11 | 1970 |  |  | N | IPP Non-CHP | 2 | B: X; PC: NG; NG: DFO |  |  |  | N | N |  | 1H | [23 empty] | Y | N | Y
61919 | Kimura Power LLC | 2854 | Yankee Street | OH | Montgomery | 5 | Natural Gas Fired Combustion Turbine | GT |  | S | X | X | 40243913 | 40243913 | 17.5 | 0.85 | 13.7 | 18.6 | 9 | N |  |  | OP | X | 11 | 1970 |  |  | N | IPP Non-CHP | 2 | B: X; PC: NG; NG: DFO |  |  |  | N | N |  | 1H | [23 empty] | Y | N | Y
61919 | Kimura Power LLC | 2854 | Yankee Street | OH | Montgomery | 6 | Natural Gas Fired Combustion Turbine | GT |  | S | X | X | 40243915 | 40243915 | 17.5 | 0.85 | 13.3 | 18.1 | 12 | N |  |  | OP | X | 11 | 1970 |  |  | N | IPP Non-CHP | 2 | B: X; PC: NG; NG: DFO |  |  |  | N | N |  | 1H | [23 empty] | Y | N | Y
61919 | Kimura Power LLC | 2854 | Yankee Street | OH | Montgomery | 7 | Natural Gas Fired Combustion Turbine | GT |  | S | X | X | 40243917 | 40243917 | 17.5 | 0.85 | 13.3 | 18.1 | 11 | N |  |  | OP | X | 11 | 1970 |  |  | N | IPP Non-CHP | 2 | B: X; PC: NG; NG: DFO |  |  |  | N | N |  | 1H | [23 empty] | Y | N | Y
61919 | Kimura Power LLC | 2854 | Yankee Street | OH | Montgomery | 1 | Natural Gas Fired Combustion Turbine | GT |  | S | X | X | 40243905 | 40243905 | 18.5 | 0.85 | 19.9 | 21.8 | 19.5 | N |  |  | OP | X | 7 | 1969 |  |  | N | IPP Non-CHP | 2 | B: X; PC: NG; NG: DFO |  |  |  | N | N |  | 10M | [23 empty] | Y | N | Y
61919 | Kimura Power LLC | 2854 | Yankee Street | OH | Montgomery | 2 | Natural Gas Fired Combustion Turbine | GT |  | S | X | X | 40243907 | 40243907 | 18.5 | 0.85 | 20.1 | 21.8 | 18.5 | N |  |  | OP | X | 7 | 1969 |  |  | N | IPP Non-CHP | 2 | B: X; PC: NG; NG: DFO |  |  |  | N | N |  | 10M | [23 empty] | Y | N | Y
61919 | Kimura Power LLC | 2854 | Yankee Street | OH | Montgomery | 3 | Natural Gas Fired Combustion Turbine | GT |  | S | X | X | 40243909 | 40243909 | 18.5 | 0.85 | 20.7 | 21.8 | 18.5 | N |  |  | OP | X | 7 | 1969 |  |  | N | IPP Non-CHP | 2 | B: X; PC: NG; NG: DFO |  |  |  | N | N |  | 10M | [23 empty] | Y | N | Y
57359 | Richland-Stryker Generation LLC | 2881 | Stryker | OH | Williams | 1 | Petroleum Liquids | GT |  | S | X | X |  |  | 19 | 0.85 | 17 | 18 | 3 | N |  |  | OP | X | 2 | 1968 |  |  | N | IPP Non-CHP | 2 | B: X; PC: DFO |  |  |  | N | N |  | 12H | [23 empty] | N | N
5336 | City of Dover - (OH) | 2914 | Dover | OH | Tuscarawas | 4 | Conventional Steam Coal | ST |  | S | X | X |  |  | 19.5 | 0.89 | 15.2 | 15.2 | 7 | N |  |  | OP | X | 6 | 1968 |  |  | N | Electric Utility | 1 | B: X; PC: BIT; NG: NG |  |  |  | N | N |  | 12H |  |  | Y |  | Y | [18 empty] | N | N
5336 | City of Dover - (OH) | 2914 | Dover | OH | Tuscarawas | 6 | Natural Gas Fired Combustion Turbine | GT |  | S | X | X |  |  | 19.5 | 0.85 | 15.3 | 15.3 | 8 | N |  |  | OP | X | 9 | 1992 |  |  | N | Electric Utility | 1 | [11 empty] | N | N |  | 1H | [23 empty] | N | N | N | bar: B to PC
15095 | City of Piqua - (OH) | 2937 | Piqua Power Plant | OH | Miami | 8 | Petroleum Liquids | GT |  | S | X | X |  |  | 20 | 0.85 | 20 | 20 | 14 | N |  |  | OP | X | 1 | 1972 |  |  | N | Electric Utility | 1 | B: X; PC: DFO |  |  |  | N | N | 0 | 1H |  |  |  | N | [19 empty] | N
59917 | Vistra Energy Dicks Creek | 2831 | Dicks Creek | OH | Butler | 4 | Natural Gas Fired Combustion Turbine | GT |  | S | X | X |  |  | 21.3 | 0.8 | 15 | 21.4 | 3 | N |  |  | OP | X | 10 | 1969 |  |  | N | IPP Non-CHP | 2 | [11 empty] | N | N |  | 1H | [20 empty] | N |  |  | N | N | N | bar: B to PC
59917 | Vistra Energy Dicks Creek | 2831 | Dicks Creek | OH | Butler | 5 | Natural Gas Fired Combustion Turbine | GT |  | S | X | X |  |  | 21.3 | 0.8 | 15 | 21.4 | 3 | N |  |  | OP | X | 10 | 1969 |  |  | N | IPP Non-CHP | 2 | [11 empty] | N | N |  | 1H | [20 empty] | N |  |  | N | N | N | bar: B to PC
57281 | University of Cincinnati | 57908 | Central Utility Plant Cincinnati | OH | Hamilton | STG | Natural Gas Fired Combined Cycle | CA | CUP | S | Y | X |  |  | 21.5 | 0.85 | 21.5 | 21.5 | 4 | N |  |  | OP | X | 6 | 2004 |  |  | Y | Commercial CHP | 5 | B: T; PC: NG; NG: DFO; NG: NG |  |  |  | N | N |  | 12H |  |  |  |  | N | [18 empty] | Y | N | Y
14194 | City of Orrville - (OH) | 2935 | Orrville | OH | Wayne | 9 | Conventional Steam Coal | ST |  | S | X | X |  |  | 22 | 0.85 | 20 | 20 | 7 | N |  |  | OP | X | 1 | 1961 |  |  | N | Electric Utility | 1 | B: X; PC: BIT; NG: NG; NG: NG |  |  |  | N | N |  | 12H |  | Y |  |  | Y | [18 empty] | Y | N | N
14381 | City of Painesville | 2936 | Painesville | OH | Lake | 7 | Conventional Steam Coal | ST |  | S | X | X | Painesville | Painesville | 22 | 1 | 17.5 | 17.5 | 6 | N |  |  | OP | X | 2 | 1990 |  |  | N | Electric Utility | 1 | B: X; PC: BIT; NG: NG; NG: NG |  |  |  | N | N |  | OVER |  | Y |  |  | Y | [15 empty] | N |  |  | Y | Y | N
9454 | ArcelorMittal Cleveland Inc | 10398 | Arcelormittal Cleveland Inc | OH | Cuyahoga | GENC | Other Gases | ST |  | S | X | X | ATSI |  | 22 | 1 | 22 | 22 | 4 | N |  |  | OP | X | 2 | 2010 |  |  | Y | Industrial CHP | 7 | T | BFG | NG | RFO |  |  |  | NG |  |  |  | N | N |  | 12H |  | N | [21 empty] | Y | Y | N
61723 | Pixelle Specialty Solutions | 10244 | Pixelle Specialty Solutions LLC - Chillicothe Facility | OH | Ross | T-11 | Wood/Wood Waste Biomass | ST |  | S | X | X |  |  | 24 | 0.9 | 10.7 | 10.7 | 8 | N |  |  | OP | X | 2 | 1958 |  |  | Y | Industrial CHP | 7 | T | BLQ | NG | WDS | TDF | DFO |  | DFO |  |  |  | N | N |  | 12H | [23 empty] | Y | Y | N
4667 | City of Cushing - (OK) | 2975 | Cushing | OK | Payne | 3 | Petroleum Liquids | IC |  | S | X | X |  |  | 0.5 | 0.8 | 0.4 | 0.4 | 0.3 | N |  |  | OP | X | 6 | 1936 |  |  | N | Electric Utility | 1 | B: X; PC: DFO; NG: NG |  |  |  | N | N |  | 10M | [23 empty] | Y | Y | N
4667 | City of Cushing - (OK) | 2975 | Cushing | OK | Payne | 4 | Petroleum Liquids | IC |  | S | X | X |  |  | 0.5 | 0.8 | 0.4 | 0.4 | 0.3 | N |  |  | OP | X | 8 | 1936 |  |  | N | Electric Utility | 1 | B: X; PC: DFO; NG: NG |  |  |  | N | N |  | 10M | [23 empty] | Y | Y | N
4667 | City of Cushing - (OK) | 2975 | Cushing | OK | Payne | 5 | Petroleum Liquids | IC |  | S | X | X |  |  | 0.5 | 0.8 | 0.4 | 0.4 | 0.3 | N |  |  | OP | X | 6 | 1936 |  |  | N | Electric Utility | 1 | B: X; PC: DFO; NG: NG |  |  |  | N | N |  | 10M | [23 empty] | Y | Y | N
4667 | City of Cushing - (OK) | 2975 | Cushing | OK | Payne | 6 | Petroleum Liquids | IC |  | S | X | X |  |  | 0.8 | 0.8 | 0.6 | 0.6 | 0.6 | N |  |  | OP | X | 7 | 1939 |  |  | N | Electric Utility | 1 | B: X; PC: DFO; NG: NG |  |  |  | N | N |  | 10M | [23 empty] | Y | Y | N
10320 | City of Kingfisher - (OK) | 2986 | Kingfisher | OK | Kingfisher | IC2 | Natural Gas Internal Combustion Engine | IC |  | S | X | X |  |  | 0.8 | 0.8 | 0.6 | 0.6 | 0.6 | N |  |  | OP | X | 1 | 1954 |  |  | N | Electric Utility | 1 | B: X; PC: NG; NG: DFO |  |  |  | N | N |  | 1H | [23 empty] | Y | N | Y
4667 | City of Cushing - (OK) | 2975 | Cushing | OK | Payne | 2 | Petroleum Liquids | IC |  | S | X | X |  |  | 1 | 0.8 | 0.8 | 0.8 | 0.6 | N |  |  | OP | X | 6 | 1949 |  |  | N | Electric Utility | 1 | B: X; PC: DFO; NG: NG |  |  |  | N | N |  | 10M | [23 empty] | Y | Y | N
10320 | City of Kingfisher - (OK) | 2986 | Kingfisher | OK | Kingfisher | IC1 | Natural Gas Internal Combustion Engine | IC |  | S | X | X |  |  | 1.1 | 0.8 | 1 | 1 | 1 | N |  |  | OP | X | 1 | 1954 |  |  | N | Electric Utility | 1 | B: X; PC: NG; NG: DFO |  |  |  | N | N |  | 1H | [23 empty] | Y | N | Y
11566 | City of Mangum - (OK) | 2991 | Mangum | OK | Greer | 1 | Petroleum Liquids | IC |  | S | X | X |  |  | 1.1 | 0.8 | 0.9 | 0.9 | 0.5 | N |  |  | OS | X | 1 | 1946 |  |  | N | Electric Utility | 1 | B: X; PC: DFO; NG: NG |  |  |  | N | N |  | 1H | [23 empty] | Y | N | Y
10320 | City of Kingfisher - (OK) | 2986 | Kingfisher | OK | Kingfisher | 4 | Natural Gas Internal Combustion Engine | IC |  | S | X | X |  |  | 1.3 | 0.8 | 1.2 | 1.2 | 1 | N |  |  | OP | X | 1 | 1959 |  |  | N | Electric Utility | 1 | B: X; PC: NG; NG: DFO |  |  |  | N | N |  | 1H | [23 empty] | Y | N | Y
59549 | Targa Pipeline Mid-Continent West OK LLC | 59782 | Waynoka Gas Processing Plant | OK | Woods | G1 | Natural Gas Internal Combustion Engine | IC |  | S | X | X |  |  | 1.3 | 1 | 1.3 | 1.3 | 1 | N |  |  | OP | X | 7 | 2006 |  |  | N | Industrial Non-CHP | 6 | [11 empty] | N | N |  | 1H | [20 empty] | N |  |  | N | N | N | bar: B to PC
59549 | Targa Pipeline Mid-Continent West OK LLC | 59782 | Waynoka Gas Processing Plant | OK | Woods | G2 | Natural Gas Internal Combustion Engine | IC |  | S | X | X |  |  | 1.3 | 1 | 1.3 | 1.3 | 1 | N |  |  | OP | X | 7 | 2006 |  |  | N | Industrial Non-CHP | 6 | [11 empty] | N | N |  | 1H | [20 empty] | N |  |  | N | N | N | bar: B to PC
59549 | Targa Pipeline Mid-Continent West OK LLC | 59782 | Waynoka Gas Processing Plant | OK | Woods | G3 | Natural Gas Internal Combustion Engine | IC |  | S | X | X |  |  | 1.3 | 1 | 1.3 | 1.3 | 1 | N |  |  | OP | X | 7 | 2006 |  |  | N | Industrial Non-CHP | 6 | [11 empty] | N | N |  | 1H | [20 empty] | N |  |  | N | N | N | bar: B to PC
14582 | City of Pawhuska - (OK) | 2995 | Pawhuska | OK | Osage | 1 | Petroleum Liquids | IC |  | S | X | X |  |  | 1.4 | 0.9 | 1.1 | 1.1 | 0.3 | N |  |  | OS | X | 9 | 1949 |  |  | N | Electric Utility | 1 | B: X; PC: DFO |  |  |  | N | N |  | 1H | [23 empty] | N | N | N
11566 | City of Mangum - (OK) | 2991 | Mangum | OK | Greer | 4 | Petroleum Liquids | IC |  | S | X | X |  |  | 1.5 | 0.8 | 1.2 | 1.2 | 0.6 | N |  |  | OP | X | 1 | 1956 |  |  | N | Electric Utility | 1 | B: X; PC: DFO; NG: NG |  |  |  | N | N |  | 1H | [23 empty] | Y | N | Y
57146 | Tulsa LFG LLC | 57828 | Tulsa LFG LLC | OK | Osage | GEN1 | Landfill Gas | IC |  | S | X | X |  |  | 1.6 | 0.8 | 1.4 | 1.4 | 0.2 | N |  |  | OP | X | 2 | 2013 | 5 | 2021 | N | IPP Non-CHP | 2 | B: X; PC: LFG |  |  |  | N | N |  | 12H | [23 empty] | N
57146 | Tulsa LFG LLC | 57828 | Tulsa LFG LLC | OK | Osage | GEN3M | Landfill Gas | IC |  | S | X | X |  |  | 1.6 | 0.8 | 1.4 | 1.4 | 0.2 | N |  |  | SB | N | 5 | 2011 |  |  | N | IPP Non-CHP | 2 | B: X; PC: LFG |  |  |  | N | N |  | 1H | [23 empty] | N
57146 | Tulsa LFG LLC | 57828 | Tulsa LFG LLC | OK | Osage | GEN4M | Landfill Gas | IC |  | S | X | X |  |  | 1.6 | 0.8 | 1.4 | 1.4 | 0.2 | N |  |  | OP | X | 9 | 2020 |  |  | N | IPP Non-CHP | 2 | B: X; PC: LFG |  |  |  | N | N |  | 12H | [23 empty] | N
19533 | University of Oklahoma | 50307 | University of Oklahoma | OK | Cleveland | GEN5 | Petroleum Liquids | IC |  | S | X | X |  |  | 1.8 | 0.8 | 1.8 | 1.8 | 0.4 | N |  |  | OP | X | 1 | 2001 |  |  | Y | Commercial CHP | 5 | B: T; PC: DFO |  |  |  | N |  |  | 1H | [20 empty] | N |  |  | N | N | N
15474 | Public Service Co of Oklahoma | 2964 | Southwestern | OK | Caddo | IC1 | Petroleum Liquids | IC |  | S | X | X |  |  | 2 | 0.8 | 2 | 2 | 1.8 | N |  |  | OS | X | 5 | 1966 |  |  | N | Electric Utility | 1 | B: X; PC: DFO |  |  |  |  | N |  | 1H | [23 empty] | N
11566 | City of Mangum - (OK) | 2991 | Mangum | OK | Greer | 5 | Petroleum Liquids | IC |  | S | X | X |  |  | 2 | 0.8 | 1.7 | 1.7 | 0.6 | N |  |  | OP | X | 7 | 1963 |  |  | N | Electric Utility | 1 | B: X; PC: DFO; NG: NG |  |  |  | N | N |  | 1H | [23 empty] | Y | N | Y
14582 | City of Pawhuska - (OK) | 2995 | Pawhuska | OK | Osage | 2 | Petroleum Liquids | IC |  | S | X | X |  |  | 2 | 0.9 | 1.2 | 1.2 | 0.3 | N |  |  | OP | X | 8 | 1954 |  |  | N | Electric Utility | 1 | B: X; PC: DFO |  |  |  | N | N |  | 1H | [23 empty] | N | N | N
18125 | Stillwater Utilities Authority | 3000 | Boomer Lake Station | OK | Payne | 3 | Petroleum Liquids | IC |  | S | X | X |  |  | 2 | 0.8 | 2 | 2 | 0.1 | N |  |  | OP | X | 5 | 2004 |  |  | N | Electric Utility | 1 | B: X; PC: DFO |  |  |  | N | N |  | 1H | [23 empty] | N | N | N
18125 | Stillwater Utilities Authority | 3000 | Boomer Lake Station | OK | Payne | 4 | Petroleum Liquids | IC |  | S | X | X |  |  | 2 | 0.8 | 2 | 2 | 0.1 | N |  |  | OP | X | 5 | 2004 |  |  | N | Electric Utility | 1 | B: X; PC: DFO |  |  |  | N | N |  | 1H | [23 empty] | N | N | N
18125 | Stillwater Utilities Authority | 3000 | Boomer Lake Station | OK | Payne | 5 | Petroleum Liquids | IC |  | S | X | X |  |  | 2 | 0.8 | 2 | 2 | 0.1 | N |  |  | OP | X | 5 | 2004 |  |  | N | Electric Utility | 1 | B: X; PC: DFO |  |  |  | N | N |  | 1H | [23 empty] | N | N | N
18125 | Stillwater Utilities Authority | 55987 | Stillwater Water Treatment Plant | OK | Payne | 6 | Petroleum Liquids | IC |  | S | X | X |  |  | 2 | 0.8 | 2 | 2 | 0.1 | N |  |  | OP | X | 9 | 2003 |  |  | N | Electric Utility | 1 | B: X; PC: DFO |  |  |  | N | N |  | 1H | [23 empty] | N | N | N
10777 | Town of Laverne - (OK) | 56348 | Laverne Diesel Generating Plant | OK | Harper | 1 | Petroleum Liquids | IC |  | S | X | X |  |  | 2 | 0.8 | 2 | 2 | 1 | N |  |  | OP | X | 1 | 2006 |  |  | N | Electric Utility | 1 | B: X; PC: DFO |  |  |  | N | N |  | 1H | [23 empty] | N | N | N
10777 | Town of Laverne - (OK) | 56348 | Laverne Diesel Generating Plant | OK | Harper | 2 | Petroleum Liquids | IC |  | S | X | X |  |  | 2 | 0.8 | 2 | 2 | 1 | N |  |  | OP | X | 1 | 2006 |  |  | N | Electric Utility | 1 | B: X; PC: DFO |  |  |  | N | N |  | 1H | [23 empty] | N | N | N
11566 | City of Mangum - (OK) | 2991 | Mangum | OK | Greer | 6 | Petroleum Liquids | IC |  | S | X | X |  |  | 2.1 | 0.8 | 1.6 | 1.6 | 0.8 | N |  |  | OP | X | 11 | 1969 |  |  | N | Electric Utility | 1 | B: X; PC: DFO; NG: NG |  |  |  | N | N |  | 1H | [23 empty] | Y | N | Y
4667 | City of Cushing - (OK) | 2975 | Cushing | OK | Payne | 1 | Petroleum Liquids | IC |  | S | X | X |  |  | 2.5 | 0.8 | 1.8 | 1.8 | 1.6 | N |  |  | OP | X | 6 | 1956 |  |  | N | Electric Utility | 1 | B: X; PC: DFO; NG: NG |  |  |  | N | N |  | 10M | [20 empty] | N |  |  | Y | Y | N
4667 | City of Cushing - (OK) | 2975 | Cushing | OK | Payne | 7 | Petroleum Liquids | IC |  | S | X | X |  |  | 2.5 | 0.8 | 1.9 | 1.9 | 1.9 | N |  |  | OP | X | 6 | 1956 |  |  | N | Electric Utility | 1 | B: X; PC: DFO; NG: NG |  |  |  | N | N |  | 10M | [23 empty] | Y | Y | N
4667 | City of Cushing - (OK) | 2975 | Cushing | OK | Payne | 8 | Petroleum Liquids | IC |  | S | X | X |  |  | 2.5 | 0.8 | 1.9 | 1.9 | 1.9 | N |  |  | OP | X | 6 | 1956 |  |  | N | Electric Utility | 1 | B: X; PC: DFO; NG: NG |  |  |  | N | N |  | 10M | [23 empty] | Y | Y | N
14582 | City of Pawhuska - (OK) | 2995 | Pawhuska | OK | Osage | 5 | Petroleum Liquids | IC |  | S | X | X |  |  | 2.5 | 0.9 | 2 | 2 | 0.3 | N |  |  | OP | X | 9 | 1960 |  |  | N | Electric Utility | 1 | B: X; PC: DFO |  |  |  | N | N |  | 1H | [23 empty] | N | N | N
19533 | University of Oklahoma | 50307 | University of Oklahoma | OK | Cleveland | GEN2 | Natural Gas Steam Turbine | ST |  | S | X | X |  |  | 2.5 | 0.8 | 2.5 | 2.5 | 0.6 | N |  |  | OP | X | 9 | 1949 |  |  | Y | Commercial CHP | 5 | [11 empty] | N |  |  | 12H | [23 empty] | N | bar: B to PC; NG
19533 | University of Oklahoma | 50307 | University of Oklahoma | OK | Cleveland | GEN3 | Natural Gas Steam Turbine | ST |  | S | X | X |  |  | 2.5 | 0.8 | 2.5 | 2.5 | 0.6 | N |  |  | OP | X | 8 | 1949 |  |  | Y | Commercial CHP | 5 | [11 empty] | N |  |  | 12H | [20 empty] | N |  |  | N | N | N | bar: B to PC; NG
59366 | EnLink Midstream Services, LLC | 57597 | Cana Gas Processing Plant | OK | Canadian | 3005 | Petroleum Liquids | IC |  | S | X | X |  |  | 2.5 | 0.8 | 2.5 | 2.5 | 0 | N |  |  | SB | N | 9 | 2010 |  |  | N | Industrial Non-CHP | 6 | B: X; PC: DFO |  |  |  | N | N |  | 1H | [20 empty] | N |  |  | N
59366 | EnLink Midstream Services, LLC | 57597 | Cana Gas Processing Plant | OK | Canadian | 3006 | Petroleum Liquids | IC |  | S | X | X |  |  | 2.5 | 0.8 | 2.5 | 2.5 | 0 | N |  |  | SB | N | 9 | 2010 |  |  | N | Industrial Non-CHP | 6 | B: X; PC: DFO |  |  |  | N | N |  | 1H | [20 empty] | N |  |  | N
59366 | EnLink Midstream Services, LLC | 57597 | Cana Gas Processing Plant | OK | Canadian | 6214 | Petroleum Liquids | IC |  | S | X | X |  |  | 2.5 | 0.8 | 2.5 | 2.5 | 0 | N |  |  | SB | N | 4 | 2012 |  |  | N | Industrial Non-CHP | 6 | B: X; PC: DFO |  |  |  | N | N |  | 1H | [20 empty] | N |  |  | N
15474 | Public Service Co of Oklahoma | 4940 | Riverside (OK) | OK | Tulsa | IC1 | Petroleum Liquids | IC |  | S | X | X |  |  | 2.7 | 0.85 | 2.8 | 2.8 | 2.8 | N |  |  | OP | X | 10 | 1976 |  |  | N | Electric Utility | 1 | B: X; PC: DFO |  |  |  | N | N |  | 1H | [23 empty] | N
10320 | City of Kingfisher - (OK) | 2986 | Kingfisher | OK | Kingfisher | 3 | Natural Gas Internal Combustion Engine | IC |  | S | X | X |  |  | 2.8 | 0.8 | 2.9 | 2.9 | 2.5 | N |  |  | OP | X | 1 | 1965 |  |  | N | Electric Utility | 1 | B: X; PC: NG; NG: DFO |  |  |  | N | N |  | 1H | [23 empty] | Y | N | Y
4667 | City of Cushing - (OK) | 2975 | Cushing | OK | Payne | 9 | Petroleum Liquids | IC |  | S | X | X |  |  | 3 | 0.8 | 2.7 | 2.7 | 2.2 | N |  |  | OP | X | 2 | 1965 |  |  | N | Electric Utility | 1 | B: X; PC: DFO; NG: NG |  |  |  | N | N |  | 10M | [23 empty] | Y | Y | N
10320 | City of Kingfisher - (OK) | 2986 | Kingfisher | OK | Kingfisher | 5 | Natural Gas Internal Combustion Engine | IC |  | S | X | X |  |  | 3.1 | 0.8 | 3 | 3 | 2.5 | N |  |  | OP | X | 1 | 1970 |  |  | N | Electric Utility | 1 | B: X; PC: NG; NG: DFO |  |  |  | N | N |  | 1H | [23 empty] | Y | N | Y
14582 | City of Pawhuska - (OK) | 2995 | Pawhuska | OK | Osage | 3 | Petroleum Liquids | IC |  | S | X | X |  |  | 3.1 | 0.9 | 2.5 | 2.5 | 0.3 | N |  |  | OP | X | 8 | 1966 |  |  | N | Electric Utility | 1 | B: X; PC: DFO |  |  |  | N | N |  | 1H | [23 empty] | N | N | N
15474 | Public Service Co of Oklahoma | 2966 | Weleetka | OK | Okfuskee | IC1 | Petroleum Liquids | IC |  | S | X | X |  |  | 4 | 0.9 | 4 | 4 | 4 | N |  |  | OP | X | 10 | 1963 |  |  | N | Electric Utility | 1 | B: X; PC: DFO |  |  |  | N |  |  | 12H | [23 empty] | N |  | N
15474 | Public Service Co of Oklahoma | 8059 | Comanche (OK) | OK | Comanche | IC1 | Petroleum Liquids | IC |  | S | X | X |  |  | 4 | 0.85 | 4 | 4 | 2 | N |  |  | OS | X | 5 | 1962 |  |  | N | Electric Utility | 1 | B: X; PC: DFO | [6 empty] | 1H | [23 empty] | N | N | N
19533 | University of Oklahoma | 50307 | University of Oklahoma | OK | Cleveland | GEN4 | Natural Gas Steam Turbine | ST |  | S | X | X |  |  | 4.3 | 0.8 | 4.3 | 4.3 | 0.3 | N |  |  | OP | X | 1 | 1985 |  |  | Y | Commercial CHP | 5 | [11 empty] | N |  |  | 12H | [20 empty] | N |  |  | N | N | N | bar: B to PC; NG
15474 | Public Service Co of Oklahoma | 2963 | Northeastern | OK | Rogers | IC1 | Petroleum Liquids | IC |  | S | X | X |  |  | 4.5 | 0.9 | 4 | 4 | 2.5 | N |  |  | OP | X | 12 | 1980 |  |  | N | Electric Utility | 1 | B: X; PC: DFO |  |  |  | N | N |  | 10M | [23 empty] | N
4667 | City of Cushing - (OK) | 2975 | Cushing | OK | Payne | 10 | Petroleum Liquids | IC |  | S | X | X |  |  | 4.5 | 0.8 | 4 | 4 | 2 | N |  |  | OP | X | 12 | 1972 |  |  | N | Electric Utility | 1 | B: X; PC: DFO; NG: NG |  |  |  | N | N |  | 10M | [23 empty] | Y | Y | N
4667 | City of Cushing - (OK) | 2975 | Cushing | OK | Payne | 11 | Petroleum Liquids | IC |  | S | X | X |  |  | 6.3 | 0.8 | 6.3 | 6.3 | 3.5 | N |  |  | OP | X | 6 | 1988 |  |  | N | Electric Utility | 1 | B: X; PC: DFO; NG: NG |  |  |  | N | N |  | 10M | [23 empty] | Y | Y | N
19533 | University of Oklahoma | 50307 | University of Oklahoma | OK | Cleveland | GEN1 | Natural Gas Steam Turbine | ST |  | S | X | X |  |  | 7.5 | 0.8 | 7.5 | 7.5 | 0.5 | N |  |  | OP | X | 9 | 1964 |  |  | Y | Commercial CHP | 5 | [11 empty] | N |  |  | 12H | [23 empty] | N | bar: B to PC; NG
15474 | Public Service Co of Oklahoma | 2965 | Tulsa | OK | Tulsa | IC1 | Petroleum Liquids | IC |  | S | X | X |  |  | 8.2 | 0.8 | 8.3 | 8.3 | 8.3 | N |  |  | OP | X | 4 | 1967 |  |  | N | Electric Utility | 1 | B: X; PC: DFO |  |  |  | N | N |  | OVER | [23 empty] | N
56316 | Covanta Tulsa Renewable Energy LLC | 50660 | Covanta Tulsa Renewable Energy LLC | OK | Tulsa | GEN1 | Municipal Solid Waste | ST |  | W | X | X |  |  | 16.8 | 0.8 | 15.6 | 15.8 | 0.8 | N |  |  | OP | X | 1 | 1989 |  |  | Y | Industrial CHP | 7 | B: B; PC: MSW; NG: NG; NG: NG |  |  |  | N | N |  | 12H |  |  | N | [20 empty] | Y | Y | N
20447 | Western Farmers Elec Coop, Inc | 3006 | Anadarko Plant | OK | Caddo | 1 | Natural Gas Steam Turbine | ST |  | S | X | X | WFEC_ANA_STEAM_PLANT1 | WFEC_ANA_STEAM_PLANT1 | 17.3 | 0.85 | 12 | 12 | 6 | N |  |  | SB | Y | 8 | 1953 |  |  | N | Electric Utility | 1 | [11 empty] | N | N |  | OVER | [23 empty] | N | N | N | bar: B to PC; NG
20447 | Western Farmers Elec Coop, Inc | 3006 | Anadarko Plant | OK | Caddo | 2 | Natural Gas Steam Turbine | ST |  | S | X | X | WFEC_ANA_STEAM_PLANT2 | WFEC_ANA_STEAM_PLANT2 | 17.3 | 0.9 | 12 | 12 | 6 | N |  |  | SB | Y | 8 | 1953 |  |  | N | Electric Utility | 1 | [11 empty] | N | N |  | OVER | [23 empty] | N | N | N | bar: B to PC; NG
18125 | Stillwater Utilities Authority | 59647 | Stillwater Energy Center | OK | Payne | 1 | Natural Gas Internal Combustion Engine | IC |  | S | X | X | GRDAFERGUS2UNSTILLWATER_EC1_RA | GRDAFERGUS2UNSTILLWATER_EC1_RA | 18.8 | 1 | 18.6 | 18.6 | 7.5 | N |  |  | OP | X | 7 | 2016 |  |  | N | Electric Utility | 1 | [11 empty] | N | N |  | 10M | [23 empty] | N | N | N | bar: B to PC
18125 | Stillwater Utilities Authority | 59647 | Stillwater Energy Center | OK | Payne | 2 | Natural Gas Internal Combustion Engine | IC |  | S | X | X | GRDAFERGUS2UNSTILLWATER_EC2_RA | GRDAFERGUS2UNSTILLWATER_EC2_RA | 18.8 | 1 | 18.6 | 18.6 | 7.5 | N |  |  | OP | X | 7 | 2016 |  |  | N | Electric Utility | 1 | [11 empty] | N | N |  | 10M | [23 empty] | N | N | N | bar: B to PC
18125 | Stillwater Utilities Authority | 59647 | Stillwater Energy Center | OK | Payne | 3 | Natural Gas Internal Combustion Engine | IC |  | S | X | X | GRDAFERGUS2UNSTILLWATER_EC3_RA | GRDAFERGUS2UNSTILLWATER_EC3_RA | 18.8 | 1 | 18.6 | 18.6 | 7.5 | N |  |  | OP | X | 7 | 2016 |  |  | N | Electric Utility | 1 | [11 empty] | N | N |  | 10M | [23 empty] | N | N | N | bar: B to PC
14077 | Oklahoma Municipal Power Authority | 7546 | Ponca City | OK | Kay | 1 | Natural Gas Fired Combined Cycle | CA | CC1 | S | Y | X |  |  | 19.8 | 0.85 | 18.8 | 18.8 | 1.5 | N |  |  | OP | X | 10 | 1966 |  |  | N | Electric Utility | 1 | [11 empty] | N | N |  | 1H | [23 empty] | N | bar: B to PC
55938 | Industrial Power Generating Company LLC | 56687 | Mountain View | PA | Franklin | 1 | Landfill Gas | IC |  | S | X | X | 21601804 |  | 0.3 | 1 | 0.3 | 0.3 | 0.1 | N |  |  | OP | X | 3 | 2003 |  |  | N | IPP Non-CHP | 2 | B: X; PC: LFG; NG: DFO; NG: DFO |  |  |  | N | N |  | 1H | [23 empty] | Y | Y | N
55938 | Industrial Power Generating Company LLC | 56687 | Mountain View | PA | Franklin | 10 | Landfill Gas | IC |  | S | X | X | 21601804 |  | 0.3 | 1 | 0.3 | 0.3 | 0.1 | N |  |  | OP | X | 3 | 2003 |  |  | N | IPP Non-CHP | 2 | B: X; PC: LFG; NG: DFO; NG: DFO |  |  |  | N | N |  | 1H | [23 empty] | Y | Y | N
55938 | Industrial Power Generating Company LLC | 56687 | Mountain View | PA | Franklin | 11 | Landfill Gas | IC |  | S | X | X | 21601804 |  | 0.3 | 1 | 0.3 | 0.3 | 0.1 | N |  |  | OP | X | 3 | 2003 |  |  | N | IPP Non-CHP | 2 | B: X; PC: LFG; NG: DFO; NG: DFO |  |  |  | N | N |  | 1H | [23 empty] | Y | Y | N
55938 | Industrial Power Generating Company LLC | 56687 | Mountain View | PA | Franklin | 12 | Landfill Gas | IC |  | S | X | X | 21601804 |  | 0.3 | 1 | 0.3 | 0.3 | 0.1 | N |  |  | OP | X | 3 | 2003 |  |  | N | IPP Non-CHP | 2 | B: X; PC: LFG; NG: DFO; NG: DFO |  |  |  | N | N |  | 1H | [23 empty] | Y | Y | N
55938 | Industrial Power Generating Company LLC | 56687 | Mountain View | PA | Franklin | 13 | Landfill Gas | IC |  | S | X | X | 21601804 |  | 0.3 | 1 | 0.3 | 0.3 | 0.1 | N |  |  | OP | X | 3 | 2003 |  |  | N | IPP Non-CHP | 2 | B: X; PC: LFG; NG: DFO; NG: DFO |  |  |  | N | N |  | 1H | [23 empty] | Y | Y | N
55938 | Industrial Power Generating Company LLC | 56687 | Mountain View | PA | Franklin | 14 | Landfill Gas | IC |  | S | X | X | 21601804 |  | 0.3 | 1 | 0.3 | 0.3 | 0.1 | N |  |  | OP | X | 3 | 2003 |  |  | N | IPP Non-CHP | 2 | B: X; PC: LFG; NG: DFO; NG: DFO |  |  |  | N | N |  | 1H | [23 empty] | Y | Y | N
55938 | Industrial Power Generating Company LLC | 56687 | Mountain View | PA | Franklin | 15 | Landfill Gas | IC |  | S | X | X | 21601804 |  | 0.3 | 1 | 0.3 | 0.3 | 0.1 | N |  |  | OP | X | 3 | 2003 |  |  | N | IPP Non-CHP | 2 | B: X; PC: LFG; NG: DFO; NG: DFO |  |  |  | N | N |  | 1H | [23 empty] | Y | Y | N
55938 | Industrial Power Generating Company LLC | 56687 | Mountain View | PA | Franklin | 16 | Landfill Gas | IC |  | S | X | X | 21601804 |  | 0.3 | 1 | 0.3 | 0.3 | 0.1 | N |  |  | OP | X | 3 | 2003 |  |  | N | IPP Non-CHP | 2 | B: X; PC: LFG; NG: DFO; NG: DFO |  |  |  | N | N |  | 1H | [23 empty] | Y | Y | N
55938 | Industrial Power Generating Company LLC | 56687 | Mountain View | PA | Franklin | 17 | Landfill Gas | IC |  | S | X | X | 21601804 |  | 0.3 | 1 | 0.3 | 0.3 | 0.1 | N |  |  | OP | X | 3 | 2003 |  |  | N | IPP Non-CHP | 2 | B: X; PC: LFG; NG: DFO; NG: DFO |  |  |  | N | N |  | 1H | [23 empty] | Y | Y | N
55938 | Industrial Power Generating Company LLC | 56687 | Mountain View | PA | Franklin | 18 | Landfill Gas | IC |  | S | X | X | 21601804 |  | 0.3 | 1 | 0.3 | 0.3 | 0.1 | N |  |  | OP | X | 3 | 2003 |  |  | N | IPP Non-CHP | 2 | B: X; PC: LFG; NG: DFO; NG: DFO |  |  |  | N | N |  | 1H | [23 empty] | Y | Y | N
55938 | Industrial Power Generating Company LLC | 56687 | Mountain View | PA | Franklin | 19 | Landfill Gas | IC |  | S | X | X | 21601804 |  | 0.3 | 1 | 0.3 | 0.3 | 0.1 | N |  |  | OP | X | 3 | 2003 |  |  | N | IPP Non-CHP | 2 | B: X; PC: LFG; NG: DFO; NG: DFO |  |  |  | N | N |  | 1H | [23 empty] | Y | Y | N
55938 | Industrial Power Generating Company LLC | 56687 | Mountain View | PA | Franklin | 2 | Landfill Gas | IC |  | S | X | X | 21601804 |  | 0.3 | 1 | 0.3 | 0.3 | 0.1 | N |  |  | OP | X | 3 | 2003 |  |  | N | IPP Non-CHP | 2 | B: X; PC: LFG; NG: DFO; NG: DFO |  |  |  | N | N |  | 1H | [23 empty] | Y | Y | N
55938 | Industrial Power Generating Company LLC | 56687 | Mountain View | PA | Franklin | 20 | Landfill Gas | IC |  | S | X | X | 21601804 |  | 0.3 | 1 | 0.3 | 0.3 | 0.1 | N |  |  | OP | X | 3 | 2003 |  |  | N | IPP Non-CHP | 2 | B: X; PC: LFG; NG: DFO; NG: DFO |  |  |  | N | N |  | 1H | [23 empty] | Y | Y | N
55938 | Industrial Power Generating Company LLC | 56687 | Mountain View | PA | Franklin | 21 | Landfill Gas | IC |  | S | X | X | 21601804 |  | 0.3 | 1 | 0.3 | 0.3 | 0.1 | N |  |  | OP | X | 3 | 2003 |  |  | N | IPP Non-CHP | 2 | B: X; PC: LFG; NG: DFO; NG: DFO |  |  |  | N | N |  | 1H | [23 empty] | Y | Y | N
55938 | Industrial Power Generating Company LLC | 56687 | Mountain View | PA | Franklin | 22 | Landfill Gas | IC |  | S | X | X | 21601804 |  | 0.3 | 1 | 0.3 | 0.3 | 0.1 | N |  |  | OP | X | 3 | 2003 |  |  | N | IPP Non-CHP | 2 | B: X; PC: LFG; NG: DFO; NG: DFO |  |  |  | N | N |  | 1H | [23 empty] | Y | Y | N
55938 | Industrial Power Generating Company LLC | 56687 | Mountain View | PA | Franklin | 23 | Landfill Gas | IC |  | S | X | X | 21601804 |  | 0.3 | 1 | 0.3 | 0.3 | 0.1 | N |  |  | OP | X | 3 | 2003 |  |  | N | IPP Non-CHP | 2 | B: X; PC: LFG; NG: DFO; NG: DFO |  |  |  | N | N |  | 1H | [23 empty] | Y | Y | N
55938 | Industrial Power Generating Company LLC | 56687 | Mountain View | PA | Franklin | 24 | Landfill Gas | IC |  | S | X | X | 21601804 |  | 0.3 | 1 | 0.3 | 0.3 | 0.1 | N |  |  | OP | X | 3 | 2003 |  |  | N | IPP Non-CHP | 2 | B: X; PC: LFG; NG: DFO |  |  |  | N | N |  | 1H | [23 empty] | Y | Y
55938 | Industrial Power Generating Company LLC | 56687 | Mountain View | PA | Franklin | 25 | Landfill Gas | IC |  | S | X | X | 21601804 |  | 0.3 | 1 | 0.3 | 0.3 | 0.1 | N |  |  | OP | X | 3 | 2003 |  |  | N | IPP Non-CHP | 2 | B: X; PC: LFG; NG: DFO |  |  |  | N | N |  | 1H | [23 empty] | Y | Y
55938 | Industrial Power Generating Company LLC | 56687 | Mountain View | PA | Franklin | 26 | Landfill Gas | IC |  | S | X | X | 21601804 |  | 0.3 | 1 | 0.3 | 0.3 | 0.1 | N |  |  | OP | X | 3 | 2003 |  |  | N | IPP Non-CHP | 2 | B: X; PC: LFG; NG: DFO; NG: DFO |  |  |  | N | N |  | 1H | [23 empty] | Y | Y | N
55938 | Industrial Power Generating Company LLC | 56687 | Mountain View | PA | Franklin | 27 | Landfill Gas | IC |  | S | X | X | 21601804 |  | 0.3 | 1 | 0.3 | 0.3 | 0.1 | N |  |  | OP | X | 3 | 2003 |  |  | N | IPP Non-CHP | 2 | B: X; PC: LFG; NG: DFO; NG: DFO |  |  |  | N | N |  | 1H | [23 empty] | Y | Y | N
55938 | Industrial Power Generating Company LLC | 56687 | Mountain View | PA | Franklin | 28 | Landfill Gas | IC |  | S | X | X | 21601804 |  | 0.3 | 1 | 0.3 | 0.3 | 0.1 | N |  |  | OP | X | 3 | 2003 |  |  | N | IPP Non-CHP | 2 | B: X; PC: LFG; NG: DFO; NG: DFO |  |  |  | N | N |  | 1H | [23 empty] | Y | Y | N
55938 | Industrial Power Generating Company LLC | 56687 | Mountain View | PA | Franklin | 29 | Landfill Gas | IC |  | S | X | X | 21601804 |  | 0.3 | 1 | 0.3 | 0.3 | 0.1 | N |  |  | OP | X | 3 | 2003 |  |  | N | IPP Non-CHP | 2 | B: X; PC: LFG; NG: DFO; NG: DFO |  |  |  | N | N |  | 1H | [23 empty] | Y | Y
55938 | Industrial Power Generating Company LLC | 56687 | Mountain View | PA | Franklin | 3 | Landfill Gas | IC |  | S | X | X | 21601804 |  | 0.3 | 1 | 0.3 | 0.3 | 0.1 | N |  |  | OP | X | 3 | 2003 |  |  | N | IPP Non-CHP | 2 | B: X; PC: LFG; NG: DFO; NG: DFO |  |  |  | N | N |  | 1H | [23 empty] | Y | Y
55938 | Industrial Power Generating Company LLC | 56687 | Mountain View | PA | Franklin | 30 | Landfill Gas | IC |  | S | X | X | 21601804 |  | 0.3 | 1 | 0.3 | 0.3 | 0.1 | N |  |  | OP | X | 3 | 2003 |  |  | N | IPP Non-CHP | 2 | B: X; PC: LFG; NG: DFO; NG: DFO |  |  |  | N | N |  | 1H | [23 empty] | Y | Y
55938 | Industrial Power Generating Company LLC | 56687 | Mountain View | PA | Franklin | 31 | Landfill Gas | IC |  | S | X | X | 21601804 |  | 0.3 | 1 | 0.3 | 0.3 | 0.1 | N |  |  | OP | X | 3 | 2003 |  |  | N | IPP Non-CHP | 2 | B: X; PC: LFG; NG: DFO; NG: DFO |  |  |  | N | N |  | 1H | [23 empty] | Y | Y | N
55938 | Industrial Power Generating Company LLC | 56687 | Mountain View | PA | Franklin | 32 | Landfill Gas | IC |  | S | X | X | 21601804 |  | 0.3 | 1 | 0.3 | 0.3 | 0.1 | N |  |  | OP | X | 3 | 2003 |  |  | N | IPP Non-CHP | 2 | B: X; PC: LFG; NG: DFO; NG: DFO |  |  |  | N | N |  | 1H | [23 empty] | Y | Y | N
55938 | Industrial Power Generating Company LLC | 56687 | Mountain View | PA | Franklin | 33 | Landfill Gas | IC |  | S | X | X | 21601804 |  | 0.3 | 1 | 0.3 | 0.3 | 0.1 | N |  |  | OP | X | 3 | 2003 |  |  | N | IPP Non-CHP | 2 | B: X; PC: LFG; NG: DFO; NG: DFO |  |  |  | N | N |  | 1H | [23 empty] | Y | Y | N
55938 | Industrial Power Generating Company LLC | 56687 | Mountain View | PA | Franklin | 34 | Landfill Gas | IC |  | S | X | X | 21601804 |  | 0.3 | 1 | 0.3 | 0.3 | 0.1 | N |  |  | OP | X | 3 | 2003 |  |  | N | IPP Non-CHP | 2 | B: X; PC: LFG; NG: DFO; NG: DFO |  |  |  | N | N |  | 1H | [23 empty] | Y | Y | N
55938 | Industrial Power Generating Company LLC | 56687 | Mountain View | PA | Franklin | 35 | Landfill Gas | IC |  | S | X | X | 21601804 |  | 0.3 | 1 | 0.3 | 0.3 | 0.1 | N |  |  | OP | X | 3 | 2003 |  |  | N | IPP Non-CHP | 2 | B: X; PC: LFG; NG: DFO; NG: DFO |  |  |  | N | N |  | 1H | [23 empty] | Y | Y | N
55938 | Industrial Power Generating Company LLC | 56687 | Mountain View | PA | Franklin | 36 | Landfill Gas | IC |  | S | X | X | 21601804 |  | 0.3 | 1 | 0.3 | 0.3 | 0.1 | N |  |  | OP | X | 3 | 2003 |  |  | N | IPP Non-CHP | 2 | B: X; PC: LFG; NG: DFO; NG: DFO |  |  |  | N | N |  | 1H | [23 empty] | Y | Y | N
55938 | Industrial Power Generating Company LLC | 56687 | Mountain View | PA | Franklin | 37 | Landfill Gas | IC |  | S | X | X | 21601804 |  | 0.3 | 1 | 0.3 | 0.3 | 0.1 | N |  |  | OP | X | 3 | 2003 |  |  | N | IPP Non-CHP | 2 | B: X; PC: LFG; NG: DFO; NG: DFO |  |  |  | N | N |  | 1H | [23 empty] | Y | Y | N
55938 | Industrial Power Generating Company LLC | 56687 | Mountain View | PA | Franklin | 38 | Landfill Gas | IC |  | S | X | X | 21601804 |  | 0.3 | 1 | 0.3 | 0.3 | 0.1 | N |  |  | OP | X | 3 | 2003 |  |  | N | IPP Non-CHP | 2 | B: X; PC: LFG; NG: DFO; NG: DFO |  |  |  | N | N |  | 1H | [23 empty] | Y | Y | N
55938 | Industrial Power Generating Company LLC | 56687 | Mountain View | PA | Franklin | 39 | Landfill Gas | IC |  | S | X | X | 21601804 |  | 0.3 | 1 | 0.3 | 0.3 | 0.1 | N |  |  | OP | X | 3 | 2003 |  |  | N | IPP Non-CHP | 2 | B: X; PC: LFG; NG: DFO; NG: DFO |  |  |  | N | N |  | 1H | [23 empty] | Y | Y | N
55938 | Industrial Power Generating Company LLC | 56687 | Mountain View | PA | Franklin | 4 | Landfill Gas | IC |  | S | X | X | 21601804 |  | 0.3 | 1 | 0.3 | 0.3 | 0.1 | N |  |  | OP | X | 3 | 2003 |  |  | N | IPP Non-CHP | 2 | B: X; PC: LFG; NG: DFO; NG: DFO |  |  |  | N | N |  | 1H | [23 empty] | Y | Y | N
55938 | Industrial Power Generating Company LLC | 56687 | Mountain View | PA | Franklin | 40 | Landfill Gas | IC |  | S | X | X | 21601804 |  | 0.3 | 1 | 0.3 | 0.3 | 0.1 | N |  |  | OP | X | 3 | 2003 |  |  | N | IPP Non-CHP | 2 | B: X; PC: LFG; NG: DFO; NG: DFO |  |  |  | N | N |  | 1H | [23 empty] | Y | Y | N
55938 | Industrial Power Generating Company LLC | 56687 | Mountain View | PA | Franklin | 41 | Landfill Gas | IC |  | S | X | X | 21601804 |  | 0.3 | 1 | 0.3 | 0.3 | 0.1 | N |  |  | OP | X | 3 | 2003 |  |  | N | IPP Non-CHP | 2 | B: X; PC: LFG; NG: DFO; NG: DFO |  |  |  | N | N |  | 1H | [23 empty] | Y | Y | N
55938 | Industrial Power Generating Company LLC | 56687 | Mountain View | PA | Franklin | 42 | Landfill Gas | IC |  | S | X | X | 21601804 |  | 0.3 | 1 | 0.3 | 0.3 | 0.1 | N |  |  | OP | X | 3 | 2003 |  |  | N | IPP Non-CHP | 2 | B: X; PC: LFG; NG: DFO; NG: DFO |  |  |  | N | N |  | 1H | [23 empty] | Y | Y | N
55938 | Industrial Power Generating Company LLC | 56687 | Mountain View | PA | Franklin | 43 | Landfill Gas | IC |  | S | X | X | 21601804 |  | 0.3 | 1 | 0.3 | 0.3 | 0.1 | N |  |  | OP | X | 3 | 2003 |  |  | N | IPP Non-CHP | 2 | B: X; PC: LFG; NG: DFO; NG: DFO |  |  |  | N | N |  | 1H | [23 empty] | Y | Y | N
55938 | Industrial Power Generating Company LLC | 56687 | Mountain View | PA | Franklin | 44 | Landfill Gas | IC |  | S | X | X | 21601804 |  | 0.3 | 1 | 0.3 | 0.3 | 0.1 | N |  |  | OP | X | 3 | 2003 |  |  | N | IPP Non-CHP | 2 | B: X; PC: LFG; NG: DFO; NG: DFO |  |  |  | N | N |  | 1H | [23 empty] | Y | Y | N
55938 | Industrial Power Generating Company LLC | 56687 | Mountain View | PA | Franklin | 45 | Landfill Gas | IC |  | S | X | X | 21601804 |  | 0.3 | 1 | 0.3 | 0.3 | 0.1 | N |  |  | OP | X | 3 | 2003 |  |  | N | IPP Non-CHP | 2 | B: X; PC: LFG; NG: DFO; NG: DFO |  |  |  | N | N |  | 1H | [23 empty] | Y | Y | N
55938 | Industrial Power Generating Company LLC | 56687 | Mountain View | PA | Franklin | 46 | Landfill Gas | IC |  | S | X | X | 21601804 |  | 0.3 | 1 | 0.3 | 0.3 | 0.1 | N |  |  | OP | X | 3 | 2003 |  |  | N | IPP Non-CHP | 2 | B: X; PC: LFG; NG: DFO; NG: DFO |  |  |  | N | N |  | 1H | [23 empty] | Y | Y | N
55938 | Industrial Power Generating Company LLC | 56687 | Mountain View | PA | Franklin | 47 | Landfill Gas | IC |  | S | X | X | 21601804 |  | 0.3 | 1 | 0.3 | 0.3 | 0.1 | N |  |  | OP | X | 3 | 2003 |  |  | N | IPP Non-CHP | 2 | B: X; PC: LFG; NG: DFO; NG: DFO |  |  |  | N | N |  | 1H | [23 empty] | Y | Y | N
55938 | Industrial Power Generating Company LLC | 56687 | Mountain View | PA | Franklin | 48 | Landfill Gas | IC |  | S | X | X | 21601804 |  | 0.3 | 1 | 0.3 | 0.3 | 0.1 | N |  |  | OP | X | 3 | 2003 |  |  | N | IPP Non-CHP | 2 | B: X; PC: LFG; NG: DFO; NG: DFO |  |  |  | N | N |  | 1H | [23 empty] | Y | Y | N
55938 | Industrial Power Generating Company LLC | 56687 | Mountain View | PA | Franklin | 5 | Landfill Gas | IC |  | S | X | X | 21601804 |  | 0.3 | 1 | 0.3 | 0.3 | 0.1 | N |  |  | OP | X | 3 | 2003 |  |  | N | IPP Non-CHP | 2 | B: X; PC: LFG; NG: DFO; NG: DFO |  |  |  | N | N |  | 1H | [23 empty] | Y | Y | N
55938 | Industrial Power Generating Company LLC | 56687 | Mountain View | PA | Franklin | 6 | Landfill Gas | IC |  | S | X | X | 21601804 |  | 0.3 | 1 | 0.3 | 0.3 | 0.1 | N |  |  | OP | X | 3 | 2003 |  |  | N | IPP Non-CHP | 2 | B: X; PC: LFG; NG: DFO; NG: DFO |  |  |  | N | N |  | 1H | [23 empty] | Y | Y | N
55938 | Industrial Power Generating Company LLC | 56687 | Mountain View | PA | Franklin | 7 | Landfill Gas | IC |  | S | X | X | 21601804 |  | 0.3 | 1 | 0.3 | 0.3 | 0.1 | N |  |  | OP | X | 3 | 2003 |  |  | N | IPP Non-CHP | 2 | B: X; PC: LFG; NG: DFO; NG: DFO |  |  |  | N | N |  | 1H | [23 empty] | Y | Y | N
55938 | Industrial Power Generating Company LLC | 56687 | Mountain View | PA | Franklin | 8 | Landfill Gas | IC |  | S | X | X | 21601804 |  | 0.3 | 1 | 0.3 | 0.3 | 0.1 | N |  |  | OP | X | 3 | 2003 |  |  | N | IPP Non-CHP | 2 | B: X; PC: LFG; NG: DFO; NG: DFO |  |  |  | N | N |  | 1H | [23 empty] | Y | Y | N
55938 | Industrial Power Generating Company LLC | 56687 | Mountain View | PA | Franklin | 9 | Landfill Gas | IC |  | S | X | X | 21601804 |  | 0.3 | 1 | 0.3 | 0.3 | 0.1 | N |  |  | OP | X | 3 | 2003 |  |  | N | IPP Non-CHP | 2 | B: X; PC: LFG; NG: DFO; NG: DFO |  |  |  | N | N |  | 1H | [23 empty] | Y | Y | N
55938 | Industrial Power Generating Company LLC | 56690 | Pine Grove | PA | Schuylkill | 1 | Petroleum Liquids | IC |  | S | X | X | 51520089 |  | 0.3 | 1 | 0.3 | 0.3 | 0.1 | N |  |  | OP | X | 2 | 2008 |  |  | N | IPP Non-CHP | 2 | B: X; PC: DFO; NG: LFG |  |  |  | N | N |  | 1H | [23 empty] | Y | Y | N
55938 | Industrial Power Generating Company LLC | 56690 | Pine Grove | PA | Schuylkill | 10 | Petroleum Liquids | IC |  | S | X | X | 51520089 |  | 0.3 | 1 | 0.3 | 0.3 | 0.1 | N |  |  | OP | X | 2 | 2008 |  |  | N | IPP Non-CHP | 2 | B: X; PC: DFO; NG: LFG |  |  |  | N | N |  | 1H | [23 empty] | Y | Y | N
55938 | Industrial Power Generating Company LLC | 56690 | Pine Grove | PA | Schuylkill | 11 | Petroleum Liquids | IC |  | S | X | X | 51520089 |  | 0.3 | 1 | 0.3 | 0.3 | 0.1 | N |  |  | OP | X | 2 | 2008 |  |  | N | IPP Non-CHP | 2 | B: X; PC: DFO; NG: LFG |  |  |  | N | N |  | 1H | [23 empty] | Y | Y | N
55938 | Industrial Power Generating Company LLC | 56690 | Pine Grove | PA | Schuylkill | 12 | Petroleum Liquids | IC |  | S | X | X | 51520089 |  | 0.3 | 1 | 0.3 | 0.3 | 0.1 | N |  |  | OP | X | 2 | 2008 |  |  | N | IPP Non-CHP | 2 | B: X; PC: DFO; NG: LFG |  |  |  | N | N |  | 1H | [23 empty] | Y | Y | N
55938 | Industrial Power Generating Company LLC | 56690 | Pine Grove | PA | Schuylkill | 13 | Petroleum Liquids | IC |  | S | X | X | 51520089 |  | 0.3 | 1 | 0.3 | 0.3 | 0.1 | N |  |  | OP | X | 2 | 2008 |  |  | N | IPP Non-CHP | 2 | B: X; PC: DFO; NG: LFG |  |  |  | N | N |  | 1H | [23 empty] | Y | Y | N
55938 | Industrial Power Generating Company LLC | 56690 | Pine Grove | PA | Schuylkill | 14 | Petroleum Liquids | IC |  | S | X | X | 51520089 |  | 0.3 | 1 | 0.3 | 0.3 | 0.1 | N |  |  | OP | X | 2 | 2008 |  |  | N | IPP Non-CHP | 2 | B: X; PC: DFO; NG: LFG |  |  |  | N | N |  | 1H | [23 empty] | Y | Y | N
55938 | Industrial Power Generating Company LLC | 56690 | Pine Grove | PA | Schuylkill | 15 | Petroleum Liquids | IC |  | S | X | X | 51520089 |  | 0.3 | 1 | 0.3 | 0.3 | 0.1 | N |  |  | OP | X | 2 | 2008 |  |  | N | IPP Non-CHP | 2 | B: X; PC: DFO; NG: LFG |  |  |  | N | N |  | 1H | [23 empty] | Y | Y | N
55938 | Industrial Power Generating Company LLC | 56690 | Pine Grove | PA | Schuylkill | 16 | Petroleum Liquids | IC |  | S | X | X | 51520089 |  | 0.3 | 1 | 0.3 | 0.3 | 0.1 | N |  |  | OP | X | 2 | 2008 |  |  | N | IPP Non-CHP | 2 | B: X; PC: DFO; NG: LFG |  |  |  | N | N |  | 1H | [23 empty] | Y | Y | N
55938 | Industrial Power Generating Company LLC | 56690 | Pine Grove | PA | Schuylkill | 17 | Petroleum Liquids | IC |  | S | X | X | 51520089 |  | 0.3 | 1 | 0.3 | 0.3 | 0.1 | N |  |  | OP | X | 2 | 2008 |  |  | N | IPP Non-CHP | 2 | B: X; PC: DFO; NG: LFG |  |  |  | N | N |  | 1H | [23 empty] | Y | Y | N
55938 | Industrial Power Generating Company LLC | 56690 | Pine Grove | PA | Schuylkill | 18 | Petroleum Liquids | IC |  | S | X | X | 51520089 |  | 0.3 | 1 | 0.3 | 0.3 | 0.1 | N |  |  | OP | X | 2 | 2008 |  |  | N | IPP Non-CHP | 2 | B: X; PC: DFO; NG: LFG |  |  |  | N | N |  | 1H | [23 empty] | Y | Y | N
55938 | Industrial Power Generating Company LLC | 56690 | Pine Grove | PA | Schuylkill | 2 | Petroleum Liquids | IC |  | S | X | X | 51520089 |  | 0.3 | 1 | 0.3 | 0.3 | 0.1 | N |  |  | OP | X | 2 | 2008 |  |  | N | IPP Non-CHP | 2 | B: X; PC: DFO; NG: LFG |  |  |  | N | N |  | 1H | [23 empty] | Y | Y | N
55938 | Industrial Power Generating Company LLC | 56690 | Pine Grove | PA | Schuylkill | 3 | Petroleum Liquids | IC |  | S | X | X | 51520089 |  | 0.3 | 1 | 0.3 | 0.3 | 0.1 | N |  |  | OP | X | 2 | 2008 |  |  | N | IPP Non-CHP | 2 | B: X; PC: DFO; NG: LFG |  |  |  | N | N |  | 1H | [23 empty] | Y | Y | N
55938 | Industrial Power Generating Company LLC | 56690 | Pine Grove | PA | Schuylkill | 4 | Petroleum Liquids | IC |  | S | X | X | 51520089 |  | 0.3 | 1 | 0.3 | 0.3 | 0.1 | N |  |  | OP | X | 2 | 2008 |  |  | N | IPP Non-CHP | 2 | B: X; PC: DFO; NG: LFG |  |  |  | N | N |  | 1H | [23 empty] | Y | Y | N
55938 | Industrial Power Generating Company LLC | 56690 | Pine Grove | PA | Schuylkill | 5 | Petroleum Liquids | IC |  | S | X | X | 51520089 |  | 0.3 | 1 | 0.3 | 0.3 | 0.1 | N |  |  | OP | X | 2 | 2008 |  |  | N | IPP Non-CHP | 2 | B: X; PC: DFO; NG: LFG |  |  |  | N | N |  | 1H | [23 empty] | Y | Y | N
55938 | Industrial Power Generating Company LLC | 56690 | Pine Grove | PA | Schuylkill | 6 | Petroleum Liquids | IC |  | S | X | X | 51520089 |  | 0.3 | 1 | 0.3 | 0.3 | 0.1 | N |  |  | OP | X | 2 | 2008 |  |  | N | IPP Non-CHP | 2 | B: X; PC: DFO; NG: LFG |  |  |  | N | N |  | 1H | [23 empty] | Y | Y | N
55938 | Industrial Power Generating Company LLC | 56690 | Pine Grove | PA | Schuylkill | 7 | Petroleum Liquids | IC |  | S | X | X | 51520089 |  | 0.3 | 1 | 0.3 | 0.3 | 0.1 | N |  |  | OP | X | 2 | 2008 |  |  | N | IPP Non-CHP | 2 | B: X; PC: DFO; NG: LFG |  |  |  | N | N |  | 1H | [23 empty] | Y | Y | N
55938 | Industrial Power Generating Company LLC | 56690 | Pine Grove | PA | Schuylkill | 8 | Petroleum Liquids | IC |  | S | X | X | 51520089 |  | 0.3 | 1 | 0.3 | 0.3 | 0.1 | N |  |  | OP | X | 2 | 2008 |  |  | N | IPP Non-CHP | 2 | B: X; PC: DFO; NG: LFG |  |  |  | N | N |  | 1H | [23 empty] | Y | Y | N
55938 | Industrial Power Generating Company LLC | 56690 | Pine Grove | PA | Schuylkill | 9 | Petroleum Liquids | IC |  | S | X | X | 51520089 |  | 0.3 | 1 | 0.3 | 0.3 | 0.1 | N |  |  | OP | X | 2 | 2008 |  |  | N | IPP Non-CHP | 2 | B: X; PC: DFO; NG: LFG |  |  |  | N | N |  | 1H | [23 empty] | Y | Y | N
57423 | PPG Monroeville Chemicals Center | 58047 | PPG Monroeville Chemicals Center | PA | Allegheny | 2 | Petroleum Liquids | IC |  | S | X | X |  |  | 0.3 | 0.8 | 0.3 | 0.3 | 0.1 | N |  |  | SB | Y | 9 | 2000 |  |  | N | Commercial Non-CHP | 4 | B: X; PC: DFO |  |  |  | N | N |  | 10M | [20 empty] | N |  |  | N | N
12303 | Merck & Co Inc-West Point | 52149 | West Point (PA) | PA | Montgomery | GEN7 | Natural Gas Internal Combustion Engine | IC |  | S | X | X | MERCK 13 KV MERCK1-2 | MERCK 13 KV MERCK1-2 | 0.7 | 0.85 | 0.7 | 0.7 | 0.7 | N |  |  | OS | X | 6 | 1994 |  |  | N | Industrial CHP | 7 | [11 empty] | N | N |  | OVER | [23 empty] | N | N | N | bar: B to PC
54842 | WM Renewable Energy LLC | 57014 | Waste Management Arden LFGTE | PA | Washington | GEN1 | Landfill Gas | IC |  | S | X | X | pnode: 53049041 | pnode: 53049041 | 0.8 | 0.98 | 0.8 | 0.8 | 0.5 | N |  |  | OP | X | 2 | 2009 |  |  | N | IPP Non-CHP | 2 | B: X; PC: LFG | [6 empty] | 1H | [23 empty] | N | N | N
54842 | WM Renewable Energy LLC | 57014 | Waste Management Arden LFGTE | PA | Washington | GEN2 | Landfill Gas | IC |  | S | X | X | pnode: 53049041 | pnode: 53049041 | 0.8 | 0.98 | 0.8 | 0.8 | 0.5 | N |  |  | OP | X | 2 | 2009 |  |  | N | IPP Non-CHP | 2 | B: X; PC: LFG | [6 empty] | 1H | [23 empty] | N | N | N
54842 | WM Renewable Energy LLC | 57014 | Waste Management Arden LFGTE | PA | Washington | GEN3 | Landfill Gas | IC |  | S | X | X | pnode: 53049041 | pnode: 53049041 | 0.8 | 0.98 | 0.8 | 0.8 | 0.5 | N |  |  | OP | X | 2 | 2009 |  |  | N | IPP Non-CHP | 2 | B: X; PC: LFG | [6 empty] | 1H | [23 empty] | N | N | N
54842 | WM Renewable Energy LLC | 57014 | Waste Management Arden LFGTE | PA | Washington | GEN4 | Landfill Gas | IC |  | S | X | X | pnode: 53049041 | pnode: 53049041 | 0.8 | 0.98 | 0.8 | 0.8 | 0.5 | N |  |  | OP | X | 2 | 2009 |  |  | N | IPP Non-CHP | 2 | B: X; PC: LFG | [6 empty] | 1H | [23 empty] | N | N | N
54842 | WM Renewable Energy LLC | 57014 | Waste Management Arden LFGTE | PA | Washington | GEN5 | Landfill Gas | IC |  | S | X | X | pnode: 53049041 | pnode: 53049041 | 0.8 | 0.98 | 0.8 | 0.8 | 0.5 | N |  |  | OP | X | 2 | 2009 |  |  | N | IPP Non-CHP | 2 | B: X; PC: LFG | [6 empty] | 1H | [23 empty] | N | N | N
54842 | WM Renewable Energy LLC | 57014 | Waste Management Arden LFGTE | PA | Washington | GEN6 | Landfill Gas | IC |  | S | X | X | pnode: 53049041 | pnode: 53049041 | 0.8 | 0.98 | 0.8 | 0.8 | 0.5 | N |  |  | OP | X | 2 | 2009 |  |  | N | IPP Non-CHP | 2 | B: X; PC: LFG | [6 empty] | 1H | [23 empty] | N | N | N
57423 | PPG Monroeville Chemicals Center | 58047 | PPG Monroeville Chemicals Center | PA | Allegheny | 3 | Petroleum Liquids | IC |  | S | X | X |  |  | 0.8 | 1 | 0.8 | 0.8 | 0.2 | N |  |  | SB | Y | 10 | 1998 |  |  | N | Commercial Non-CHP | 4 | B: X; PC: DFO |  |  |  | N | N |  | 10M | [20 empty] | N |  |  | N | N
56081 | Southeastern Chester County Refuse Auth | 56873 | SECCRA Community Landfill | PA | Chester | 1 | Landfill Gas | IC |  | S | X | X |  |  | 0.9 | 0.95 | 0.9 | 0.9 | 0.4 | N |  |  | OP | X | 1 | 2007 |  |  | N | Commercial Non-CHP | 4 | B: X; PC: LFG |  |  |  | N | N |  | 10M | [23 empty] | N | N | N
12303 | Merck & Co Inc-West Point | 52149 | West Point (PA) | PA | Montgomery | GEN8 | Natural Gas Internal Combustion Engine | IC |  | S | X | X | MERCK 13 KV MERCK1-2 | MERCK 13 KV MERCK1-2 | 1 | 0.85 | 1 | 1 | 0.8 | N |  |  | SB | N | 8 | 1999 |  |  | N | Industrial CHP | 7 | [11 empty] | N | N |  | 10M | [23 empty] | N | N | N | bar: B to PC
12303 | Merck & Co Inc-West Point | 52149 | West Point (PA) | PA | Montgomery | GN11 | Petroleum Liquids | IC |  | S | X | X | MERCK 13 KV MERCK1-2 | MERCK 13 KV MERCK1-2 | 1 | 0.85 | 0.9 | 0.9 | 0.8 | N |  |  | SB | N | 11 | 2010 |  |  | N | Industrial CHP | 7 | B: X; PC: DFO |  |  |  | N | N |  | 10M | [23 empty] | N | N | N
62767 | Phoenix Contact Services, Inc | 62901 | Phoenix Contact - CCHP Plant | PA | Dauphin | CCHP | Natural Gas Fired Combustion Turbine | GT |  | S | X | X |  |  | 1 | 1 | 1 | 1 | 0.1 | N |  |  | OP | X | 3 | 2014 |  |  | Y | Industrial CHP | 7 | [14 empty] | 10M | [23 empty] | N | bar: B to PC
62658 | Mount Joy Wire Corp | 62741 | Mount Joy Wire | PA | Lancaster | CHP | Natural Gas Internal Combustion Engine | IC |  | S | X | X |  |  | 1.1 | 0.8 | 1.1 | 1.1 | 0.5 | N |  |  | OP | X | 12 | 2011 |  |  | Y | Industrial CHP | 7 | [11 empty] | N | N |  | 12H | [23 empty] | N | bar: B to PC
62877 | Jefferson Torresdale Hospital | 63023 | Jefferson Torresdale Hospital | PA | Philadelphia | COGEN | Natural Gas Internal Combustion Engine | IC |  | S | X | X |  |  | 1.1 | 0.8 | 1.1 | 1.1 | 0.6 | N |  |  | SB | Y | 5 | 2016 |  |  | Y | Commercial CHP | 5 | [11 empty] | N | N |  | 10M | [23 empty] | N | N | bar: B to PC
12303 | Merck & Co Inc-West Point | 52149 | West Point (PA) | PA | Montgomery | GEN5 | Petroleum Liquids | IC |  | S | X | X | MERCK 13 KV MERCK1-2 | MERCK 13 KV MERCK1-2 | 1.2 | 0.85 | 1.2 | 1.2 | 0.8 | N |  |  | OS | X | 6 | 1994 |  |  | N | Industrial CHP | 7 | B: X; PC: DFO |  |  |  | N | N |  | 10M | [23 empty] | N | N | N
2468 | Bucknell University | 54333 | Bucknell University | PA | Union | G502 | Natural Gas Fired Combined Cycle | CA | CC1 | S | Y | X |  |  | 1.2 | 0.9 | 0.8 | 1.2 | 0.3 | N |  |  | OP | X | 10 | 1991 |  |  | Y | Commercial CHP | 5 | B: T; PC: NG; NG: DFO |  |  |  | N | N |  | 1H | [23 empty] | Y | N | Y
12303 | Merck & Co Inc-West Point | 52149 | West Point (PA) | PA | Montgomery | GEN15 | Natural Gas Internal Combustion Engine | IC |  | S | X | X | MERCK 13 KV MERCK1-2 | MERCK 13 KV MERCK1-2 | 1.3 | 0.8 | 1.1 | 1.3 | 0.8 | N |  |  | SB | N | 5 | 2017 |  |  | N | Industrial CHP | 7 | [11 empty] | N | N |  | 10M | [23 empty] | N |  | N | bar: B to PC
12303 | Merck & Co Inc-West Point | 52149 | West Point (PA) | PA | Montgomery | GEN16 | Natural Gas Internal Combustion Engine | IC |  | S | X | X | MERCK 13 KV MERCK | MERCK 13 KV MERCK | 1.3 | 0.8 | 1.1 | 1.3 | 0.8 | N |  |  | OP | X | 5 | 2020 |  |  | N | Industrial CHP | 7 | [14 empty] | 10M | [23 empty] | N | bar: B to PC
12303 | Merck & Co Inc-West Point | 52149 | West Point (PA) | PA | Montgomery | GEN9 | Natural Gas Internal Combustion Engine | IC |  | S | X | X | MERCK 13 KV MERCK1-2 | MERCK 13 KV MERCK1-2 | 1.3 | 0.85 | 0.9 | 0.9 | 0.8 | N |  |  | SB | N | 2 | 2004 |  |  | N | Industrial CHP | 7 | [11 empty] | N | N |  | 10M | [23 empty] | N | N | N | bar: B to PC
12303 | Merck & Co Inc-West Point | 52149 | West Point (PA) | PA | Montgomery | GN10 | Natural Gas Internal Combustion Engine | IC |  | S | X | X | MERCK 13 KV MERCK1-2 | MERCK 13 KV MERCK1-2 | 1.3 | 0.85 | 0.9 | 0.9 | 0.8 | N |  |  | SB | N | 2 | 2004 |  |  | N | Industrial CHP | 7 | [11 empty] | N | N |  | 10M | [23 empty] | N | N | N | bar: B to PC
56205 | Philadelphia Water Department | 58326 | PWD Northeast WPCP Biogas Cogen Plant | PA | Philadelphia | NBG1 | Other Waste Biomass | IC |  | W | X | X |  |  | 1.4 | 1 | 1.4 | 1.4 | 0.7 | N |  |  | OP | X | 12 | 2013 |  |  | Y | Commercial CHP | 5 | B: T; PC: OBG; NG: NG |  |  |  | N | N |  | 10M | [23 empty] | Y | Y | N
56205 | Philadelphia Water Department | 58326 | PWD Northeast WPCP Biogas Cogen Plant | PA | Philadelphia | NBG2 | Other Waste Biomass | IC |  | W | X | X |  |  | 1.4 | 1 | 1.4 | 1.4 | 0.7 | N |  |  | OP | X | 12 | 2013 |  |  | Y | Commercial CHP | 5 | B: T; PC: OBG; NG: NG |  |  |  | N | N |  | 10M | [23 empty] | Y | Y | N
56205 | Philadelphia Water Department | 58326 | PWD Northeast WPCP Biogas Cogen Plant | PA | Philadelphia | NBG3 | Other Waste Biomass | IC |  | W | X | X |  |  | 1.4 | 1 | 1.4 | 1.4 | 0.7 | N |  |  | OP | X | 12 | 2013 |  |  | Y | Commercial CHP | 5 | B: T; PC: OBG; NG: NG |  |  |  | N | N |  | 10M | [23 empty] | Y | Y | N
56205 | Philadelphia Water Department | 58326 | PWD Northeast WPCP Biogas Cogen Plant | PA | Philadelphia | NBG4 | Other Waste Biomass | IC |  | W | X | X |  |  | 1.4 | 1 | 1.4 | 1.4 | 0.7 | N |  |  | OP | X | 12 | 2013 |  |  | Y | Commercial CHP | 5 | B: T; PC: OBG; NG: NG |  |  |  | N | N |  | 10M | [23 empty] | Y | Y | N
13657 | Norfork Southern Corp | 10302 | Juniata Locomotive Shop | PA | Blair | GEN3 | Natural Gas Fired Combustion Turbine | GT |  | S | X | X |  |  | 1.5 | 0.8 | 1.5 | 1.5 | 0.7 | N |  |  | OP | X | 4 | 2015 |  |  | N | Commercial Non-CHP | 4 | [11 empty] | N | N |  | 1H |  |  |  |  | N | [18 empty] | N | N | N | bar: B to PC
12303 | Merck & Co Inc-West Point | 52149 | West Point (PA) | PA | Montgomery | GEN14 | Natural Gas Internal Combustion Engine | IC |  | S | X | X | MERCK 13 KV MERCK1-2 | MERCK 13 KV MERCK1-2 | 1.5 | 0.8 | 1.5 | 1.5 | 0.8 | N |  |  | SB | N | 8 | 2016 |  |  | N | Industrial CHP | 7 | [11 empty] | N | N |  | 10M | [23 empty] | N |  | N | bar: B to PC
57425 | Vitro Architectural Glass (PA) | 58051 | Vitro Architectural Glass (PA) | PA | Cumberland | L2AE | Petroleum Liquids | IC |  | S | X | X |  |  | 1.5 | 0.8 | 1.5 | 1.5 | 0.7 | N |  |  | SB | Y | 5 | 1996 |  |  | N | Industrial Non-CHP | 6 | B: X; PC: DFO |  |  |  | N | N |  | 10M | [23 empty] | N | N | N
57425 | Vitro Architectural Glass (PA) | 58051 | Vitro Architectural Glass (PA) | PA | Cumberland | L2BW | Petroleum Liquids | IC |  | S | X | X |  |  | 1.5 | 0.8 | 1.5 | 1.5 | 0.7 | N |  |  | SB | Y | 5 | 1996 |  |  | N | Industrial Non-CHP | 6 | B: X; PC: DFO |  |  |  | N | N |  | 10M | [23 empty] | N | N | N
57249 | EPP Renewable Energy | 56510 | Frey Farm Landfill | PA | Lancaster | GEN2 | Landfill Gas | IC |  | S | X | X |  |  | 1.6 | 0.8 | 1.6 | 1.6 | 0.8 | N |  |  | OP | X | 1 | 2006 |  |  | Y | IPP CHP | 3 | B: T; PC: LFG |  |  |  | N | N |  | 12H | [23 empty] | N | N
57249 | EPP Renewable Energy | 56512 | GLRA Landfill | PA | Lebanon | GEN1 | Landfill Gas | IC |  | S | X | X |  |  | 1.6 | 0.8 | 1.6 | 1.6 | 0.8 | N |  |  | OP | X | 9 | 2007 |  |  | N | IPP Non-CHP | 2 | B: X; PC: LFG |  |  |  | N |  |  | 12H | [23 empty] | N
57249 | EPP Renewable Energy | 56512 | GLRA Landfill | PA | Lebanon | GEN2 | Landfill Gas | IC |  | S | X | X |  |  | 1.6 | 0.8 | 1.6 | 1.6 | 0.8 | N |  |  | OP | X | 9 | 2007 |  |  | N | IPP Non-CHP | 2 | B: X; PC: LFG |  |  |  | N |  |  | 12H | [23 empty] | N
57249 | EPP Renewable Energy | 56513 | Whitemarsh Central Utility Plant | PA | Montgomery | CGE | Natural Gas Internal Combustion Engine | IC |  | S | X | X |  |  | 1.6 | 0.8 | 1.6 | 1.6 | 0.8 | N |  |  | OP | X | 5 | 2007 |  |  | N | IPP Non-CHP | 2 | [11 empty] | N | N |  | 12H | [23 empty] | N | N | bar: B to PC
55858 | EDL Inc | 56850 | Lanchester Generating Station | PA | Lancaster | 1 | Landfill Gas | IC |  | S | X | X |  |  | 1.6 | 1 | 1.6 | 1.6 | 1.2 | N |  |  | OP | X | 12 | 2006 |  |  | N | IPP Non-CHP | 2 | B: X; PC: LFG |  |  |  | N | N |  | 1H | [23 empty] | N
55858 | EDL Inc | 56850 | Lanchester Generating Station | PA | Lancaster | 2 | Landfill Gas | IC |  | S | X | X |  |  | 1.6 | 1 | 1.6 | 1.6 | 1.2 | N |  |  | OP | X | 8 | 2010 |  |  | N | IPP Non-CHP | 2 | B: X; PC: LFG |  |  |  | N | N |  | 1H | [23 empty] | N
56081 | Southeastern Chester County Refuse Auth | 56873 | SECCRA Community Landfill | PA | Chester | 3 | Landfill Gas | IC |  | S | X | X |  |  | 1.6 | 0.95 | 1.6 | 1.6 | 0.8 | N |  |  | OP | X | 11 | 2010 |  |  | N | Commercial Non-CHP | 4 | B: X; PC: LFG |  |  |  |  | N |  | 10M | [23 empty] | N | N | N
57249 | EPP Renewable Energy | 56887 | Cumberland County PA LFG Recovery | PA | Cumberland | GEN 1 | Landfill Gas | IC |  | S | X | X |  |  | 1.6 | 0.8 | 1.6 | 1.6 | 0.8 | N |  |  | OP | X | 1 | 2009 |  |  | N | IPP Non-CHP | 2 | B: X; PC: LFG |  |  |  | N |  |  | 12H | [23 empty] | N
57249 | EPP Renewable Energy | 56887 | Cumberland County PA LFG Recovery | PA | Cumberland | GEN 2 | Landfill Gas | IC |  | S | X | X |  |  | 1.6 | 0.8 | 1.6 | 1.6 | 0.8 | N |  |  | OP | X | 1 | 2009 |  |  | N | IPP Non-CHP | 2 | B: X; PC: LFG |  |  |  | N | N |  | 12H | [23 empty] | N
57249 | EPP Renewable Energy | 56887 | Cumberland County PA LFG Recovery | PA | Cumberland | GEN 3 | Landfill Gas | IC |  | S | X | X |  |  | 1.6 | 0.8 | 1.6 | 1.6 | 0.8 | N |  |  | OP | X | 1 | 2009 |  |  | N | IPP Non-CHP | 2 | B: X; PC: LFG |  |  |  | N | N |  | 12H | [23 empty] | N
57249 | EPP Renewable Energy | 56887 | Cumberland County PA LFG Recovery | PA | Cumberland | GEN 4 | Landfill Gas | IC |  | S | X | X |  |  | 1.6 | 0.8 | 1.6 | 1.6 | 0.8 | N |  |  | OP | X | 1 | 2009 |  |  | N | IPP Non-CHP | 2 | B: X; PC: LFG |  |  |  | N | N |  | 12H | [23 empty] | N
57249 | EPP Renewable Energy | 56890 | Norther Tier Landfill | PA | Bradford | GEN 1 | Landfill Gas | IC |  | S | X | X |  |  | 1.6 | 0.8 | 1.6 | 1.6 | 0.8 | N |  |  | OP | X | 1 | 2009 |  |  | N | IPP Non-CHP | 2 | B: X; PC: LFG |  |  |  | N | N |  | 12H | [23 empty] | N
59880 | Pioneer Crossing Energy LLC | 56957 | Pioneer Crossing Energy, LLC | PA | Berks | LFG1 | Landfill Gas | IC |  | S | X | X |  |  | 1.6 | 0.9 | 1.6 | 1.6 | 1.3 | N |  |  | OP | X | 10 | 2008 |  |  | N | IPP Non-CHP | 2 | B: X; PC: LFG |  |  |  | N | N |  | 10M | [23 empty] | N | N | N
59880 | Pioneer Crossing Energy LLC | 56957 | Pioneer Crossing Energy, LLC | PA | Berks | LFG2 | Landfill Gas | IC |  | S | X | X |  |  | 1.6 | 0.9 | 1.6 | 1.6 | 1.3 | N |  |  | OP | X | 10 | 2008 |  |  | N | IPP Non-CHP | 2 | B: X; PC: LFG |  |  |  | N | N |  | 1H | [23 empty] | N | N | N
59880 | Pioneer Crossing Energy LLC | 56957 | Pioneer Crossing Energy, LLC | PA | Berks | LFG3 | Landfill Gas | IC |  | S | X | X |  |  | 1.6 | 0.9 | 1.6 | 1.6 | 1.3 | N |  |  | OP | X | 10 | 2008 |  |  | N | IPP Non-CHP | 2 | B: X; PC: LFG |  |  |  | N | N |  | 1H | [23 empty] | N | N | N
59880 | Pioneer Crossing Energy LLC | 56957 | Pioneer Crossing Energy, LLC | PA | Berks | LFG4 | Landfill Gas | IC |  | S | X | X |  |  | 1.6 | 0.9 | 1.6 | 1.6 | 1.3 | N |  |  | OP | X | 10 | 2008 |  |  | N | IPP Non-CHP | 2 | B: X; PC: LFG |  |  |  | N | N |  | 1H | [23 empty] | N | N | N
59880 | Pioneer Crossing Energy LLC | 56957 | Pioneer Crossing Energy, LLC | PA | Berks | LFG5 | Landfill Gas | IC |  | S | X | X |  |  | 1.6 | 0.9 | 1.6 | 1.6 | 1.3 | N |  |  | OP | X | 11 | 2013 |  |  | N | IPP Non-CHP | 2 | B: X; PC: LFG |  |  |  | N | N |  | 1H | [23 empty] | N | N | N
57249 | EPP Renewable Energy | 57183 | PPL Glendon LFGTE Plant | PA | Northampton | 1 | Landfill Gas | IC |  | S | X | X |  |  | 1.6 | 0.8 | 1.6 | 1.6 | 0.8 | N |  |  | OP | X | 6 | 2011 |  |  | N | IPP Non-CHP | 2 | B: X; PC: LFG |  |  |  | N | N |  | 12H | [23 empty] | N
57249 | EPP Renewable Energy | 57183 | PPL Glendon LFGTE Plant | PA | Northampton | 2 | Landfill Gas | IC |  | S | X | X |  |  | 1.6 | 0.8 | 1.6 | 1.6 | 0.8 | N |  |  | OP | X | 6 | 2011 |  |  | N | IPP Non-CHP | 2 | B: X; PC: LFG |  |  |  | N | N |  | 12H | [23 empty] | N
57249 | EPP Renewable Energy | 57466 | Blue Ridge Landfill | PA | Franklin | GEN1 | Landfill Gas | IC |  | S | X | X |  |  | 1.6 | 0.8 | 1.6 | 1.6 | 0.8 | N |  |  | OP | X | 1 | 2013 |  |  | N | IPP Non-CHP | 2 | B: X; PC: LFG |  |  |  | N | N |  | 12H | [23 empty] | N
57249 | EPP Renewable Energy | 57466 | Blue Ridge Landfill | PA | Franklin | GEN2 | Landfill Gas | IC |  | S | X | X |  |  | 1.6 | 0.8 | 1.6 | 1.6 | 0.8 | N |  |  | OP | X | 1 | 2013 |  |  | N | IPP Non-CHP | 2 | B: X; PC: LFG |  |  |  | N | N |  | 12H | [23 empty] | N
57249 | EPP Renewable Energy | 57466 | Blue Ridge Landfill | PA | Franklin | GEN3 | Landfill Gas | IC |  | S | X | X |  |  | 1.6 | 0.8 | 1.6 | 1.6 | 0.8 | N |  |  | OP | X | 1 | 2013 |  |  | N | IPP Non-CHP | 2 | B: X; PC: LFG |  |  |  | N | N |  | 12H | [23 empty] | N
57249 | EPP Renewable Energy | 57466 | Blue Ridge Landfill | PA | Franklin | GEN4 | Landfill Gas | IC |  | S | X | X |  |  | 1.6 | 0.8 | 1.6 | 1.6 | 0.8 | N |  |  | OP | X | 1 | 2013 |  |  | N | IPP Non-CHP | 2 | B: X; PC: LFG |  |  |  | N |  |  | 12H | [23 empty] | N
57249 | EPP Renewable Energy | 57581 | Allenwood | PA | Lycoming | 1 | Landfill Gas | IC |  | S | X | X |  |  | 1.6 | 0.8 | 1.6 | 1.6 | 0.8 | N |  |  | OP | X | 10 | 2012 |  |  | N | IPP Non-CHP | 2 | B: X; PC: LFG |  |  |  | N |  |  | 12H | [23 empty] | N
57249 | EPP Renewable Energy | 57581 | Allenwood | PA | Lycoming | 2 | Landfill Gas | IC |  | S | X | X |  |  | 1.6 | 0.8 | 1.6 | 1.6 | 0.8 | N |  |  | OP | X | 10 | 2012 |  |  | N | IPP Non-CHP | 2 | B: X; PC: LFG |  |  |  | N |  |  | 12H | [23 empty] | N
57249 | EPP Renewable Energy | 57582 | Lycoming County | PA | Lycoming | 1 | Landfill Gas | IC |  | S | X | X |  |  | 1.6 | 0.8 | 1.5 | 1.5 | 0.8 | N |  |  | OP | X | 10 | 2012 |  |  | N | IPP Non-CHP | 2 | B: X; PC: LFG |  |  |  | N |  |  | 12H | [23 empty] | N
57249 | EPP Renewable Energy | 57582 | Lycoming County | PA | Lycoming | 2 | Landfill Gas | IC |  | S | X | X |  |  | 1.6 | 0.8 | 1.5 | 1.5 | 0.8 | N |  |  | OP | X | 10 | 2012 |  |  | N | IPP Non-CHP | 2 | B: X; PC: LFG |  |  |  | N |  |  | 12H | [23 empty] | N
54842 | WM Renewable Energy LLC | 58250 | Tullytown | PA | Bucks | GEN1 | Landfill Gas | IC |  | S | X | X | PECO | PECO | 1.6 | 0.98 | 1.6 | 1.6 | 0.8 | N |  |  | OP | X | 3 | 2013 |  |  | N | IPP Non-CHP | 2 | B: X; PC: LFG |  |  |  | N |  |  | 1H | [23 empty] | N | N | N
55858 | EDL Inc | 58497 | L&S Sweetners | PA | Lancaster | GEN1 | Landfill Gas | IC |  | S | X | X |  |  | 1.6 | 1 | 1.6 | 1.6 | 1.2 | N |  |  | OP | X | 10 | 2013 |  |  | N | IPP Non-CHP | 2 | B: X; PC: LFG |  |  |  | N | N |  | 1H | [23 empty] | N
55858 | EDL Inc | 58497 | L&S Sweetners | PA | Lancaster | GEN2 | Landfill Gas | IC |  | S | X | X |  |  | 1.6 | 1 | 1.6 | 1.6 | 1.2 | N |  |  | OP | X | 10 | 2013 |  |  | N | IPP Non-CHP | 2 | B: X; PC: LFG |  |  |  | N | N |  | 1H | [23 empty] | N
58767 | Temple University | 58897 | Temple SEGF | PA | Philadelphia | 19G01 | Natural Gas Internal Combustion Engine | IC |  | S | X | X |  |  | 1.6 | 0.8 | 1.6 | 1.6 | 0.1 | N |  |  | OP | X | 5 | 1993 |  |  | N | Commercial Non-CHP | 4 | [11 empty] | N | N |  | 10M | [20 empty] | N |  |  | N |  | N | bar: B to PC
58767 | Temple University | 58897 | Temple SEGF | PA | Philadelphia | 19G02 | Natural Gas Internal Combustion Engine | IC |  | S | X | X |  |  | 1.6 | 0.8 | 1.6 | 1.6 | 0.1 | N |  |  | OP | X | 5 | 1993 |  |  | N | Commercial Non-CHP | 4 | [11 empty] | N | N |  | 10M | [20 empty] | N |  |  | N |  | N | bar: B to PC
58767 | Temple University | 58897 | Temple SEGF | PA | Philadelphia | 19G03 | Natural Gas Internal Combustion Engine | IC |  | S | X | X |  |  | 1.6 | 0.8 | 1.6 | 1.6 | 0.1 | N |  |  | OP | X | 5 | 1993 |  |  | N | Commercial Non-CHP | 4 | [11 empty] | N | N |  | 10M | [20 empty] | N |  |  | N |  | N | bar: B to PC
58767 | Temple University | 58897 | Temple SEGF | PA | Philadelphia | 19G04 | Natural Gas Internal Combustion Engine | IC |  | S | X | X |  |  | 1.6 | 0.8 | 1.6 | 1.6 | 0.1 | N |  |  | OP | X | 5 | 1993 |  |  | N | Commercial Non-CHP | 4 | [11 empty] | N | N |  | 10M | [20 empty] | N |  |  | N |  | N | bar: B to PC
58767 | Temple University | 58897 | Temple SEGF | PA | Philadelphia | 19G05 | Natural Gas Internal Combustion Engine | IC |  | S | X | X |  |  | 1.6 | 0.8 | 1.6 | 1.6 | 0.1 | N |  |  | OP | X | 5 | 1993 |  |  | N | Commercial Non-CHP | 4 | [11 empty] | N | N |  | 10M | [20 empty] | N |  |  | N |  | N | bar: B to PC
58767 | Temple University | 58897 | Temple SEGF | PA | Philadelphia | 19G06 | Natural Gas Internal Combustion Engine | IC |  | S | X | X |  |  | 1.6 | 0.8 | 1.6 | 1.6 | 0.1 | N |  |  | OP | X | 5 | 1993 |  |  | N | Commercial Non-CHP | 4 | [11 empty] | N | N |  | 10M | [20 empty] | N |  |  | N |  | N | bar: B to PC
58767 | Temple University | 58897 | Temple SEGF | PA | Philadelphia | 19G07 | Natural Gas Internal Combustion Engine | IC |  | S | X | X |  |  | 1.6 | 0.8 | 1.6 | 1.6 | 0.1 | N |  |  | OP | X | 5 | 1993 |  |  | N | Commercial Non-CHP | 4 | [11 empty] | N | N |  | 10M | [20 empty] | N |  |  | N |  | N | bar: B to PC
58767 | Temple University | 58897 | Temple SEGF | PA | Philadelphia | 19G08 | Natural Gas Internal Combustion Engine | IC |  | S | X | X |  |  | 1.6 | 0.8 | 1.6 | 1.6 | 0.1 | N |  |  | OP | X | 5 | 1993 |  |  | N | Commercial Non-CHP | 4 | [11 empty] | N | N |  | 10M | [20 empty] | N |  |  | N |  | N | bar: B to PC
58767 | Temple University | 58897 | Temple SEGF | PA | Philadelphia | 19G09 | Natural Gas Internal Combustion Engine | IC |  | S | X | X |  |  | 1.6 | 0.8 | 1.6 | 1.6 | 0.1 | N |  |  | OP | X | 5 | 1993 |  |  | N | Commercial Non-CHP | 4 | [11 empty] | N | N |  | 10M | [20 empty] | N |  |  | N |  | N | bar: B to PC
58767 | Temple University | 58897 | Temple SEGF | PA | Philadelphia | 19G10 | Natural Gas Internal Combustion Engine | IC |  | S | X | X |  |  | 1.6 | 0.8 | 1.6 | 1.6 | 0.1 | N |  |  | OP | X | 5 | 1993 |  |  | N | Commercial Non-CHP | 4 | [11 empty] | N | N |  | 10M | [20 empty] | N |  |  | N |  | N | bar: B to PC
59526 | State Correctnl Inst Laurel Highlands | 59759 | Glades Pike Generation Plant | PA | Somerset | CAT1 | Landfill Gas | IC |  | S | X | X |  |  | 1.6 | 0.8 | 1.6 | 1.6 | 0.8 | N |  |  | OP | X | 10 | 2011 |  |  | N | Commercial Non-CHP | 4 | B: X; PC: LFG |  |  |  | N | N |  | 10M | [23 empty] | N | N | N
59526 | State Correctnl Inst Laurel Highlands | 59759 | Glades Pike Generation Plant | PA | Somerset | CAT2 | Landfill Gas | IC |  | S | X | X |  |  | 1.6 | 0.8 | 1.6 | 1.6 | 0.8 | N |  |  | OP | X | 10 | 2011 |  |  | N | Commercial Non-CHP | 4 | B: X; PC: LFG |  |  |  | N | N |  | 10M | [23 empty] | N | N | N
55858 | EDL Inc | 60388 | Morgantown | PA | Berks | GEMT | Landfill Gas | IC |  | S | X | X |  |  | 1.6 | 0.8 | 1.6 | 1.6 | 1.2 | N |  |  | OP | X | 5 | 2016 |  |  | N | IPP Non-CHP | 2 | B: X; PC: LFG |  |  |  | N | N |  | 10M | [23 empty] | N | N | N
12303 | Merck & Co Inc-West Point | 52149 | West Point (PA) | PA | Montgomery | GEN4 | Natural Gas Internal Combustion Engine | IC |  | S | X | X | MERCK 13 KV MERCK1-2 | MERCK 13 KV MERCK1-2 | 1.7 | 0.85 | 1.7 | 1.7 | 1 | N |  |  | OS | X | 6 | 1995 |  |  | N | Industrial CHP | 7 | [11 empty] | N | N |  | 10M | [23 empty] | N | N | N | bar: B to PC
13542 | Newman & Co Inc | 54250 | Newman (PA) | PA | Philadelphia | 001 | Natural Gas Steam Turbine | ST |  | S | X | X |  |  | 1.8 | 0.8 | 1.8 | 1.8 | 1.6 | N |  |  | OP | X | 5 | 1964 |  |  | Y | Industrial CHP | 7 | T | NG | RFO | DFO |  |  |  | NG |  |  |  | N | N | 0 | 12H | [23 empty] | Y | N | Y
63044 | Shawville Power, LLC | 3131 | Shawville | PA | Clearfield | 5 | Petroleum Liquids | IC |  | S | X | X | 50795 | 50795 | 2 | 0.8 | 2 | 2 | 2 | N |  |  | SB | Y | 4 | 1960 |  |  | N | IPP Non-CHP | 2 | B: X; PC: DFO |  |  |  | N | N |  | 10M | [20 empty] | N |  |  | N |  | N
63044 | Shawville Power, LLC | 3131 | Shawville | PA | Clearfield | 6 | Petroleum Liquids | IC |  | S | X | X |  |  | 2 | 0.8 | 2 | 2 | 2 | N |  |  | SB | Y | 4 | 1966 |  |  | N | IPP Non-CHP | 2 | B: X; PC: DFO |  |  |  | N | N |  | 10M | [20 empty] | N |  |  | N |  | N
63044 | Shawville Power, LLC | 3131 | Shawville | PA | Clearfield | 7 | Petroleum Liquids | IC |  | S | X | X |  |  | 2 | 0.8 | 2 | 2 | 2 | N |  |  | SB | Y | 4 | 1960 |  |  | N | IPP Non-CHP | 2 | B: X; PC: DFO |  |  |  | N | N |  | 10M | [20 empty] | N |  |  | N |  | N
3329 | Borough of Chambersburg | 7397 | Falling Spring | PA | Franklin | 5 | Natural Gas Internal Combustion Engine | IC |  | S | X | X | Grand Point | Grand Point | 2 | 0.8 | 2.1 | 2.1 | 1 | N |  |  | OP | X | 12 | 1967 |  |  | N | Electric Utility | 1 | B: X; PC: NG; NG: DFO |  |  |  | N | N |  | 1H | [23 empty] | Y | Y | Y
3329 | Borough of Chambersburg | 7397 | Falling Spring | PA | Franklin | 6 | Natural Gas Internal Combustion Engine | IC |  | S | X | X | Grand Point | Grand Point | 2 | 0.8 | 2.1 | 2.1 | 1 | N |  |  | OP | X | 12 | 1967 |  |  | N | Electric Utility | 1 | B: X; PC: NG; NG: DFO |  |  |  | N | N |  | 1H | [23 empty] | Y | Y | Y
12303 | Merck & Co Inc-West Point | 52149 | West Point (PA) | PA | Montgomery | GN12 | Petroleum Liquids | IC |  | S | X | X | MERCK 13 KV MERCK1-2 | MERCK 13 KV MERCK1-2 | 2 | 0.8 | 2 | 2 | 0.8 | N |  |  | SB | N | 1 | 2015 |  |  | N | Industrial CHP | 7 | B: X; PC: DFO |  |  |  | N | N |  | 10M | [23 empty] | N
12303 | Merck & Co Inc-West Point | 52149 | West Point (PA) | PA | Montgomery | GN13 | Petroleum Liquids | IC |  | S | X | X | MERCK 13 KV MERCK1-2 | MERCK 13 KV MERCK1-2 | 2 | 0.8 | 2 | 2 | 0.8 | N |  |  | OA | X | 1 | 2015 |  |  | N | Industrial CHP | 7 | B: X; PC: DFO |  |  |  | N | N |  | 10M | [23 empty] | N
57425 | Vitro Architectural Glass (PA) | 58051 | Vitro Architectural Glass (PA) | PA | Cumberland | L1 | Petroleum Liquids | IC |  | S | X | X |  |  | 2 | 0.8 | 2 | 2 | 1 | N |  |  | SB | Y | 7 | 1972 |  |  | N | Industrial Non-CHP | 6 | B: X; PC: DFO |  |  |  | N | N |  | 10M | [23 empty] | N | N | N
61353 | Philadelphia Authority for Industrial Development | 61737 | Navy Yard Peaker Station | PA | Philadelphia | GEN1 | Natural Gas Internal Combustion Engine | IC |  | S | X | X |  |  | 2 | 0.8 | 2 | 2 | 1.4 | N |  |  | OP | X | 12 | 2017 |  |  | N | IPP Non-CHP | 2 | [14 empty] | 10M | [23 empty] | N | bar: B to PC
61353 | Philadelphia Authority for Industrial Development | 61737 | Navy Yard Peaker Station | PA | Philadelphia | GEN2 | Natural Gas Internal Combustion Engine | IC |  | S | X | X |  |  | 2 | 0.8 | 2 | 2 | 1.4 | N |  |  | OP | X | 12 | 2017 |  |  | N | IPP Non-CHP | 2 | [14 empty] | 10M | [23 empty] | N | bar: B to PC
61353 | Philadelphia Authority for Industrial Development | 61737 | Navy Yard Peaker Station | PA | Philadelphia | GEN3 | Natural Gas Internal Combustion Engine | IC |  | S | X | X |  |  | 2 | 0.8 | 2 | 2 | 1.4 | N |  |  | OP | X | 12 | 2017 |  |  | N | IPP Non-CHP | 2 | [14 empty] | 10M | [23 empty] | N | bar: B to PC
61353 | Philadelphia Authority for Industrial Development | 61737 | Navy Yard Peaker Station | PA | Philadelphia | GEN4 | Natural Gas Internal Combustion Engine | IC |  | S | X | X |  |  | 2 | 0.8 | 2 | 2 | 1.4 | N |  |  | OP | X | 12 | 2018 |  |  | N | IPP Non-CHP | 2 | [14 empty] | 10M | [23 empty] | N | bar: B to PC
58159 | Penn State University | 58194 | West Campus Steam Plant | PA | Centre | WC 5 | Natural Gas Steam Turbine | ST |  | S | X | X |  |  | 2.2 | 0.8 | 1.5 | 2.2 | 0.2 | N |  |  | OP | X | 2 | 2017 |  |  | Y | Commercial CHP | 5 | B: T; PC: NG; NG: DFO; NG: NG |  |  |  | N | N |  | 12H | [23 empty] | Y | N | Y
63047 | KeyCon Operating LLC | 3136 | Keystone | PA | Armstrong | 3 | Petroleum Liquids | IC |  | J | X | X | 50783 | 50783 | 2.5 | 0.8 | 2.8 | 2.8 | 2.8 | N |  |  | OP | X | 11 | 1968 |  |  | N | IPP Non-CHP | 2 | B: X; PC: DFO |  |  |  | N | N |  | 1H | [23 empty] | N | N | N
19519 | United States Steel-Mon Valley | 50732 | Mon Valley Works | PA | Allegheny | GEN3 | Other Gases | ST |  | S | X | X |  |  | 2.5 | 0.85 | 1.9 | 1.9 | 0.3 | N |  |  | OP | X | 2 | 2002 |  |  | Y | Industrial CHP | 7 | T | BFG | OG | NG |  |  |  | NG |  |  |  | N | N |  | 12H | [23 empty] | Y | Y | N
12303 | Merck & Co Inc-West Point | 52149 | West Point (PA) | PA | Montgomery | GEN3 | Petroleum Liquids | IC |  | S | X | X | MERCK 13 KV MERCK1-2 | MERCK 13 KV MERCK1-2 | 2.5 | 0.85 | 2.4 | 2.5 | 1.8 | N |  |  | OS | X | 1 | 1972 |  |  | N | Industrial CHP | 7 | B: X; PC: DFO |  |  |  | N | N |  | 10M | [23 empty] | N | N | N
15394 | Procter & Gamble Ppr Prdts Co | 50463 | Procter & Gamble Mehoopany Mill | PA | Wyoming | GEN2 | Natural Gas Steam Turbine | ST |  | S | X | X |  |  | 2.6 | 1 | 0.9 | 1.6 | 0.2 | N |  |  | OP | X | 10 | 1984 |  |  | N | Industrial CHP | 7 | [11 empty] | N | N |  | 12H | [23 empty] | N | N | N | bar: B to PC; NG
63047 | KeyCon Operating LLC | 3136 | Keystone | PA | Armstrong | 4 | Petroleum Liquids | IC |  | J | X | X |  |  | 2.9 | 0.8 | 2.8 | 2.8 | 2.8 | N |  |  | OP | X | 11 | 1968 |  |  | N | IPP Non-CHP | 2 | B: X; PC: DFO |  |  |  | N | N |  | 1H | [23 empty] | N | N
63047 | KeyCon Operating LLC | 3136 | Keystone | PA | Armstrong | 5 | Petroleum Liquids | IC |  | J | X | X |  |  | 2.9 | 0.8 | 2.8 | 2.8 | 2.8 | N |  |  | OP | X | 11 | 1968 |  |  | N | IPP Non-CHP | 2 | B: X; PC: DFO |  |  |  | N | N |  | 1H | [23 empty] | N | N
63047 | KeyCon Operating LLC | 3136 | Keystone | PA | Armstrong | 6 | Petroleum Liquids | IC |  | J | X | X |  |  | 2.9 | 0.8 | 2.8 | 2.8 | 2.8 | N |  |  | OP | X | 11 | 1968 |  |  | N | IPP Non-CHP | 2 | B: X; PC: DFO |  |  |  | N | N |  | 1H | [23 empty] | N | N
58159 | Penn State University | 58194 | West Campus Steam Plant | PA | Centre | WC 4 | Natural Gas Steam Turbine | ST |  | S | X | X |  |  | 2.9 | 0.8 | 1.5 | 2.8 | 0.4 | N |  |  | OP | X | 2 | 2017 |  |  | Y | Commercial CHP | 5 | B: T; PC: NG; NG: DFO; NG: NG |  |  |  | N | N |  | 12H | [23 empty] | Y | N | Y
63047 | KeyCon Operating LLC | 3118 | Conemaugh | PA | Indiana | A | Petroleum Liquids | IC |  | J | X | X |  |  | 3 | 0.8 | 2.8 | 2.8 | 2.8 | N |  |  | OP | X | 2 | 1970 |  |  | N | IPP Non-CHP | 2 | B: X; PC: DFO |  |  |  | N |  |  | 1H | [23 empty] | N | N | N
63047 | KeyCon Operating LLC | 3118 | Conemaugh | PA | Indiana | B | Petroleum Liquids | IC |  | J | X | X |  |  | 3 | 0.8 | 2.8 | 2.8 | 2.8 | N |  |  | SB | Y | 2 | 1970 |  |  | N | IPP Non-CHP | 2 | B: X; PC: DFO |  |  |  | N |  |  | 1H | [23 empty] | N | N | N
63047 | KeyCon Operating LLC | 3118 | Conemaugh | PA | Indiana | C | Petroleum Liquids | IC |  | J | X | X |  |  | 3 | 0.8 | 2.8 | 2.8 | 2.8 | N |  |  | SB | Y | 2 | 1970 |  |  | N | IPP Non-CHP | 2 | B: X; PC: DFO |  |  |  | N |  |  | 1H | [23 empty] | N | N | N
63047 | KeyCon Operating LLC | 3118 | Conemaugh | PA | Indiana | D | Petroleum Liquids | IC |  | J | X | X |  |  | 3 | 0.8 | 2.8 | 2.8 | 2.8 | N |  |  | SB | Y | 2 | 1970 |  |  | N | IPP Non-CHP | 2 | B: X; PC: DFO |  |  |  | N |  |  | 1H | [23 empty] | N | N | N
54842 | WM Renewable Energy LLC | 7690 | Pennsbury | PA | Bucks | 1 | Landfill Gas | GT |  | S | X | X | FALLS 4 KV PENSBRY1 | FALLS 4 KV PENSBRY1 | 3 | 0.8 | 2 | 2.8 | 1 | N |  |  | OS | X | 9 | 1996 |  |  | N | IPP Non-CHP | 2 | B: X; PC: LFG; NG: PG |  |  |  | N | N | 0 | 1H | [23 empty] | N
54842 | WM Renewable Energy LLC | 7690 | Pennsbury | PA | Bucks | 2 | Landfill Gas | GT |  | S | X | X | FALLS 4 KV PENSBRY2 | FALLS 4 KV PENSBRY2 | 3 | 0.8 | 2 | 2.8 | 1 | N |  |  | OS | X | 9 | 1996 |  |  | N | IPP Non-CHP | 2 | B: X; PC: LFG; NG: PG |  |  |  | N | N |  | 1H | [23 empty] | N
54842 | WM Renewable Energy LLC | 55074 | Lakeview Gas Recovery | PA | Erie | GEN1 | Landfill Gas | IC |  | S | X | X | PENELEC 50776 | PENELEC 50776 | 3 | 0.98 | 3 | 3 | 0.6 | N |  |  | OP | X | 5 | 1997 |  |  | N | IPP Non-CHP | 2 | B: X; PC: LFG |  |  |  | N |  |  | 1H | [23 empty] | N | N | N
54842 | WM Renewable Energy LLC | 55074 | Lakeview Gas Recovery | PA | Erie | GEN2 | Landfill Gas | IC |  | S | X | X | PENELEC 50776 | PENELEC 50776 | 3 | 0.98 | 3 | 3 | 0.6 | N |  |  | OP | X | 6 | 1997 |  |  | N | IPP Non-CHP | 2 | B: X; PC: LFG |  |  |  | N |  |  | 1H | [23 empty] | N | N | N
63031 | New Castle Power, LLC | 3138 | New Castle Plant | PA | Lawrence | EMDA | Petroleum Liquids | IC |  | S | X | X | 98370491 | NEWCASOE 23KV EMDS-A | 3.2 | 0.8 | 2.5 | 2.5 | 1 | N |  |  | OP | X | 12 | 1968 |  |  | N | IPP Non-CHP | 2 | B: X; PC: DFO |  |  |  | N | N |  | 10M | [20 empty] | N |  |  | N
63031 | New Castle Power, LLC | 3138 | New Castle Plant | PA | Lawrence | EMDB | Petroleum Liquids | IC |  | S | X | X | 98370487 | NEWCASOE 23KV EMDS-B | 3.2 | 0.8 | 2.5 | 2.5 | 1 |  |  |  | OS | X | 12 | 1968 |  |  | N | IPP Non-CHP | 2 | B: X; PC: DFO |  |  |  | N | N |  | 10M | [20 empty] | N |  |  | N
3329 | Borough of Chambersburg | 7397 | Falling Spring | PA | Franklin | 7 | Natural Gas Internal Combustion Engine | IC |  | S | X | X | Grand Point | Grand Point | 3.2 | 0.8 | 2.9 | 2.9 | 1 | N |  |  | OP | X | 6 | 2001 |  |  | N | Electric Utility | 1 | B: X; PC: NG; NG: DFO |  |  |  | N | N |  | 1H | [23 empty] | Y | Y | Y
20183 | Waste Management Inc | 55765 | Green Knight Energy Center | PA | Northampton | TG1 | Landfill Gas | GT |  | W | X | X |  |  | 3.3 | 0.98 | 2.4 | 2.9 | 0.6 | N |  |  | OP | X | 2 | 2001 |  |  | N | IPP Non-CHP | 2 | B: X; PC: LFG |  |  |  | N | N | 0 | 1H | [23 empty] | N | N | N
20183 | Waste Management Inc | 55765 | Green Knight Energy Center | PA | Northampton | TG2 | Landfill Gas | GT |  | W | X | X |  |  | 3.3 | 0.98 | 2.4 | 2.9 | 0.6 | N |  |  | OP | X | 2 | 2001 |  |  | N | IPP Non-CHP | 2 | B: X; PC: LFG |  |  |  | N | N |  | 1H | [23 empty] | N | N | N
20183 | Waste Management Inc | 55765 | Green Knight Energy Center | PA | Northampton | TG3 | Landfill Gas | GT |  | W | X | X |  |  | 3.3 | 0.98 | 2.4 | 2.9 | 0.6 | N |  |  | OP | X | 2 | 2001 |  |  | N | IPP Non-CHP | 2 | B: X; PC: LFG |  |  |  | N | N | 0 | 1H | [23 empty] | N | N | N
58527 | Gettysburg Energy and Nutrient Rec Facility LLC | 58565 | Gettysburg Energy & Nutrient Rec Facility | PA | Adams | GENRF | Other Waste Biomass | ST |  | S | X | X |  |  | 3.3 | 0.9 | 2.5 | 2.7 | 0.1 | N |  |  | OS | X | 6 | 2013 |  |  | Y | IPP CHP | 3 | B: B; PC: OBS; NG: PG |  |  |  | Y | N |  | OVER | [23 empty] | N | N | N
59526 | State Correctnl Inst Laurel Highlands | 59759 | Glades Pike Generation Plant | PA | Somerset | SOLAR | Landfill Gas | GT |  | S | X | X |  |  | 3.3 | 0.8 | 2.3 | 3.3 | 0.8 | N |  |  | OP | X | 10 | 2011 | 1 | 2021 | N | Commercial Non-CHP | 4 | B: X; PC: LFG |  |  |  | N | N |  | 1H | [23 empty] | N | N | N
57130 | Janssen Pharmaceutical Co | 59056 | Spring House | PA | Montgomery | GEN 1 | Natural Gas Internal Combustion Engine | IC |  | S | X | X |  |  | 3.8 | 1 | 3.8 | 3.8 | 2.8 | N |  |  | OP | X | 4 | 2013 |  |  | N | IPP Non-CHP | 2 | [11 empty] | N | N |  | 10M | [23 empty] | N | bar: B to PC
7075 | General Electric Co | 10058 | General Electric Diesel Engine Plant | PA | Mercer | REGN | Petroleum Liquids | IC |  | S | X | X |  |  | 4.4 | 0.8 | 4.3 | 4.2 | 0 | N |  |  | OP | X | 6 | 1984 |  |  | N | Industrial Non-CHP | 6 | B: X; PC: DFO |  |  |  | N |  |  | 10M | [23 empty] | N | N
58653 | Oxbow Creek Energy LLC | 58714 | Oxbow Creek | PA | Wyoming | GEN1 | Natural Gas Internal Combustion Engine | IC |  | S | X | X | 49588 | 49588 | 4.4 | 0.8 | 4.2 | 4.2 | 2 | N |  |  | OP | X | 12 | 2019 |  |  | N | IPP Non-CHP | 2 | [11 empty] | N | N |  | 10M | [23 empty] | N | N | bar: B to PC
58653 | Oxbow Creek Energy LLC | 58714 | Oxbow Creek | PA | Wyoming | GEN2 | Natural Gas Internal Combustion Engine | IC |  | S | X | X | 49588 | 49588 | 4.4 | 0.8 | 4.2 | 4.2 | 2 | N |  |  | OP | X | 12 | 2019 |  |  | N | IPP Non-CHP | 2 | [11 empty] | N |  |  | 10M | [23 empty] | N | N | bar: B to PC
58653 | Oxbow Creek Energy LLC | 58714 | Oxbow Creek | PA | Wyoming | GEN3 | Natural Gas Internal Combustion Engine | IC |  | S | X | X | 49588 | 49588 | 4.4 | 0.8 | 4.2 | 4.2 | 2 | N |  |  | OP | X | 12 | 2019 |  |  | N | IPP Non-CHP | 2 | [11 empty] | N |  |  | 10M | [23 empty] | N | N | bar: B to PC
58653 | Oxbow Creek Energy LLC | 58714 | Oxbow Creek | PA | Wyoming | GEN4 | Natural Gas Internal Combustion Engine | IC |  | S | X | X | 49588 | 49588 | 4.4 | 0.8 | 4.2 | 4.2 | 2 | N |  |  | OP | X | 12 | 2019 |  |  | N | IPP Non-CHP | 2 | [11 empty] | N |  |  | 10M | [23 empty] | N | N | bar: B to PC
58653 | Oxbow Creek Energy LLC | 58714 | Oxbow Creek | PA | Wyoming | GEN5 | Natural Gas Internal Combustion Engine | IC |  | S | X | X | 49588 | 49588 | 4.4 | 0.8 | 4.2 | 4.2 | 2 | N |  |  | OP | X | 12 | 2019 |  |  | N | IPP Non-CHP | 2 | [11 empty] | N | N |  | 10M | [23 empty] | N | N | bar: B to PC
58652 | Roundtop Energy LLC | 58715 | Roundtop | PA | Susquehanna | GEN1 | Natural Gas Internal Combustion Engine | IC |  | S | X | X | 1292915209 | 1292915209 | 4.4 | 0.8 | 4.2 | 4.2 | 2.2 | N |  |  | OP | X | 10 | 2015 |  |  | N | IPP Non-CHP | 2 | [11 empty] | N | N |  | 10M | [23 empty] | N | N | N | bar: B to PC
58652 | Roundtop Energy LLC | 58715 | Roundtop | PA | Susquehanna | GEN2 | Natural Gas Internal Combustion Engine | IC |  | S | X | X | 1292915209 | 1292915209 | 4.4 | 0.8 | 4.2 | 4.2 | 2.2 | N |  |  | OP | X | 10 | 2015 |  |  | N | IPP Non-CHP | 2 | [11 empty] | N | N |  | 10M | [23 empty] | N | N | N | bar: B to PC
58652 | Roundtop Energy LLC | 58715 | Roundtop | PA | Susquehanna | GEN3 | Natural Gas Internal Combustion Engine | IC |  | S | X | X | 1292915209 | 1292915209 | 4.4 | 0.8 | 4.2 | 4.2 | 2.2 | N |  |  | OP | X | 10 | 2015 |  |  | N | IPP Non-CHP | 2 | [11 empty] | N | N |  | 10M | [23 empty] | N | N | N | bar: B to PC
58652 | Roundtop Energy LLC | 58715 | Roundtop | PA | Susquehanna | GEN4 | Natural Gas Internal Combustion Engine | IC |  | S | X | X | 49610 | 49610 | 4.4 | 0.8 | 4.2 | 4.2 | 2.2 | N |  |  | OP | X | 10 | 2015 |  |  | N | IPP Non-CHP | 2 | [11 empty] | N | N |  | 10M | [23 empty] | N | N | N | bar: B to PC
58652 | Roundtop Energy LLC | 58715 | Roundtop | PA | Susquehanna | GEN5 | Natural Gas Internal Combustion Engine | IC |  | S | X | X | 49610 | 49610 | 4.4 | 0.8 | 4.2 | 4.2 | 2.2 | N |  |  | OP | X | 10 | 2015 |  |  | N | IPP Non-CHP | 2 | [11 empty] | N | N |  | 10M | [23 empty] | N | N | N | bar: B to PC
58685 | Beaver Dam Energy LLC | 58811 | Beaver Dam | PA | Bradford | GEN1 | Natural Gas Internal Combustion Engine | IC |  | S | X | X | 1067157917 | 1067157917 | 4.4 | 0.8 | 4.2 | 4.2 | 2.2 | N |  |  | OP | X | 6 | 2016 |  |  | N | IPP Non-CHP | 2 | [14 empty] | 10M | [23 empty] | N | N | N | bar: B to PC
58685 | Beaver Dam Energy LLC | 58811 | Beaver Dam | PA | Bradford | GEN2 | Natural Gas Internal Combustion Engine | IC |  | S | X | X | 1067157917 | 1067157917 | 4.4 | 0.8 | 4.2 | 4.2 | 2.2 | N |  |  | OP | X | 6 | 2016 |  |  | N | IPP Non-CHP | 2 | [14 empty] | 10M | [23 empty] | N | N | N | bar: B to PC
58685 | Beaver Dam Energy LLC | 58811 | Beaver Dam | PA | Bradford | GEN3 | Natural Gas Internal Combustion Engine | IC |  | S | X | X | 1067157917 | 1067157917 | 4.4 | 0.8 | 4.2 | 4.2 | 2.2 | N |  |  | OP | X | 6 | 2016 |  |  | N | IPP Non-CHP | 2 | [14 empty] | 10M | [23 empty] | N | N | N | bar: B to PC
58685 | Beaver Dam Energy LLC | 58811 | Beaver Dam | PA | Bradford | GEN4 | Natural Gas Internal Combustion Engine | IC |  | S | X | X | 1067157917 | 1067157917 | 4.4 | 0.8 | 4.2 | 4.2 | 2.2 | N |  |  | OP | X | 6 | 2016 |  |  | N | IPP Non-CHP | 2 | [14 empty] | 10M | [23 empty] | N | N | N | bar: B to PC
58685 | Beaver Dam Energy LLC | 58811 | Beaver Dam | PA | Bradford | GEN5 | Natural Gas Internal Combustion Engine | IC |  | S | X | X | 1067157917 | 1067157917 | 4.4 | 0.8 | 4.2 | 4.2 | 2.2 | N |  |  | OP | X | 6 | 2016 |  |  | N | IPP Non-CHP | 2 | [14 empty] | 10M | [23 empty] | N | N | N | bar: B to PC
60875 | Wolf Run Energy LLC | 61263 | Wolf Run Energy | PA | Bradford | GEN1 | Natural Gas Internal Combustion Engine | IC |  | S | X | X |  |  | 4.4 | 0.8 | 4.4 | 4.4 | 2 | N |  |  | OP | X | 6 | 2019 |  |  | N | IPP Non-CHP | 2 | [14 empty] | 10M | [23 empty] | N | bar: B to PC
60875 | Wolf Run Energy LLC | 61263 | Wolf Run Energy | PA | Bradford | GEN2 | Natural Gas Internal Combustion Engine | IC |  | S | X | X |  |  | 4.4 | 0.8 | 4.4 | 4.4 | 2 | N |  |  | OP | X | 6 | 2019 |  |  | N | IPP Non-CHP | 2 | [14 empty] | 10M | [23 empty] | N | bar: B to PC
60875 | Wolf Run Energy LLC | 61263 | Wolf Run Energy | PA | Bradford | GEN3 | Natural Gas Internal Combustion Engine | IC |  | S | X | X |  |  | 4.4 | 0.8 | 4.4 | 4.4 | 2 | N |  |  | OP | X | 6 | 2019 |  |  | N | IPP Non-CHP | 2 | [14 empty] | 10M | [23 empty] | N | bar: B to PC
60875 | Wolf Run Energy LLC | 61263 | Wolf Run Energy | PA | Bradford | GEN4 | Natural Gas Internal Combustion Engine | IC |  | S | X | X |  |  | 4.4 | 0.8 | 4.4 | 4.4 | 2 | N |  |  | OP | X | 6 | 2019 |  |  | N | IPP Non-CHP | 2 | [14 empty] | 10M | [23 empty] | N | bar: B to PC
60875 | Wolf Run Energy LLC | 61263 | Wolf Run Energy | PA | Bradford | GEN5 | Natural Gas Internal Combustion Engine | IC |  | S | X | X |  |  | 4.4 | 0.8 | 4.4 | 4.4 | 2 | N |  |  | OP | X | 6 | 2019 |  |  | N | IPP Non-CHP | 2 | [14 empty] | 10M | [23 empty] | N | bar: B to PC
22174 | PEI Power Corp | 50279 | Archbald Power Station | PA | Lackawanna | GEN5 | Landfill Gas | GT |  | S | X | X | 87901559 | ARCHTAP 13 KV PEI 5 | 4.6 | 1 | 4 | 4.6 | 2 | N |  |  | OP | X | 2 | 2010 |  |  | N | IPP Non-CHP | 2 | B: X; PC: LFG; NG: OG |  |  |  | N | N |  | 1H |  |  |  | N | [19 empty] | N | N | N
22174 | PEI Power Corp | 50279 | Archbald Power Station | PA | Lackawanna | GEN6 | Landfill Gas | GT |  | S | X | X | 87901561 | ARCHTAP 13 KV PEI 6 | 4.6 | 1 | 4 | 4.6 | 2 | N |  |  | OP | X | 2 | 2010 |  |  | N | IPP Non-CHP | 2 | B: X; PC: LFG; NG: OG |  |  |  | N | N |  | 1H |  |  |  | N | [19 empty] | N | N | N
2468 | Bucknell University | 54333 | Bucknell University | PA | Union | G001 | Natural Gas Fired Combined Cycle | CT | CC1 | S | X | Y | Citizens | Citizens | 4.7 | 0.9 | 4.5 | 5.5 | 2.5 | N |  |  | OP | X | 6 | 1998 |  |  | Y | Commercial CHP | 5 | B: T; PC: NG; NG: DFO |  |  |  | N | N |  | 1H | [23 empty] | Y | N | Y
61988 | Pixelle Specialty Solutions LLC - (PA) | 50397 | Pixelle Specialty Solutions LLC - Spring Grove Facility | PA | York | GEN3 | Natural Gas Steam Turbine | ST |  | S | X | X | PHGLATFE115KV NUG |  | 5.1 | 0.8 | 4 | 4 | 1.2 | N |  |  | OP | X | 5 | 1948 |  |  | Y | Industrial CHP | 7 | T | NG | BLQ | RFO | BIT | SLW | WDS | NG |  |  |  | N | N |  | 12H | Y | N |  |  | Y | [18 empty] | Y | Y | N
22001 | Sunbury Generation LP | 3152 | Sunbury Generation LP | PA | Snyder | DI2 | Petroleum Liquids | IC |  | S | X | X | SUNBURY | SUNBURY | 5.5 | 0.8 | 5 | 5 | 2.5 | N |  |  | SB | Y | 4 | 1967 |  |  | N | IPP Non-CHP | 2 | T T: X; NG NG: DFO; DFO NG: DFO |  |  |  | N | N |  | 1H | [20 empty] | N |  |  | N | N | N
19391 | UGI Development Co | 56911 | Broad Mountain | PA | Schuylkill | GEN1 | Landfill Gas | GT |  | S | X | X |  |  | 5.5 | 0.85 | 4 | 4.9 | 1 | N |  |  | OP | X | 1 | 2009 |  |  | N | IPP Non-CHP | 2 | T T: X; NG NG: LFG |  |  |  | N | N |  | 1H | [23 empty] | N | N | N
19391 | UGI Development Co | 56911 | Broad Mountain | PA | Schuylkill | GEN2 | Landfill Gas | GT |  | S | X | X |  |  | 5.5 | 0.85 | 4 | 4.9 | 1 | N |  |  | OP | X | 1 | 2009 |  |  | N | IPP Non-CHP | 2 | T T: X; NG NG: LFG |  |  |  | N | N |  | 1H | [23 empty] | N | N | N
58463 | Dart Container Corp | 58476 | Dart Container Corp | PA | Lancaster | LFGT1 | Landfill Gas | GT |  | S | X | X |  |  | 5.6 | 0.9 | 4.6 | 5.2 | 0.3 | N |  |  | OP | X | 12 | 2012 |  |  | Y | Industrial CHP | 7 | T T: T; NG NG: LFG |  |  |  | N | N |  | 1H | [20 empty] | N |  |  | N | N | N
58463 | Dart Container Corp | 58476 | Dart Container Corp | PA | Lancaster | LFGT2 | Landfill Gas | GT |  | S | X | X |  |  | 5.6 | 0.9 | 4.6 | 5.2 | 0.3 | N |  |  | OP | X | 12 | 2012 |  |  | Y | Industrial CHP | 7 | T T: T; NG NG: LFG |  |  |  | N | N |  | 1H | [20 empty] | N |  |  | N | N | N
63220 | ECP Uptown Campus LLC | 63485 | ECP Uptown Campus | PA | Allegheny | 1 | Natural Gas Fired Combustion Turbine | GT |  | S | X | X |  |  | 5.6 | 0.95 | 4.3 | 5.6 | 1 | N |  |  | OP | X | 11 | 1997 |  |  | Y | IPP CHP | 3 | [11 empty] | N | N | 0 | 1H | [23 empty] | N | N | N | bar: T T to NG NG; DFO NG
61988 | Pixelle Specialty Solutions LLC - (PA) | 50397 | Pixelle Specialty Solutions LLC - Spring Grove Facility | PA | York | GEN1 | Natural Gas Steam Turbine | ST |  | S | X | X | PHGLATFE115 KV NUG |  | 6 | 0.8 | 5 | 5 | 2 | N |  |  | OP | X | 7 | 1948 |  |  | Y | Industrial CHP | 7 | T | NG | BLQ | BIT | RFO | WDS | SLW | NG |  |  |  | N | N |  | 12H | Y |  |  |  | Y | [18 empty] | Y | Y | N
3329 | Borough of Chambersburg | 55997 | Orchard Park | PA | Franklin | 10 | Natural Gas Internal Combustion Engine | IC |  | S | X | X | Grand Point | Grand Point | 6 | 0.8 | 5.8 | 5.8 | 1 | N |  |  | OP | X | 12 | 2003 |  |  | N | Electric Utility | 1 | T T: X; NG NG: NG; NG BLQ: DFO |  |  |  | N | N |  | 1H | [23 empty] | Y | Y | Y
3329 | Borough of Chambersburg | 55997 | Orchard Park | PA | Franklin | 11 | Natural Gas Internal Combustion Engine | IC |  | S | X | X | Grand Point | Grand Point | 6 | 0.8 | 5.8 | 5.8 | 1 | N |  |  | OP | X | 12 | 2003 |  |  | N | Electric Utility | 1 | T T: X; NG NG: NG; NG BLQ: DFO |  |  |  | N | N |  | 1H | [23 empty] | Y | Y | Y
3329 | Borough of Chambersburg | 55997 | Orchard Park | PA | Franklin | 8 | Natural Gas Internal Combustion Engine | IC |  | S | X | X | Grand Point | Grand Point | 6 | 0.8 | 5.8 | 5.8 | 1 | N |  |  | OP | X | 12 | 2003 |  |  | N | Electric Utility | 1 | T T: X; NG NG: NG; NG BLQ: DFO |  |  |  | N | N |  | 1H | [23 empty] | Y | Y | Y
3329 | Borough of Chambersburg | 55997 | Orchard Park | PA | Franklin | 9 | Natural Gas Internal Combustion Engine | IC |  | S | X | X | Grand Point | Grand Point | 6 | 0.8 | 5.8 | 5.8 | 1 | N |  |  | OP | X | 12 | 2003 |  |  | N | Electric Utility | 1 | T T: X; NG NG: NG; NG BLQ: DFO |  |  |  | N | N |  | 1H | [23 empty] | Y | Y | Y
9335 | Indiana University of Penn | 10129 | Indiana University of Pennsylvania | PA | Indiana | GEN1 | Natural Gas Internal Combustion Engine | IC |  | S | X | X |  |  | 6.1 | 0.9 | 6 | 6 | 0.5 | N |  |  | OP | X | 3 | 1988 |  |  | Y | Commercial CHP | 5 | T T: T; NG NG: NG; NG BLQ: DFO; NG NG: DFO |  |  |  | N | N |  | 10M | [23 empty] | Y | Y | Y
9335 | Indiana University of Penn | 10129 | Indiana University of Pennsylvania | PA | Indiana | GEN2 | Natural Gas Internal Combustion Engine | IC |  | S | X | X |  |  | 6.1 | 0.9 | 6 | 6 | 0.5 | N |  |  | OP | X | 3 | 1988 |  |  | Y | Commercial CHP | 5 | T T: T; NG NG: NG; NG BLQ: DFO; NG NG: DFO |  |  |  | N | N |  | 10M | [23 empty] | Y | Y | Y
9335 | Indiana University of Penn | 10129 | Indiana University of Pennsylvania | PA | Indiana | GEN3 | Natural Gas Internal Combustion Engine | IC |  | S | X | X |  |  | 6.1 | 0.9 | 6 | 6 | 0.5 | N |  |  | OP | X | 3 | 1988 |  |  | Y | Commercial CHP | 5 | T T: T; NG NG: NG; NG BLQ: DFO; NG NG: DFO |  |  |  | N | N |  | 10M | [23 empty] | Y | Y | Y
9335 | Indiana University of Penn | 10129 | Indiana University of Pennsylvania | PA | Indiana | GEN4 | Natural Gas Internal Combustion Engine | IC |  | S | X | X |  |  | 6.1 | 0.9 | 6 | 6 | 0.5 | N |  |  | OP | X | 3 | 1988 |  |  | Y | Commercial CHP | 5 | T T: T; NG NG: NG; NG BLQ: DFO; NG NG: DFO |  |  |  | N | N |  | 10M | [23 empty] | Y | Y | Y
13875 | Energy Center Paxton LLC | 50373 | Paxton Creek Cogeneration | PA | Dauphin | GEN1 | Natural Gas Internal Combustion Engine | IC |  | S | X | X | PJM West | PJM West | 6.3 | 0.96 | 6 | 6 | 2 | N |  |  | SB | Y | 8 | 1986 |  |  | Y | IPP CHP | 3 | T T: T; NG NG: NG; NG BLQ: DFO; NG NG: DFO |  |  |  | N | N |  | 1H | [20 empty] | N |  |  | Y | Y | Y
13875 | Energy Center Paxton LLC | 50373 | Paxton Creek Cogeneration | PA | Dauphin | GEN2 | Natural Gas Internal Combustion Engine | IC |  | S | X | X | PJM West | PJM West | 6.3 | 0.96 | 6 | 6 | 2 | N |  |  | SB | Y | 8 | 1986 |  |  | Y | IPP CHP | 3 | T T: T; NG NG: NG; NG BLQ: DFO; NG NG: DFO |  |  |  | N | N |  | 1H | [20 empty] | N |  |  | Y | Y | Y
58159 | Penn State University | 58195 | East Campus Steam Plant | PA | Centre | CT1 | Natural Gas Fired Combustion Turbine | GT |  | S | X | X |  |  | 7 | 0.8 | 7.4 | 8.9 | 3.3 | N |  |  | OP | X | 6 | 2011 |  |  | Y | Commercial CHP | 5 | T T: T; NG NG: NG; NG BLQ: DFO |  |  |  | N | N |  | 12H | [23 empty] | Y | N | Y
58686 | Alpaca Energy LLC | 58813 | Alpaca | PA | Bradford | 1 | Natural Gas Internal Combustion Engine | IC |  | S | X | X | 106856755 | 106856755 | 7 | 0.8 | 6.8 | 6.8 | 3 | N |  |  | OP | X | 4 | 2017 |  |  | N | IPP Non-CHP | 2 | [14 empty] | 10M | [23 empty] | N | N | N | bar: T T to NG NG
58686 | Alpaca Energy LLC | 58813 | Alpaca | PA | Bradford | 2 | Natural Gas Internal Combustion Engine | IC |  | S | X | X | 106856755 | 106856755 | 7 | 0.8 | 6.8 | 6.8 | 3 | N |  |  | OP | X | 4 | 2017 |  |  | N | IPP Non-CHP | 2 | [14 empty] | 10M | [23 empty] | N | N | N | bar: T T to NG NG
58686 | Alpaca Energy LLC | 58813 | Alpaca | PA | Bradford | 3 | Natural Gas Internal Combustion Engine | IC |  | S | X | X | 106856755 | 106856755 | 7 | 0.8 | 6.8 | 6.8 | 3 | N |  |  | OP | X | 4 | 2017 |  |  | N | IPP Non-CHP | 2 | [14 empty] | 10M | [23 empty] | N | N | N | bar: T T to NG NG
58689 | Milan Energy LLC | 58818 | Milan | PA | Bradford | 1 | Natural Gas Internal Combustion Engine | IC |  | S | X | X | 1318143941 | 1318143941 | 7 | 0.8 | 6.8 | 6.8 | 3 | N |  |  | OP | X | 3 | 2017 |  |  | N | IPP Non-CHP | 2 | [14 empty] | 10M | [23 empty] | N | N | N | bar: T T to NG NG
58689 | Milan Energy LLC | 58818 | Milan | PA | Bradford | 2 | Natural Gas Internal Combustion Engine | IC |  | S | X | X | 1318143941 | 1318143941 | 7 | 0.8 | 6.8 | 6.8 | 3 | N |  |  | OP | X | 3 | 2017 |  |  | N | IPP Non-CHP | 2 | [14 empty] | 10M | [23 empty] | N | N | N | bar: T T to NG NG
58689 | Milan Energy LLC | 58818 | Milan | PA | Bradford | 3 | Natural Gas Internal Combustion Engine | IC |  | S | X | X | 1318143941 | 1318143941 | 7 | 0.8 | 6.8 | 6.8 | 3 | N |  |  | OP | X | 3 | 2017 |  |  | N | IPP Non-CHP | 2 | [14 empty] | 10M | [23 empty] | N | N | N | bar: T T to NG NG
61988 | Pixelle Specialty Solutions LLC - (PA) | 50397 | Pixelle Specialty Solutions LLC - Spring Grove Facility | PA | York | GEN4 | Natural Gas Steam Turbine | ST |  | S | X | X | PHGLATFE115 KV NUG |  | 7.5 | 0.8 | 8.7 | 8.7 | 3.5 | N |  |  | OP | X | 8 | 1962 |  |  | Y | Industrial CHP | 7 | T | NG | BLQ | BIT | RFO | SLW | WDS | NG |  |  |  | N | N |  | 12H | Y | N |  |  | Y | [18 empty] | Y | Y | N
18458 | York Generation Company LLC | 54693 | York Generation Company LLC | PA | York | GT#1 | Natural Gas Fired Combined Cycle | CT | CC1 | S | X | N | 50737 | 50737 | 8.3 | 0.8 | 46.2 | 46.9 | 4.1 | N |  |  | OP | X | 4 | 1989 | 9 | 2021 | N | IPP Non-CHP | 2 | [11 empty] | N | N |  | 12H | [23 empty] | N | N | N | bar: X T to NG NG
18458 | York Generation Company LLC | 54693 | York Generation Company LLC | PA | York | GT#2 | Natural Gas Fired Combined Cycle | CT | CC1 | S | X | N | 50737 | 50737 | 8.3 | 0.8 |  |  | 4.1 | N |  |  | OP | X | 4 | 1989 | 9 | 2021 | N | IPP Non-CHP | 2 | [11 empty] | N | N |  | 12H | [23 empty] | N | N | N | bar: X T to NG NG
18458 | York Generation Company LLC | 54693 | York Generation Company LLC | PA | York | GT#5 | Natural Gas Fired Combined Cycle | CT | CC1 | S | X | N | 50737 | 50737 | 8.3 | 0.8 |  |  | 4.1 | N |  |  | OP | X | 4 | 1989 | 9 | 2021 | N | IPP Non-CHP | 2 | [11 empty] | N | N |  | 12H | [23 empty] | N | N | N | bar: X T to NG NG
18458 | York Generation Company LLC | 54693 | York Generation Company LLC | PA | York | GT#6 | Natural Gas Fired Combined Cycle | CT | CC1 | S | X | N | 50737 | 50737 | 8.3 | 0.8 |  |  | 4.1 | N |  |  | OP | X | 4 | 1989 | 9 | 2021 | N | IPP Non-CHP | 2 | [11 empty] | N | N |  | 12H | [23 empty] | N | N | N | bar: X T to NG NG
18458 | York Generation Company LLC | 54693 | York Generation Company LLC | PA | York | ST#1 | Natural Gas Fired Combined Cycle | CA | CC1 | S | Y | X | 50737 | 50737 | 9.5 | 0.85 |  |  | 1 | N |  |  | OP | X | 4 | 1989 | 9 | 2021 | N | IPP Non-CHP | 2 | [11 empty] | N | N |  | 12H | [23 empty] | N | N | N | bar: X T to NG NG
18458 | York Generation Company LLC | 54693 | York Generation Company LLC | PA | York | ST#2 | Natural Gas Fired Combined Cycle | CA | CC1 | S | Y | X | 50737 | 50737 | 9.5 | 0.85 |  |  | 1 | N |  |  | OP | X | 4 | 1989 | 9 | 2021 | N | IPP Non-CHP | 2 | [11 empty] | N | N |  | 12H | [23 empty] | N | N | N | bar: X T to NG NG
19517 | United States Steel- Clairton | 50729 | Clairton Works | PA | Allegheny | GEN3 | Other Gases | ST |  | S | X | X |  |  | 10 | 0.8 | 8 | 8 | 1 | N |  |  | OP | X | 1 | 1955 |  |  | N | Industrial CHP | 7 | X T: X; NG NG: OG; NG BLQ: NG; NG NG: OG |  |  |  | N | N |  | 1H | [23 empty] | N | N | N
15276 | TalenEnergy Martins Creek LLC | 3139 | TalenEnergy Martin Creek LLC Allentown | PA | Lehigh | CTG1 | Petroleum Liquids | GT |  | S | X | X | 48934141 | 48934141 | 16 | 0.85 | 14 | 14 | 14 | N |  |  | OP | X | 7 | 1967 |  |  | N | IPP Non-CHP | 2 | X T: X; NG NG: DFO |  |  |  | N | N |  | 1H | [23 empty] | N | N | N
15276 | TalenEnergy Martins Creek LLC | 3139 | TalenEnergy Martin Creek LLC Allentown | PA | Lehigh | CTG2 | Petroleum Liquids | GT |  | S | X | X | 48934143 | 48934143 | 16 | 0.85 | 14 | 14 | 14 | N |  |  | OP | X | 7 | 1967 |  |  | N | IPP Non-CHP | 2 | X T: X; NG NG: DFO |  |  |  | N | N |  | 1H | [23 empty] | N | N | N
15276 | TalenEnergy Martins Creek LLC | 3139 | TalenEnergy Martin Creek LLC Allentown | PA | Lehigh | CTG3 | Petroleum Liquids | GT |  | S | X | X | 48934145 | 48934145 | 16 | 0.85 | 14 | 14 | 14 | N |  |  | OP | X | 7 | 1967 |  |  | N | IPP Non-CHP | 2 | X T: X; NG NG: DFO |  |  |  | N | N |  | 1H | [23 empty] | N | N | N
15276 | TalenEnergy Martins Creek LLC | 3139 | TalenEnergy Martin Creek LLC Allentown | PA | Lehigh | CTG4 | Petroleum Liquids | GT |  | S | X | X | 48934147 | 48934147 | 16 | 0.85 | 14 | 14 | 14 | N |  |  | OP | X | 7 | 1967 |  |  | N | IPP Non-CHP | 2 | X T: X; NG NG: DFO |  |  |  | N | N |  | 1H | [23 empty] | N | N | N
15276 | TalenEnergy Martins Creek LLC | 3143 | TalenEnergy Martins Creek LLC Harrisburg | PA | Dauphin | CTG1 | Petroleum Liquids | GT |  | S | X | X | 48934149 | 48934149 | 16 | 0.85 | 13.4 | 13.4 | 13.4 | N |  |  | OP | X | 3 | 1967 |  |  | N | IPP Non-CHP | 2 | X T: X; NG NG: DFO |  |  |  | N | N |  | 1H | [23 empty] | N | N | N
15276 | TalenEnergy Martins Creek LLC | 3143 | TalenEnergy Martins Creek LLC Harrisburg | PA | Dauphin | CTG2 | Petroleum Liquids | GT |  | S | X | X | 48934151 | 48934151 | 16 | 0.85 | 13.9 | 13.9 | 13.9 | N |  |  | OP | X | 3 | 1967 |  |  | N | IPP Non-CHP | 2 | X T: X; NG NG: DFO |  |  |  | N | N |  | 1H | [23 empty] | N | N | N
15276 | TalenEnergy Martins Creek LLC | 3143 | TalenEnergy Martins Creek LLC Harrisburg | PA | Dauphin | CTG3 | Petroleum Liquids | GT |  | S | X | X | 48934153 | 48934153 | 16 | 0.85 | 13.8 | 13.8 | 13.8 | N |  |  | OP | X | 3 | 1967 |  |  | N | IPP Non-CHP | 2 | X T: X; NG NG: DFO |  |  |  | N | N |  | 1H | [23 empty] | N | N | N
15276 | TalenEnergy Martins Creek LLC | 3144 | TalenEnergy Martins Creek LLC Harwood | PA | Luzerne | CTG1 | Petroleum Liquids | GT |  | S | X | X | 50609 | 50609 | 16 | 0.85 | 12.9 | 12.9 | 12.9 | N |  |  | OP | X | 7 | 1967 | 5 | 2022 | N | IPP Non-CHP | 2 | X T: X; NG NG: DFO |  |  |  | N | N |  | 1H | [23 empty] | N | N | N
15276 | TalenEnergy Martins Creek LLC | 3144 | TalenEnergy Martins Creek LLC Harwood | PA | Luzerne | CTG2 | Petroleum Liquids | GT |  | S | X | X | 50610 | 50610 | 16 | 0.85 | 12.3 | 12.3 | 12.3 | N |  |  | OP | X | 7 | 1967 | 5 | 2022 | N | IPP Non-CHP | 2 | X T: X; NG NG: DFO |  |  |  | N | N |  | 1H | [23 empty] | N | N | N
15276 | TalenEnergy Martins Creek LLC | 3146 | TalenEnergy Martins Creek LLC Jenkins | PA | Luzerne | CTG1 | Petroleum Liquids | GT |  | S | X | X | 50613 | 50613 | 16 | 0.85 | 13.8 | 13.8 | 13.8 | N |  |  | OP | X | 8 | 1969 |  |  | N | IPP Non-CHP | 2 | X T: X; NG NG: DFO |  |  |  | N | N |  | 1H | [23 empty] | N | N | N
15276 | TalenEnergy Martins Creek LLC | 3146 | TalenEnergy Martins Creek LLC Jenkins | PA | Luzerne | CTG2 | Petroleum Liquids | GT |  | S | X | X | 50614 | 50614 | 16 | 0.85 | 13.8 | 13.8 | 13.8 | N |  |  | OP | X | 7 | 1969 |  |  | N | IPP Non-CHP | 2 | X T: X; NG NG: DFO |  |  |  | N | N |  | 1H | [23 empty] | N | N | N
15276 | TalenEnergy Martins Creek LLC | 3155 | TalenEnergy Martins Creek LLC Williamsport | PA | Lycoming | CTG1 | Petroleum Liquids | GT |  | S | X | X | 1048046 | 1048046 | 16 | 0.85 | 13.2 | 13.2 | 13.2 | N |  |  | OP | X | 8 | 1967 |  |  | N | IPP Non-CHP | 2 | X T: X; NG NG: DFO |  |  |  | N |  |  | 1H | [23 empty] | N | N | N
15276 | TalenEnergy Martins Creek LLC | 3155 | TalenEnergy Martins Creek LLC Williamsport | PA | Lycoming | CTG2 | Petroleum Liquids | GT |  | S | X | X | 1048046 | 1048046 | 16 | 0.85 | 13.4 | 13.4 | 13.4 | N |  |  | OP | X | 8 | 1967 |  |  | N | IPP Non-CHP | 2 | X T: X; NG NG: DFO |  |  |  | N |  |  | 1H | [23 empty] | N | N | N
10273 | Kimberly-Clark Corp | 50410 | Chester Operations | PA | Delaware | 6 | Natural Gas Fired Combined Cycle | CT | 6000 | S | X | N |  |  | 17.3 | 0.92 | 14.1 | 16.3 | 6.5 | N |  |  | OP | X | 7 | 2020 |  |  | Y | Industrial CHP | 7 | [11 empty] | N | N | 0 | 1H | [20 empty] | N |  |  | N | N | N | bar: X T to NG NG
10273 | Kimberly-Clark Corp | 50410 | Chester Operations | PA | Delaware | 6A | Natural Gas Fired Combined Cycle | CA | 6000 | S | Y | X |  |  | 17.3 | 0.92 | 14.1 | 16.3 | 6.5 | N |  |  | OP | X | 8 | 2020 |  |  | Y | Industrial CHP | 7 | [11 empty] | N | N | 0 | 1H | [20 empty] | N |  |  | N | N | N | bar: X T to NG NG
10273 | Kimberly-Clark Corp | 50410 | Chester Operations | PA | Delaware | 7 | Natural Gas Fired Combined Cycle | CT | 7000 | S | X | Y |  |  | 17.3 | 0.92 | 14.1 | 16.3 | 6.5 | N |  |  | OP | X | 8 | 2020 |  |  | Y | Industrial CHP | 7 | [11 empty] | N | N |  | 1H | [20 empty] | N |  |  | N | N | bar: X T to NG NG
10273 | Kimberly-Clark Corp | 50410 | Chester Operations | PA | Delaware | 7A | Natural Gas Fired Combined Cycle | CA | 7000 | S | Y | X |  |  | 17.3 | 0.92 | 14.1 | 16.3 | 6.5 | N |  |  | OP | X | 8 | 2020 |  |  | Y | Industrial CHP | 7 | [11 empty] | N | N | 0 | 1H | [20 empty] | N |  |  | N | N | bar: X T to NG NG
63039 | Portland Power, LLC | 3113 | Portland (PA) | PA | Northampton | 3 | Petroleum Liquids | GT |  | S | X | X | 50750 | PORTLAND 13 KV CT 3 | 18 | 0.85 | 15 | 15 | 13 | N |  |  | OP | X | 12 | 1967 |  |  | N | IPP Non-CHP | 2 | X T: X; NG NG: DFO; NG BLQ: NG |  |  |  | N | N |  | 1H | [20 empty] | N |  |  | Y | N | Y
63041 | Titus Power, LLC | 3115 | Titus | PA | Berks | 4 | Petroleum Liquids | GT |  | S | X | X | 50754 | SPREADING 13 KV TITUS4 | 18 | 0.85 | 13 | 17 | 13 | N |  |  | OP | X | 12 | 1967 |  |  | N | IPP Non-CHP | 2 | X T: X; NG NG: DFO |  |  |  | N | N |  | 1H | [20 empty] | N |  |  | N
63041 | Titus Power, LLC | 3115 | Titus | PA | Berks | 5 | Petroleum Liquids | GT |  | S | X | X | 50755 | SPREADING 13 KV TITUS5 | 18 | 0.85 | 14 | 18 | 13 | N |  |  | OP | X | 8 | 1970 |  |  | N | IPP Non-CHP | 2 | X T: X; NG NG: DFO |  |  |  | N | N |  | 1H | [20 empty] | N |  |  | N
15276 | TalenEnergy Martins Creek LLC | 3142 | TalenEnergy Martins Creek LLC Fishbach | PA | Schuylkill | UNT1 | Petroleum Liquids | GT |  | S | X | X | 50598 | 50598 | 18.5 | 0.85 | 14 | 14 | 14 | N |  |  | OP | X | 8 | 1969 |  |  | N | IPP Non-CHP | 2 | X T: X; NG NG: DFO |  |  |  | N | N |  | 1H | [23 empty] | N | N | N
15276 | TalenEnergy Martins Creek LLC | 3142 | TalenEnergy Martins Creek LLC Fishbach | PA | Schuylkill | UNT2 | Petroleum Liquids | GT |  | S | X | X | 50599 | 50599 | 18.5 | 0.85 | 14 | 14 | 14 | N |  |  | OP | X | 8 | 1969 |  |  | N | IPP Non-CHP | 2 | X T: X; NG NG: DFO |  |  |  | N | N |  | 1H | [23 empty] | N | N | N
15276 | TalenEnergy Martins Creek LLC | 3147 | TalenEnergy Martins Creek LLC Lock Haven | PA | Lycoming | CTG | Petroleum Liquids | GT |  | S | X | X | 50616 | 50616 | 18.5 | 0.85 | 14 | 14 | 14 | N |  |  | OP | X | 11 | 1969 |  |  | N | IPP Non-CHP | 2 | X T: X; NG NG: DFO |  |  |  | N | N |  | 1H | [23 empty] | N | N | N
15276 | TalenEnergy Martins Creek LLC | 3154 | TalenEnergy Martins Creek LLC West Shore | PA | Cumberland | CTG1 | Petroleum Liquids | GT |  | S | X | X | 50656 | 50656 | 18.5 | 0.85 | 14 | 14 | 14 | N |  |  | OP | X | 8 | 1969 |  |  | N | IPP Non-CHP | 2 | X T: X; NG NG: DFO |  |  |  | N | N |  | 1H | [23 empty] | N | N | N
15276 | TalenEnergy Martins Creek LLC | 3154 | TalenEnergy Martins Creek LLC West Shore | PA | Cumberland | CTG2 | Petroleum Liquids | GT |  | S | X | X | 50657 | 50657 | 18.5 | 0.85 | 14 | 14 | 14 | N |  |  | OP | X | 8 | 1969 |  |  | N | IPP Non-CHP | 2 | X T: X; NG NG: DFO |  |  |  | N | N |  | 1H | [23 empty] | N | N | N
6035 | Exelon Power | 3157 | Chester Generating Station | PA | Chester | 7 | Petroleum Liquids | GT |  | S | X | X | CHESTER 13 KV UNIT 7 | CHESTER 13 KV UNIT 7 | 18.6 | 0.85 | 13 | 18 | 5 | N |  |  | OP | X | 2 | 1969 |  |  | N | IPP Non-CHP | 2 | X T: X; NG NG: DFO |  |  |  | N | N |  | 10M | [20 empty] | N |  |  | N
6035 | Exelon Power | 3157 | Chester Generating Station | PA | Chester | 8 | Petroleum Liquids | GT |  | S | X | X | CHESTER 13 KV UNIT 8 | CHESTER 13 KV UNIT 8 | 18.6 | 0.85 | 13 | 18 | 5 | N |  |  | OP | X | 5 | 1969 |  |  | N | IPP Non-CHP | 2 | X T: X; NG NG: DFO |  |  |  | N | N |  | 10M | [20 empty] | N |  |  | N
6035 | Exelon Power | 3157 | Chester Generating Station | PA | Chester | 9 | Petroleum Liquids | GT |  | S | X | X | CHESTER 13 KV UNIT 9 | CHESTER 13 KV UNIT 9 | 18.6 | 0.85 | 13 | 18 | 5 | N |  |  | OP | X | 3 | 1969 |  |  | N | IPP Non-CHP | 2 | X T: X; NG NG: DFO |  |  |  | N | N |  | 10M | [20 empty] | N |  |  | N
6035 | Exelon Power | 3160 | Delaware Generating Station | PA | Philadelphia | 10 | Petroleum Liquids | GT |  | S | X | X | DELA PE 13 KV UNIT10 | DELA PE 13 KV UNIT10 | 18.6 | 0.85 | 13 | 18 | 5 | N |  |  | OP | X | 5 | 1969 |  |  | N | IPP Non-CHP | 2 | X T: X; NG NG: DFO |  |  |  | N | N |  | 10M | [20 empty] | N |  |  | N
6035 | Exelon Power | 3160 | Delaware Generating Station | PA | Philadelphia | 11 | Petroleum Liquids | GT |  | S | X | X | DELA PE 13 KV UNIT11 | DELA PE 13 KV UNIT11 | 18.6 | 0.85 | 13 | 18 | 5 | N |  |  | OP | X | 4 | 1969 |  |  | N | IPP Non-CHP | 2 | X T: X; NG NG: DFO |  |  |  | N | N |  | 10M | [20 empty] | N |  |  | N
6035 | Exelon Power | 3160 | Delaware Generating Station | PA | Philadelphia | 12 | Petroleum Liquids | GT |  | S | X | X | DELA PE 13 KV UNIT12 | DELA PE 13 KV UNIT12 | 18.6 | 0.85 | 13 | 18 | 5 | N |  |  | OP | X | 5 | 1969 |  |  | N | IPP Non-CHP | 2 | X T: X; NG NG: DFO |  |  |  | N | N |  | 10M | [20 empty] | N |  |  | N
6035 | Exelon Power | 3161 | Eddystone Generating Station | PA | Delaware | 10 | Petroleum Liquids | GT |  | S | X | X | EDDYSTON13 KV UNIT10 | EDDYSTON13 KV UNIT10 | 18.6 | 0.85 | 13 | 18 | 5 | N |  |  | OP | X | 5 | 1967 |  |  | N | IPP Non-CHP | 2 | X T: X; NG NG: DFO |  |  |  | N | N |  | 10M | [20 empty] | N |  |  | N
6035 | Exelon Power | 3161 | Eddystone Generating Station | PA | Delaware | 20 | Petroleum Liquids | GT |  | S | X | X | EDDYSTON13 KV UNIT20 | EDDYSTON13 KV UNIT20 | 18.6 | 0.85 | 13 | 18 | 5 | N |  |  | OP | X | 10 | 1967 |  |  | N | IPP Non-CHP | 2 | X T: X; NG NG: DFO |  |  |  | N | N | 0 | 10M | [20 empty] | N |  |  | N
6035 | Exelon Power | 3169 | Schuylkill Generating Station | PA | Philadelphia | 10 | Petroleum Liquids | GT |  | S | X | X | SCHUYLKI13 KV UNIT10 | SCHUYLKI13 KV UNIT10 | 18.6 | 0.85 | 13 | 18 | 5 | N |  |  | OP | X | 5 | 1969 |  |  | N | IPP Non-CHP | 2 | X T: X; NG NG: DFO |  |  |  | N | N |  | 10M | [20 empty] | N |  |  | N
6035 | Exelon Power | 3170 | Southwark | PA | Philadelphia | 3 | Petroleum Liquids | GT |  | S | X | X | SWARK 13 KV UNIT3 | SWARK 13 KV UNIT3 | 18.6 | 0.85 | 13 | 18 | 5 | N |  |  | OP | X | 6 | 1967 |  |  | N | IPP Non-CHP | 2 | X T: X; NG NG: DFO |  |  |  | N | N |  | 10M | [20 empty] | N |  |  | N | N
6035 | Exelon Power | 3170 | Southwark | PA | Philadelphia | 4 | Petroleum Liquids | GT |  | S | X | X | SWARK 13 KV UNIT4 | SWARK 13 KV UNIT4 | 18.6 | 0.85 | 13 | 18 | 5 | N |  |  | OP | X | 10 | 1967 |  |  | N | IPP Non-CHP | 2 | X T: X; NG NG: DFO |  |  |  | N | N |  | 10M | [20 empty] | N |  |  | N | N
6035 | Exelon Power | 3170 | Southwark | PA | Philadelphia | 5 | Petroleum Liquids | GT |  | S | X | X | SWARK 13 KV UNIT5 | SWARK 13 KV UNIT5 | 18.6 | 0.85 | 13 | 18 | 5 | N |  |  | OP | X | 7 | 1967 |  |  | N | IPP Non-CHP | 2 | X T: X; NG NG: DFO |  |  |  | N | N |  | 10M | [20 empty] | N |  |  | N | N
6035 | Exelon Power | 3170 | Southwark | PA | Philadelphia | 6 | Petroleum Liquids | GT |  | S | X | X | SWARK 13 KV UNIT6 | SWARK 13 KV UNIT6 | 18.6 | 0.85 | 13 | 18 | 5 | N |  |  | OP | X | 11 | 1968 |  |  | N | IPP Non-CHP | 2 | X T: X; NG NG: DFO |  |  |  | N | N |  | 10M | [23 empty] | N
63035 | Hamilton Power, LLC | 3109 | Hamilton (PA) | PA | Adams | 1 | Petroleum Liquids | GT |  | S | X | X | 50738 | HAMILTON 13 KV HAMLTN | 19.6 | 0.85 | 18 | 24 | 18 | N |  |  | OP | X | 6 | 1971 |  |  | N | IPP Non-CHP | 2 | X T: X; NG NG: DFO |  |  |  | N | N |  | 1H | [20 empty] | N |  |  | N
63036 | Hunterstown Power, LLC | 3110 | Hunterstown | PA | Adams | 1 | Natural Gas Fired Combustion Turbine | GT |  | S | X | X | 50739 | HUNTERST 13 KV HUNTR1 | 20 | 0.85 | 20 | 20 | 18 | N |  |  | OP | X | 5 | 1971 |  |  | N | IPP Non-CHP | 2 | X T: X; NG NG: NG; NG BLQ: DFO |  |  |  | N | N |  | 1H | [20 empty] | N |  |  | Y | N | Y
63036 | Hunterstown Power, LLC | 3110 | Hunterstown | PA | Adams | 2 | Natural Gas Fired Combustion Turbine | GT |  | S | X | X | 50740 | HUNTERST 13 KV HUNTR2 | 20 | 0.85 | 20 | 20 | 17 | N |  |  | OP | X | 5 | 1971 |  |  | N | IPP Non-CHP | 2 | X T: X; NG NG: NG; NG BLQ: DFO |  |  |  | N | N |  | 1H | [20 empty] | N |  |  | Y | N | Y
63036 | Hunterstown Power, LLC | 3110 | Hunterstown | PA | Adams | 3 | Natural Gas Fired Combustion Turbine | GT |  | S | X | X | 50741 | HUNTERST 13 KV HUNTR3 | 20 | 0.85 | 20 | 20 | 18 | N |  |  | OP | X | 5 | 1971 |  |  | N | IPP Non-CHP | 2 | X T: X; NG NG: NG; NG BLQ: DFO |  |  |  | N | N |  | 1H | [20 empty] | N |  |  | Y | N | Y
63039 | Portland Power, LLC | 3113 | Portland (PA) | PA | Northampton | 4 | Petroleum Liquids | GT |  | S | X | X | 50751 | PORTLAND 13 KV CT 4 | 20 | 0.85 | 20 | 20 | 17 | N |  |  | OP | X | 5 | 1971 |  |  | N | IPP Non-CHP | 2 | X T: X; NG NG: DFO; NG BLQ: NG |  |  |  | N | N |  | 1H | [20 empty] | N |  |  | Y | N | Y
63040 | Shawnee Power, LLC | 3114 | Shawnee (PA) | PA | Monroe | 1 | Petroleum Liquids | GT |  | S | X | X | 50753 | SHAWNEE 13 KV SHAWNE | 20 | 0.85 | 17 | 24 | 17 | N |  |  | OP | X | 6 | 1972 |  |  | N | IPP Non-CHP | 2 | X T: X; NG NG: DFO |  |  |  | N | N |  | 1H | [20 empty] | N |  |  | N | N
19517 | United States Steel- Clairton | 50729 | Clairton Works | PA | Allegheny | GEN1 | Other Gases | ST |  | S | X | X |  |  | 21 | 0.85 | 16 | 18 | 2 | N |  |  | OP | X | 1 | 1955 |  |  | Y | Industrial CHP | 7 | X T: T; NG NG: OG; NG BLQ: NG; NG NG: OG |  |  |  | N | N |  | 1H | [23 empty] | N | N | N
6035 | Exelon Power | 3160 | Delaware Generating Station | PA | Philadelphia | 9 | Petroleum Liquids | GT |  | S | X | X | DELA PE 13 KV UNIT09 | DELA PE 13 KV UNIT09 | 21.2 | 0.85 | 17 | 20 | 5 | N |  |  | OP | X | 7 | 1970 |  |  | N | IPP Non-CHP | 2 | X T: X; NG NG: DFO |  |  |  | N | N |  | 10M | [20 empty] | N |  |  | N
6035 | Exelon Power | 3161 | Eddystone Generating Station | PA | Delaware | 30 | Petroleum Liquids | GT |  | S | X | X | EDDYSTON13 KV UNIT30 | EDDYSTON13 KV UNIT30 | 21.2 | 0.85 | 17 | 20 | 5 | N |  |  | OP | X | 3 | 1970 |  |  | N | IPP Non-CHP | 2 | X T: X; NG NG: DFO |  |  |  | N | N |  | 10M | [20 empty] | N |  |  | N
6035 | Exelon Power | 3161 | Eddystone Generating Station | PA | Delaware | 40 | Petroleum Liquids | GT |  | S | X | X | EDDYSTON13 KV UNIT40 | EDDYSTON13 KV UNIT40 | 21.2 | 0.85 | 17 | 20 | 5 | N |  |  | OP | X | 6 | 1970 |  |  | N | IPP Non-CHP | 2 | X T: X; NG NG: DFO |  |  |  | N | N |  | 10M | [20 empty] | N |  |  | N
6035 | Exelon Power | 3162 | Falls | PA | Bucks | 1 | Petroleum Liquids | GT |  | S | X | X | FALLS 13 KV UNIT01 | FALLS 13 KV UNIT01 | 21.2 | 0.85 | 17 | 20 | 5 | N |  |  | OP | X | 5 | 1970 |  |  | N | IPP Non-CHP | 2 | X T: X; NG NG: DFO |  |  |  | N | N |  | 10M | [20 empty] | N |  |  | N
6035 | Exelon Power | 3162 | Falls | PA | Bucks | 2 | Petroleum Liquids | GT |  | S | X | X | FALLS 13 KV UNIT02 | FALLS 13 KV UNIT02 | 21.2 | 0.85 | 17 | 20 | 5 | N |  |  | OP | X | 5 | 1970 |  |  | N | IPP Non-CHP | 2 | X T: X; NG NG: DFO |  |  |  | N | N |  | 10M | [20 empty] | N |  |  | N
6035 | Exelon Power | 3162 | Falls | PA | Bucks | 3 | Petroleum Liquids | GT |  | S | X | X | FALLS 13 KV UNIT03 | FALLS 13 KV UNIT03 | 21.2 | 0.85 | 17 | 20 | 5 | N |  |  | OP | X | 6 | 1970 |  |  | N | IPP Non-CHP | 2 | X T: X; NG NG: DFO |  |  |  | N | N |  | 10M | [20 empty] | N |  |  | N
6035 | Exelon Power | 3163 | Moser Generating Station | PA | Montgomery | 1 | Petroleum Liquids | GT |  | S | X | X | MOSER 13 KV UNIT1 | MOSER 13 KV UNIT1 | 21.2 | 0.85 | 17 | 20 | 5 | N |  |  | OP | X | 6 | 1970 |  |  | N | IPP Non-CHP | 2 | X T: X; NG NG: DFO |  |  |  | N | N |  | 10M | [20 empty] | N |  |  | N
6035 | Exelon Power | 3163 | Moser Generating Station | PA | Montgomery | 2 | Petroleum Liquids | GT |  | S | X | X | MOSER 13 KV UNIT2 | MOSER 13 KV UNIT2 | 21.2 | 0.85 | 17 | 20 | 5 | N |  |  | OP | X | 5 | 1970 |  |  | N | IPP Non-CHP | 2 | X T: X; NG NG: DFO |  |  |  | N | N |  | 10M | [20 empty] | N |  |  | N
6035 | Exelon Power | 3163 | Moser Generating Station | PA | Montgomery | 3 | Petroleum Liquids | GT |  | S | X | X | MOSER 13 KV UNIT3 | MOSER 13 KV UNIT3 | 21.2 | 0.85 | 17 | 20 | 5 | N |  |  | OP | X | 6 | 1970 |  |  | N | IPP Non-CHP | 2 | X T: X; NG NG: DFO |  |  |  | N | N |  | 10M | [20 empty] | N |  |  | N
6035 | Exelon Power | 3169 | Schuylkill Generating Station | PA | Philadelphia | 11 | Petroleum Liquids | GT |  | S | X | X | SCHUYLKI13 KV UNIT11 | SCHUYLKI13 KV UNIT11 | 21.2 | 0.85 | 17 | 20 | 5 | N |  |  | OP | X | 6 | 1971 |  |  | N | IPP Non-CHP | 2 | X T: X; NG NG: DFO |  |  |  | N | N |  | 10M | [20 empty] | N |  |  | N
15276 | TalenEnergy Martins Creek LLC | 3148 | TalenEnergy Martins Creek | PA | Northampton | CTG3 | Natural Gas Fired Combustion Turbine | GT |  | W | X | X | 48934165 | 48934165 | 22.3 | 0.85 | 18 | 18 | 18 | N |  |  | OP | X | 6 | 1971 |  |  | N | IPP Non-CHP | 2 | [11 empty] | N | N |  | 1H | [23 empty] | N | N | N | bar: X T to NG NG
22174 | PEI Power Corp | 50279 | Archbald Power Station | PA | Lackawanna | GEN1 | Landfill Gas | ST |  | S | X | X | 1048035 | ARCHTAP13 KV PEI 1 | 23.2 | 1 | 20 | 20 | 10 | N |  |  | OP | X | 9 | 1988 |  |  | N | IPP Non-CHP | 2 | X T: X; NG NG: LFG; NG BLQ: NG; NG NG: NG |  |  |  | N | N |  | OVER |  |  |  | N | N | [18 empty] | Y | Y | N
15276 | TalenEnergy Martins Creek LLC | 3148 | TalenEnergy Martins Creek | PA | Northampton | CTG1 | Natural Gas Fired Combustion Turbine | GT |  | W | X | X | 48934161 | 48934161 | 23.6 | 0.9 | 18 | 18 | 18 | N |  |  | OP | X | 6 | 1971 |  |  | N | IPP Non-CHP | 2 | [11 empty] | N | N |  | 1H | [23 empty] | N | N | N | bar: X T to NG NG
15276 | TalenEnergy Martins Creek LLC | 3148 | TalenEnergy Martins Creek | PA | Northampton | CTG2 | Natural Gas Fired Combustion Turbine | GT |  | W | X | X | 48934163 | 48934163 | 23.6 | 0.9 | 17.3 | 17.3 | 17.3 | N |  |  | OP | X | 6 | 1971 |  |  | N | IPP Non-CHP | 2 | [11 empty] | N | N |  | 1H | [23 empty] | N | N | N | bar: X T to NG NG
15276 | TalenEnergy Martins Creek LLC | 3148 | TalenEnergy Martins Creek | PA | Northampton | CTG4 | Natural Gas Fired Combustion Turbine | GT |  | W | X | X | 48934167 | 48934167 | 23.6 | 0.9 | 17.3 | 17.3 | 17.3 | N |  |  | OP | X | 6 | 1971 |  |  | N | IPP Non-CHP | 2 | [11 empty] | N | N |  | 1H | [23 empty] | N | N | N | bar: X T to NG NG
22001 | Sunbury Generation LP | 3152 | Sunbury Generation LP | PA | Snyder | CTG1 | Petroleum Liquids | GT |  | S | X | X | SUNBURY | SUNBURY | 23.6 | 0.85 | 18 | 18 | 2 | N |  |  | SB | Y | 11 | 1971 |  |  | N | IPP Non-CHP | 2 | X T: X; NG NG: DFO; NG NG: DFO |  |  |  | N | N |  | 1H | [20 empty] | N |  |  | N | N | N
22001 | Sunbury Generation LP | 3152 | Sunbury Generation LP | PA | Snyder | CTG2 | Petroleum Liquids | GT |  | S | X | X | SUNBURY | SUNBURY | 23.6 | 0.85 | 18 | 18 | 2 | N |  |  | SB | Y | 11 | 1971 |  |  | N | IPP Non-CHP | 2 | X T: X; NG NG: DFO; NG NG: DFO |  |  |  | N | N |  | 1H | [20 empty] | N |  |  | N | N | N
63043 | Blossburg Power, LLC | 3120 | Blossburg | PA | Tioga | 1 | Natural Gas Fired Combustion Turbine | GT |  | S | X | X | 50765 | bLOSSBUR 13 KV UNITCT | 24 | 0.85 | 19 | 19 | 16 | N |  |  | OP | X | 5 | 1971 |  |  | N | IPP Non-CHP | 2 | [11 empty] | N | N |  | 1H | [20 empty] | N |  |  | N | N | N | bar: X T to NG NG
8181 | Harrisburg Authority | 10118 | Harrisburg Facility | PA | Dauphin | GEN3 | Municipal Solid Waste | ST |  | W | X | X |  |  | 24.1 | 1 | 16.7 | 16.7 | 4 | N |  |  | OP | X | 4 | 2006 |  |  | Y | IPP CHP | 3 | X T: T; NG NG: MSW; NG BLQ: NG; NG NG: NG |  |  |  | N | N |  | 12H | [23 empty] | N
54842 | WM Renewable Energy LLC | 50570 | Chestnut Ridge Gas Recovery | TN | Anderson | GEN1 | Landfill Gas | IC |  | S | X | X | TVA | TVA | 0.8 | 0.98 | 0.8 | 0.8 | 0.5 | N |  |  | OP | X | 1 | 1992 |  |  | N | IPP Non-CHP | 2 | X T: X; NG NG: LFG |  |  |  | N |  |  | 1H | [23 empty] | N | N | N
54842 | WM Renewable Energy LLC | 50570 | Chestnut Ridge Gas Recovery | TN | Anderson | GEN2 | Landfill Gas | IC |  | S | X | X | TVA | TVA | 0.8 | 0.98 | 0.8 | 0.8 | 0.5 | N |  |  | OP | X | 1 | 1992 |  |  | N | IPP Non-CHP | 2 | X T: X; NG NG: LFG |  |  |  | N |  |  | 1H | [23 empty] | N | N | N
54842 | WM Renewable Energy LLC | 50570 | Chestnut Ridge Gas Recovery | TN | Anderson | GEN3 | Landfill Gas | IC |  | S | X | X | TVA | TVA | 0.8 | 0.98 | 0.8 | 0.8 | 0.5 | N |  |  | OP | X | 1 | 1992 |  |  | N | IPP Non-CHP | 2 | X T: X; NG NG: LFG |  |  |  | N |  |  | 1H | [23 empty] | N | N | N
54842 | WM Renewable Energy LLC | 50570 | Chestnut Ridge Gas Recovery | TN | Anderson | GEN4 | Landfill Gas | IC |  | S | X | X | TVA | TVA | 0.8 | 0.98 | 0.8 | 0.8 | 0.5 | N |  |  | OP | X | 1 | 1992 |  |  | N | IPP Non-CHP | 2 | X T: X; NG NG: LFG |  |  |  | N |  |  | 1H | [23 empty] | N | N | N
61038 | Cube District Energy, LLC | 58559 | Bi-County Gas Producers | TN | Montgomery | GEN1 | Landfill Gas | IC |  | S | X | X |  |  | 1 | 0.9 | 0.9 | 0.9 | 0.8 | N |  |  | OP | X | 8 | 2011 |  |  | N | IPP Non-CHP | 2 | X T: X; NG NG: LFG |  |  |  | N |  |  | 10M | [23 empty] | N
54842 | WM Renewable Energy LLC | 50570 | Chestnut Ridge Gas Recovery | TN | Anderson | GEN5 | Landfill Gas | IC |  | S | X | X | TVA | TVA | 1.6 | 0.98 | 1.6 | 1.6 | 0.8 | N |  |  | OP | X | 11 | 2011 |  |  | N | IPP Non-CHP | 2 | X T: X; NG NG: LFG |  |  |  | N |  |  | 1H | [23 empty] | N | N | N
54842 | WM Renewable Energy LLC | 57409 | West Camden | TN | Benton | GEN1 | Landfill Gas | IC |  | S | X | X | TVA | TVA | 1.6 | 0.98 | 1.6 | 1.6 | 0.8 | N |  |  | OP | X | 3 | 2012 |  |  | N | IPP Non-CHP | 2 | X T: X; NG NG: LFG |  |  |  | N |  |  | 1H | [23 empty] | N | N | N
54842 | WM Renewable Energy LLC | 57409 | West Camden | TN | Benton | GEN2 | Landfill Gas | IC |  | S | X | X | TVA | TVA | 1.6 | 0.98 | 1.6 | 1.6 | 0.8 | N |  |  | OP | X | 3 | 2012 |  |  | N | IPP Non-CHP | 2 | X T: X; NG NG: LFG |  |  |  | N |  |  | 1H | [23 empty] | N | N | N
54842 | WM Renewable Energy LLC | 57409 | West Camden | TN | Benton | GEN3 | Landfill Gas | IC |  | S | X | X | TVA | TVA | 1.6 | 0.98 | 1.6 | 1.6 | 0.8 | N |  |  | OP | X | 3 | 2012 |  |  | N | IPP Non-CHP | 2 | X T: X; NG NG: LFG |  |  |  | N |  |  | 1H | [23 empty] | N | N | N
58303 | Energy Systems Group LLC | 59809 | Mountain Home Energy Center | TN | Washington | GEN2 | Petroleum Liquids | IC |  | W | X | X |  |  | 1.8 | 0.8 | 1.8 | 1.8 | 0.6 | N |  |  | SB | Y | 6 | 2002 |  |  | N | IPP Non-CHP | 2 | X T: X; NG NG: DFO |  |  |  | N | N |  | 1H | [23 empty] | N | N | N
58303 | Energy Systems Group LLC | 59809 | Mountain Home Energy Center | TN | Washington | GEN3 | Petroleum Liquids | IC |  | W | X | X |  |  | 1.8 | 0.8 | 1.8 | 1.8 | 0.6 | N |  |  | SB | Y | 6 | 2002 |  |  | N | IPP Non-CHP | 2 | X T: X; NG NG: DFO |  |  |  | N | N |  | 1H | [23 empty] | N | N | N
15293 | Powell Valley Electric Coop | 7883 | Powell Valley | TN | Hancock | 1 | Petroleum Liquids | IC |  | S | X | X |  |  | 2 | 0.9 | 1.8 | 1.8 | 0.4 | N |  |  | OP | X | 7 | 2000 |  |  | N | Electric Utility | 1 | X T: X; NG NG: DFO |  |  |  | N | N |  | 10M | [23 empty] | N
15293 | Powell Valley Electric Coop | 7883 | Powell Valley | TN | Hancock | 10 | Petroleum Liquids | IC |  | S | X | X |  |  | 2 | 0.9 | 1.8 | 1.8 | 0.4 | N |  |  | OP | X | 7 | 2000 |  |  | N | Electric Utility | 1 | X T: X; NG NG: DFO |  |  |  | N | N |  | 10M | [23 empty] | N
15293 | Powell Valley Electric Coop | 7883 | Powell Valley | TN | Hancock | 11 | Petroleum Liquids | IC |  | S | X | X |  |  | 2 | 0.9 | 1.8 | 1.8 | 0.4 | N |  |  | OP | X | 7 | 2000 |  |  | N | Electric Utility | 1 | X T: X; NG NG: DFO |  |  |  | N | N |  | 10M | [23 empty] | N
15293 | Powell Valley Electric Coop | 7883 | Powell Valley | TN | Hancock | 2 | Petroleum Liquids | IC |  | S | X | X |  |  | 2 | 0.9 | 1.8 | 1.8 | 0.4 | N |  |  | OP | X | 7 | 2000 |  |  | N | Electric Utility | 1 | X T: X; NG NG: DFO |  |  |  | N | N |  | 10M | [23 empty] | N | N
15293 | Powell Valley Electric Coop | 7883 | Powell Valley | TN | Hancock | 3 | Petroleum Liquids | IC |  | S | X | X |  |  | 2 | 0.9 | 1.8 | 1.8 | 0.4 | N |  |  | OP | X | 7 | 2000 |  |  | N | Electric Utility | 1 | X T: X; NG NG: DFO |  |  |  | N | N |  | 10M | [23 empty] | N | N
15293 | Powell Valley Electric Coop | 7883 | Powell Valley | TN | Hancock | 4 | Petroleum Liquids | IC |  | S | X | X |  |  | 2 | 0.9 | 1.8 | 1.8 | 0.4 | N |  |  | OP | X | 7 | 2000 |  |  | N | Electric Utility | 1 | X T: X; NG NG: DFO |  |  |  | N | N |  | 10M | [23 empty] | N | N
15293 | Powell Valley Electric Coop | 7883 | Powell Valley | TN | Hancock | 5 | Petroleum Liquids | IC |  | S | X | X |  |  | 2 | 0.9 | 1.8 | 1.8 | 0.4 | N |  |  | OP | X | 7 | 2000 |  |  | N | Electric Utility | 1 | X T: X; NG NG: DFO |  |  |  | N | N |  | 10M | [23 empty] | N
15293 | Powell Valley Electric Coop | 7883 | Powell Valley | TN | Hancock | 6 | Petroleum Liquids | IC |  | S | X | X |  |  | 2 | 0.9 | 1.8 | 1.8 | 0.4 | N |  |  | OP | X | 7 | 2000 |  |  | N | Electric Utility | 1 | X T: X; NG NG: DFO |  |  |  | N | N |  | 10M | [23 empty] | N
15293 | Powell Valley Electric Coop | 7883 | Powell Valley | TN | Hancock | 7 | Petroleum Liquids | IC |  | S | X | X |  |  | 2 | 0.9 | 1.8 | 1.8 | 0.4 | N |  |  | OP | X | 7 | 2000 |  |  | N | Electric Utility | 1 | X T: X; NG NG: DFO |  |  |  | N | N |  | 10M | [23 empty] | N
15293 | Powell Valley Electric Coop | 7883 | Powell Valley | TN | Hancock | 8 | Petroleum Liquids | IC |  | S | X | X |  |  | 2 | 0.9 | 1.8 | 1.8 | 0.4 | N |  |  | OP | X | 7 | 2000 |  |  | N | Electric Utility | 1 | X T: X; NG NG: DFO |  |  |  | N | N |  | 10M | [23 empty] | N
15293 | Powell Valley Electric Coop | 7883 | Powell Valley | TN | Hancock | 9 | Petroleum Liquids | IC |  | S | X | X |  |  | 2 | 0.9 | 1.8 | 1.8 | 0.4 | N |  |  | OP | X | 7 | 2000 |  |  | N | Electric Utility | 1 | X T: X; NG NG: DFO |  |  |  | N | N |  | 10M | [23 empty] | N
12186 | McMinnville Electric System | 55928 | McMinnville | TN | Warren | 1 | Petroleum Liquids | IC |  | S | X | X |  |  | 2 | 0.95 | 1.8 | 1.8 | 0.5 | N |  |  | OP | X | 6 | 2001 |  |  | N | Electric Utility | 1 | X T: X; NG NG: DFO |  |  |  | N | N |  | 10M | [23 empty] | N | N | N
12186 | McMinnville Electric System | 55928 | McMinnville | TN | Warren | 10 | Petroleum Liquids | IC |  | S | X | X |  |  | 2 | 0.95 | 1.8 | 1.8 | 0.5 | N |  |  | OP | X | 6 | 2001 |  |  | N | Electric Utility | 1 | X T: X; NG NG: DFO |  |  |  | N | N |  | 10M | [23 empty] | N | N | N
12186 | McMinnville Electric System | 55928 | McMinnville | TN | Warren | 11 | Petroleum Liquids | IC |  | S | X | X |  |  | 2 | 0.95 | 1.8 | 1.8 | 0.5 | N |  |  | OP | X | 6 | 2001 |  |  | N | Electric Utility | 1 | X T: X; NG NG: DFO |  |  |  | N | N |  | 10M | [23 empty] | N | N | N
12186 | McMinnville Electric System | 55928 | McMinnville | TN | Warren | 12 | Other Waste Biomass | IC |  | S | X | X |  |  | 2 | 0.95 | 1.8 | 1.8 | 0.5 | N |  |  | OP | X | 7 | 2005 |  |  | N | Electric Utility | 1 | X T: X; NG NG: OBL; NG BLQ: DFO |  |  |  | N | N |  | 10M | [23 empty] | Y | Y | N
12186 | McMinnville Electric System | 55928 | McMinnville | TN | Warren | 2 | Petroleum Liquids | IC |  | S | X | X |  |  | 2 | 0.95 | 1.8 | 1.8 | 0.5 | N |  |  | OP | X | 6 | 2001 |  |  | N | Electric Utility | 1 | X T: X; NG NG: DFO |  |  |  | N | N |  | 10M | [23 empty] | N |  | N
12186 | McMinnville Electric System | 55928 | McMinnville | TN | Warren | 3 | Petroleum Liquids | IC |  | S | X | X |  |  | 2 | 0.95 | 1.8 | 1.8 | 0.5 | N |  |  | OP | X | 6 | 2001 |  |  | N | Electric Utility | 1 | X T: X; NG NG: DFO |  |  |  | N | N |  | 10M | [23 empty] | N |  | N
12186 | McMinnville Electric System | 55928 | McMinnville | TN | Warren | 4 | Petroleum Liquids | IC |  | S | X | X |  |  | 2 | 0.95 | 1.8 | 1.8 | 0.5 | N |  |  | OP | X | 6 | 2001 |  |  | N | Electric Utility | 1 | X T: X; NG NG: DFO |  |  |  | N | N |  | 10M | [23 empty] | N |  | N
12186 | McMinnville Electric System | 55928 | McMinnville | TN | Warren | 5 | Petroleum Liquids | IC |  | S | X | X |  |  | 2 | 0.95 | 1.8 | 1.8 | 0.5 | N |  |  | OP | X | 6 | 2001 |  |  | N | Electric Utility | 1 | X T: X; NG NG: DFO |  |  |  | N | N |  | 10M | [23 empty] | N |  | N
12186 | McMinnville Electric System | 55928 | McMinnville | TN | Warren | 6 | Petroleum Liquids | IC |  | S | X | X |  |  | 2 | 0.95 | 1.8 | 1.8 | 0.5 | N |  |  | OP | X | 6 | 2001 |  |  | N | Electric Utility | 1 | X T: X; NG NG: DFO |  |  |  | N | N |  | 10M | [23 empty] | N |  | N
12186 | McMinnville Electric System | 55928 | McMinnville | TN | Warren | 7 | Petroleum Liquids | IC |  | S | X | X |  |  | 2 | 0.95 | 1.8 | 1.8 | 0.5 | N |  |  | OP | X | 6 | 2001 |  |  | N | Electric Utility | 1 | X T: X; NG NG: DFO |  |  |  | N | N |  | 10M | [23 empty] | N |  | N
12186 | McMinnville Electric System | 55928 | McMinnville | TN | Warren | 8 | Petroleum Liquids | IC |  | S | X | X |  |  | 2 | 0.95 | 1.8 | 1.8 | 0.5 | N |  |  | OP | X | 6 | 2001 |  |  | N | Electric Utility | 1 | X T: X; NG NG: DFO |  |  |  | N | N |  | 10M | [23 empty] | N |  | N
12186 | McMinnville Electric System | 55928 | McMinnville | TN | Warren | 9 | Petroleum Liquids | IC |  | S | X | X |  |  | 2 | 0.95 | 1.8 | 1.8 | 0.5 | N |  |  | OP | X | 6 | 2001 |  |  | N | Electric Utility | 1 | X T: X; NG NG: DFO |  |  |  | N | N |  | 10M | [23 empty] | N |  | N
61038 | Cube District Energy, LLC | 58559 | Bi-County Gas Producers | TN | Montgomery | GEN2 | Landfill Gas | IC |  | S | X | X |  |  | 2 | 0.9 | 1.9 | 1.9 | 1.8 | N |  |  | OP | X | 12 | 2013 |  |  | N | IPP Non-CHP | 2 | X T: X; NG NG: LFG |  |  |  | N |  |  | 10M | [23 empty] | N
58303 | Energy Systems Group LLC | 59809 | Mountain Home Energy Center | TN | Washington | GEN1 | Natural Gas Internal Combustion Engine | IC |  | W | X | X |  |  | 3.2 | 0.8 | 3.2 | 3.2 | 0.1 | N |  |  | OP | X | 6 | 2002 |  |  | N | IPP Non-CHP | 2 | X T: X; NG NG: NG; NG BLQ: DFO; NG BIT: LFG |  |  |  | N | N |  | 1H | [23 empty] | Y | Y | Y
32487 | Gaylord Entertainment Co | 55037 | Opryland USA | TN | Davidson | GTO1 | Natural Gas Fired Combustion Turbine | GT |  | S | X | X |  |  | 4.5 | 0.87 | 3.8 | 3.7 | 0.6 | N |  |  | OP | X | 7 | 1995 |  |  | Y | Commercial CHP | 5 | [11 empty] | N | N |  | 1H | [23 empty] | N | bar: X T to NG NG
21466 | University of Tennessee | 55036 | University of Tennessee Steam Plant | TN | Knox | GEN1 | Natural Gas Fired Combustion Turbine | GT |  | S | X | X |  |  | 5 | 0.8 | 4.5 | 4.7 | 0.4 | N |  |  | OP | X | 6 | 1996 |  |  | Y | Commercial CHP | 5 | [11 empty] | N | N |  | 10M | [23 empty] | N | N | N | bar: X T to NG NG
58100 | Middle Tennessee State University | 58179 | MTSU Power Co-Gen Plant | TN | Rutherford | GT-01 | Natural Gas Fired Combustion Turbine | GT |  | S | X | X |  |  | 5 | 0.8 | 5 | 5 | 0.5 | N |  |  | OP | X | 7 | 1997 |  |  | Y | Commercial CHP | 5 | [11 empty] | N | N |  | 10M | [23 empty] | N | N | N | bar: X T to NG NG
19724 | Vanderbilt University | 52048 | Vanderbilt University Power Plant | TN | Davidson | GT2 | Natural Gas Fired Combustion Turbine | GT |  | S | X | X |  |  | 5.2 | 0.93 | 4 | 5 | 1 | N |  |  | OA | X | 7 | 2002 |  |  | Y | Commercial CHP | 5 | [11 empty] | N | N |  | 1H | [23 empty] | N | N | N | bar: X T to NG NG; NG NG
5610 | Eastman Chemical Co-TN Ops | 50481 | Tennessee Eastman Operations | TN | Sullivan | TG10 | Conventional Steam Coal | ST |  | S | X | X |  |  | 6 | 0.8 | 6 | 6 | 2 | N |  |  | OP | X | 2 | 1946 |  |  | Y | Industrial CHP | 7 | T | BIT | NG | SLW | OTH | OG |  | NG |  |  |  | N | N |  | 12H |  |  | Y |  | Y | [18 empty] | N | N | N
5610 | Eastman Chemical Co-TN Ops | 50481 | Tennessee Eastman Operations | TN | Sullivan | TG11 | Conventional Steam Coal | ST |  | S | X | X |  |  | 6 | 0.8 | 6 | 6 | 2 | N |  |  | OP | X | 5 | 1949 |  |  | Y | Industrial CHP | 7 | B | BIT | NG | SLW | OTH | OG |  | NG |  |  |  | N | N |  | 12H |  |  | Y |  | Y | [18 empty] | N | N | N
5610 | Eastman Chemical Co-TN Ops | 50481 | Tennessee Eastman Operations | TN | Sullivan | TG12 | Conventional Steam Coal | ST |  | S | X | X |  |  | 6 | 0.8 | 6 | 6 | 2 | N |  |  | OP | X | 2 | 1953 |  |  | Y | Industrial CHP | 7 | B | BIT | NG | SLW | OTH | OG |  | NG |  |  |  | N | N |  | 12H |  |  | Y |  | Y | [18 empty] | N | N | N
5610 | Eastman Chemical Co-TN Ops | 50481 | Tennessee Eastman Operations | TN | Sullivan | TGO7 | Conventional Steam Coal | ST |  | S | X | X |  |  | 6 | 0.8 | 6 | 6 | 2 | N |  |  | OP | X | 9 | 1936 |  |  | Y | Industrial CHP | 7 | T | BIT | NG | SLW | OTH | OG |  | NG |  |  |  | N | N |  | 12H |  | Y |  |  | Y | [18 empty] | N | N | N
5610 | Eastman Chemical Co-TN Ops | 50481 | Tennessee Eastman Operations | TN | Sullivan | TGO8 | Conventional Steam Coal | ST |  | S | X | X |  |  | 6 | 0.86 | 6 | 6 | 2 | N |  |  | OP | X | 9 | 1939 |  |  | Y | Industrial CHP | 7 | T | BIT | NG | SLW | OTH | OG |  | NG |  |  |  | N | N |  | 12H |  | Y |  |  | Y | [18 empty] | N | N | N
5610 | Eastman Chemical Co-TN Ops | 50481 | Tennessee Eastman Operations | TN | Sullivan | TGO9 | Conventional Steam Coal | ST |  | S | X | X |  |  | 6 | 0.8 | 6 | 6 | 2 | N |  |  | OP | X | 7 | 1941 |  |  | Y | Industrial CHP | 7 | T | BIT | NG | SLW | OTH | OG |  | NG |  |  |  | N | N |  | 12H |  | Y |  |  | Y | [18 empty] | N | N | N
19724 | Vanderbilt University | 52048 | Vanderbilt University Power Plant | TN | Davidson | GT1B | Natural Gas Fired Combustion Turbine | GT |  | S | X | X |  |  | 6.3 | 0.8 | 5.8 | 6.5 | 1 | N |  |  | OP | X | 7 | 2017 |  |  | Y | Commercial CHP | 5 | [11 empty] | N | N |  | 1H | [23 empty] | N | N | N | bar: X T to NG NG; NG NG
5610 | Eastman Chemical Co-TN Ops | 50481 | Tennessee Eastman Operations | TN | Sullivan | TG13 | Conventional Steam Coal | ST |  | S | X | X |  |  | 7 | 0.8 | 7 | 7 | 2 | N |  |  | OP | X | 1 | 1960 |  |  | Y | Industrial CHP | 7 | T | BIT | NG | SLW | OTH | OG |  | NG |  |  |  | N | N |  | 12H |  |  | Y |  | Y | [18 empty] | N | N | N
19724 | Vanderbilt University | 52048 | Vanderbilt University Power Plant | TN | Davidson | GT3 | Natural Gas Fired Combustion Turbine | GT |  | S | X | X |  |  | 7.2 | 0.8 | 7.8 | 8.7 | 1 | N |  |  | OP | X | 8 | 2015 |  |  | Y | Commercial CHP | 5 | [11 empty] | N | N |  | 1H | [23 empty] | N | N | N | bar: X T to NG NG; NG NG
5610 | Eastman Chemical Co-TN Ops | 50481 | Tennessee Eastman Operations | TN | Sullivan | TG15 | Conventional Steam Coal | ST |  | S | X | X |  |  | 7.5 | 0.8 | 7.5 | 7.5 | 2 | N |  |  | OP | X | 10 | 1963 |  |  | Y | Industrial CHP | 7 | T | BIT | NG | SLW | OTH | OG |  | NG |  |  |  | N | N |  | 12H |  |  | Y |  | Y | [18 empty] | N | N | N
5610 | Eastman Chemical Co-TN Ops | 50481 | Tennessee Eastman Operations | TN | Sullivan | TG14 | Conventional Steam Coal | ST |  | S | X | X |  |  | 10 | 0.8 | 10 | 10 | 2 | N |  |  | OP | X | 4 | 1962 |  |  | Y | Industrial CHP | 7 | B | BIT | NG | SLW | OTH | OG |  | NG |  |  |  | N | N |  | 12H |  |  | Y |  | Y | [18 empty] | N | N | N
5610 | Eastman Chemical Co-TN Ops | 50481 | Tennessee Eastman Operations | TN | Sullivan | TG16 | Natural Gas Steam Turbine | ST |  | S | X | X |  |  | 10.4 | 0.8 | 10.4 | 10.4 | 1.5 | N |  |  | OP | X | 7 | 1966 |  |  | Y | Industrial CHP | 7 | X T: T; NG NG: NG; NG BLQ: BIT; NG NG: NG |  |  |  | N | N |  | 12H |  | N |  |  | N | [18 empty] | N | N | N
5610 | Eastman Chemical Co-TN Ops | 50481 | Tennessee Eastman Operations | TN | Sullivan | TG17 | Conventional Steam Coal | ST |  | S | X | X |  |  | 10.4 | 0.8 | 10.4 | 10.4 | 1.5 | N |  |  | OP | X | 10 | 1966 |  |  | Y | Industrial CHP | 7 | T | BIT | NG | SLW | OTH | OG |  | NG |  |  |  | N | N |  | 12H |  | Y |  |  | Y | [18 empty] | N | N | N
5610 | Eastman Chemical Co-TN Ops | 50481 | Tennessee Eastman Operations | TN | Sullivan | TG18 | Natural Gas Steam Turbine | ST |  | S | X | X |  |  | 10.4 | 0.8 | 10.4 | 10.4 | 1.5 | N |  |  | OP | X | 7 | 1967 |  |  | Y | Industrial CHP | 7 | [11 empty] | N | N |  | 12H |  | N |  |  | N | [18 empty] | N | N | N | bar: X T to NG NG; NG NG
5610 | Eastman Chemical Co-TN Ops | 50481 | Tennessee Eastman Operations | TN | Sullivan | TG19 | Natural Gas Steam Turbine | ST |  | S | X | X |  |  | 10.4 | 0.8 | 10.4 | 10.4 | 1.5 | N |  |  | OP | X | 3 | 1970 |  |  | Y | Industrial CHP | 7 | [11 empty] | N | N |  | 12H | [23 empty] | N | N | N | bar: X T to NG NG; NG NG
5610 | Eastman Chemical Co-TN Ops | 50481 | Tennessee Eastman Operations | TN | Sullivan | TG20 | Conventional Steam Coal | ST |  | S | X | X |  |  | 10.4 | 0.8 | 10.4 | 10.4 | 1.5 | N |  |  | OP | X | 4 | 1972 |  |  | Y | Industrial CHP | 7 | X T: T; NG NG: BIT; NG BLQ: NG; NG NG: NG |  |  |  | N | N |  | 12H |  | Y |  |  | Y | [18 empty] | N | N | N
5610 | Eastman Chemical Co-TN Ops | 50481 | Tennessee Eastman Operations | TN | Sullivan | TG21 | Natural Gas Steam Turbine | ST |  | S | X | X |  |  | 15 | 0.8 | 15 | 15 | 2 | N |  |  | OP | X | 7 | 1969 |  |  | Y | Industrial CHP | 7 | B | NG | BIT | SLW | OTH | OG |  | NG |  |  |  | N | N |  | 12H |  | Y |  |  | Y | [18 empty] | N | N | N
5610 | Eastman Chemical Co-TN Ops | 50481 | Tennessee Eastman Operations | TN | Sullivan | TG22 | Conventional Steam Coal | ST |  | S | X | X |  |  | 15.4 | 0.8 | 15.4 | 15.4 | 1.5 | N |  |  | OP | X | 9 | 1982 |  |  | Y | Industrial CHP | 7 | T | BIT | NG | OG | OTH |  |  | NG |  |  |  | N | N |  | 12H |  | Y |  |  | Y | [18 empty] | N | N | N
5610 | Eastman Chemical Co-TN Ops | 50481 | Tennessee Eastman Operations | TN | Sullivan | TG26 | Conventional Steam Coal | ST |  | S | X | X |  |  | 16.6 | 0.8 | 16.6 | 16.6 | 1.5 | N |  |  | OP | X | 10 | 1994 |  |  | Y | Industrial CHP | 7 | T | BIT | NG | OG | OTH |  |  | NG |  |  |  | N | N |  | 12H |  | Y |  |  | Y | N | [17 empty] | N | N | N
5610 | Eastman Chemical Co-TN Ops | 50481 | Tennessee Eastman Operations | TN | Sullivan | TG24 | Natural Gas Steam Turbine | ST |  | S | X | X |  |  | 16.8 | 0.8 | 16.8 | 16.8 | 2 | N |  |  | OP | X | 7 | 1983 |  |  | Y | Industrial CHP | 7 | B | NG | BIT | SLW | OTH | OG |  | NG |  |  |  | N | N |  | 12H |  | Y |  |  | Y | [18 empty] | N | N | N
5610 | Eastman Chemical Co-TN Ops | 50481 | Tennessee Eastman Operations | TN | Sullivan | TG25 | Conventional Steam Coal | ST |  | S | X | X |  |  | 18 | 0.8 | 18 | 18 | 2 | N |  |  | OP | X | 12 | 1994 |  |  | Y | Industrial CHP | 7 | T | BIT | NG | OG | OTH | SLW |  | NG |  |  |  | N | N |  | 12H |  | Y |  |  | Y | [18 empty] | N | N | N
23931 | Resolute Forest Products | 50956 | Bowater Newsprint Calhoun Operation | TN | McMinn | GEN1 | Wood/Wood Waste Biomass | ST |  | S | X | X |  |  | 19 | 0.95 | 17 | 17 | 2 | N |  |  | OP | X | 5 | 1954 |  |  | Y | Industrial CHP | 7 | B | BLQ | NG | WDS | TDF | SLW |  | BLQ |  |  |  | N | N |  | 12H | N | N |  |  | N | N | N | [16 empty] | Y | Y | N
23931 | Resolute Forest Products | 50956 | Bowater Newsprint Calhoun Operation | TN | McMinn | GEN2 | Wood/Wood Waste Biomass | ST |  | S | X | X |  |  | 19.2 | 0.95 | 19 | 19 | 2 | N |  |  | OP | X | 7 | 1954 |  |  | Y | Industrial CHP | 7 | B | BLQ | NG | WDS | TDF | SLW |  | BLQ |  |  |  | N | N |  | 12H | N | N |  |  | N | N | N | [16 empty] | Y | Y | N
14362 | Packaging Corp of America | 50296 | Packaging Corp of America | TN | Hardin | GEN2 | Wood/Wood Waste Biomass | ST |  | S | X | X |  |  | 22.5 | 0.9 | 22.5 | 22.5 | 2 | N |  |  | OP | X | 10 | 2010 |  |  | Y | Industrial CHP | 7 | X T: T; NG NG: BLQ; NG BLQ: NG; NG NG: NG | DFO |  |  | N | N |  | OVER | [20 empty] | N |  |  | N | N | N
18642 | Tennessee Valley Authority | 3393 | Allen | TN | Shelby | G10 | Natural Gas Fired Combustion Turbine | GT |  | S | X | X |  |  | 23.9 | 0.9 | 15.1 | 20.4 | 5 | N |  |  | OP | X | 6 | 1971 |  |  | N | Electric Utility | 1 | X T: X; NG NG: NG; NG BLQ: DFO |  |  |  | N | N |  | 10M | [23 empty] | Y | N | Y
18642 | Tennessee Valley Authority | 3393 | Allen | TN | Shelby | G11 | Natural Gas Fired Combustion Turbine | GT |  | S | X | X |  |  | 23.9 | 0.9 | 15.1 | 20.4 | 5 | N |  |  | OP | X | 6 | 1971 |  |  | N | Electric Utility | 1 | X T: X; NG NG: NG; NG BLQ: DFO |  |  |  | N | N |  | 10M | [23 empty] | Y | N | Y
18642 | Tennessee Valley Authority | 3393 | Allen | TN | Shelby | G12 | Natural Gas Fired Combustion Turbine | GT |  | S | X | X |  |  | 23.9 | 0.9 | 15.1 | 20.4 | 5 | N |  |  | OP | X | 6 | 1971 |  |  | N | Electric Utility | 1 | X T: X; NG NG: NG; NG BLQ: DFO |  |  |  | N | N |  | 10M | [23 empty] | Y | N | Y
18642 | Tennessee Valley Authority | 3393 | Allen | TN | Shelby | G13 | Natural Gas Fired Combustion Turbine | GT |  | S | X | X |  |  | 23.9 | 0.9 | 15.1 | 20.4 | 5 | N |  |  | OP | X | 6 | 1971 |  |  | N | Electric Utility | 1 | X T: X; NG NG: NG; NG BLQ: DFO |  |  |  | N | N |  | 10M | [23 empty] | Y | N | Y
18642 | Tennessee Valley Authority | 3393 | Allen | TN | Shelby | G14 | Natural Gas Fired Combustion Turbine | GT |  | S | X | X |  |  | 23.9 | 0.9 | 15.1 | 20.4 | 5 | N |  |  | OP | X | 6 | 1971 |  |  | N | Electric Utility | 1 | X T: X; NG NG: NG; NG BLQ: DFO |  |  |  | N | N |  | 10M | [23 empty] | Y | N | Y
18642 | Tennessee Valley Authority | 3393 | Allen | TN | Shelby | G15 | Natural Gas Fired Combustion Turbine | GT |  | S | X | X |  |  | 23.9 | 0.9 | 15.1 | 20.4 | 5 | N |  |  | OP | X | 6 | 1971 |  |  | N | Electric Utility | 1 | X T: X; NG NG: NG; NG BLQ: DFO |  |  |  | N | N |  | 10M | [23 empty] | Y | N | Y
18642 | Tennessee Valley Authority | 3393 | Allen | TN | Shelby | G16 | Natural Gas Fired Combustion Turbine | GT |  | S | X | X |  |  | 23.9 | 0.9 | 15.1 | 20.4 | 5 | N |  |  | OP | X | 6 | 1971 |  |  | N | Electric Utility | 1 | X T: X; NG NG: NG; NG BLQ: DFO |  |  |  | N | N |  | 10M | [23 empty] | Y | N | Y
18642 | Tennessee Valley Authority | 3393 | Allen | TN | Shelby | GT1 | Natural Gas Fired Combustion Turbine | GT |  | S | X | X |  |  | 23.9 | 0.9 | 15.1 | 20.4 | 5 | N |  |  | OP | X | 6 | 1971 |  |  | N | Electric Utility | 1 | X T: X; NG NG: NG; NG BLQ: DFO |  |  |  | N | N |  | 10M | [23 empty] | Y | N | Y
18642 | Tennessee Valley Authority | 3393 | Allen | TN | Shelby | GT2 | Natural Gas Fired Combustion Turbine | GT |  | S | X | X |  |  | 23.9 | 0.9 | 15.1 | 20.4 | 5 | N |  |  | OP | X | 6 | 1971 |  |  | N | Electric Utility | 1 | X T: X; NG NG: NG; NG BLQ: DFO |  |  |  | N | N |  | 10M | [23 empty] | Y | N | Y
18642 | Tennessee Valley Authority | 3393 | Allen | TN | Shelby | GT3 | Natural Gas Fired Combustion Turbine | GT |  | S | X | X |  |  | 23.9 | 0.9 | 15.1 | 20.4 | 5 | N |  |  | OP | X | 6 | 1971 |  |  | N | Electric Utility | 1 | X T: X; NG NG: NG; NG BLQ: DFO |  |  |  | N | N |  | 10M | [23 empty] | Y | N | Y
18642 | Tennessee Valley Authority | 3393 | Allen | TN | Shelby | GT4 | Natural Gas Fired Combustion Turbine | GT |  | S | X | X |  |  | 23.9 | 0.9 | 15.1 | 20.4 | 5 | N |  |  | OP | X | 6 | 1971 |  |  | N | Electric Utility | 1 | X T: X; NG NG: NG; NG BLQ: DFO |  |  |  | N | N |  | 10M | [23 empty] | Y | N | Y
18642 | Tennessee Valley Authority | 3393 | Allen | TN | Shelby | GT5 | Natural Gas Fired Combustion Turbine | GT |  | S | X | X |  |  | 23.9 | 0.9 | 15.1 | 20.4 | 5 | N |  |  | OP | X | 6 | 1971 |  |  | N | Electric Utility | 1 | X T: X; NG NG: NG; NG BLQ: DFO |  |  |  | N | N |  | 10M | [23 empty] | Y | N | Y
18642 | Tennessee Valley Authority | 3393 | Allen | TN | Shelby | GT6 | Natural Gas Fired Combustion Turbine | GT |  | S | X | X |  |  | 23.9 | 0.9 | 15.1 | 20.4 | 5 | N |  |  | OP | X | 6 | 1971 |  |  | N | Electric Utility | 1 | X T: X; NG NG: NG; NG BLQ: DFO |  |  |  | N | N |  | 10M | [23 empty] | Y | N | Y
18642 | Tennessee Valley Authority | 3393 | Allen | TN | Shelby | GT7 | Natural Gas Fired Combustion Turbine | GT |  | S | X | X |  |  | 23.9 | 0.9 | 15.1 | 20.4 | 5 | N |  |  | OP | X | 6 | 1971 |  |  | N | Electric Utility | 1 | X T: X; NG NG: NG; NG BLQ: DFO |  |  |  | N | N |  | 10M | [23 empty] | Y | N | Y
18642 | Tennessee Valley Authority | 3393 | Allen | TN | Shelby | GT8 | Natural Gas Fired Combustion Turbine | GT |  | S | X | X |  |  | 23.9 | 0.9 | 15.1 | 20.4 | 5 | N |  |  | OP | X | 6 | 1971 |  |  | N | Electric Utility | 1 | X T: X; NG NG: NG; NG BLQ: DFO |  |  |  | N | N |  | 10M | [23 empty] | Y | N | Y
18642 | Tennessee Valley Authority | 3393 | Allen | TN | Shelby | GT9 | Natural Gas Fired Combustion Turbine | GT |  | S | X | X |  |  | 23.9 | 0.9 | 15.1 | 20.4 | 5 | N |  |  | OP | X | 6 | 1971 |  |  | N | Electric Utility | 1 | X T: X; NG NG: NG; NG BLQ: DFO |  |  |  | N | N |  | 10M | [23 empty] | Y | N | Y
50114 | WTG Jameson, L.P. | 55052 | Jameson Gas Processing Plant | TX | Coke | 620 | Natural Gas Internal Combustion Engine | IC |  | S | X | X |  |  | 0.4 | 0.8 | 0.4 | 0.4 | 0.3 | N |  |  | OP | X | 1 | 1981 |  |  | N | Industrial Non-CHP | 6 | [11 empty] | N | N |  | 10M | [23 empty] | N | N | N | bar: X T to NG NG
50114 | WTG Jameson, L.P. | 55052 | Jameson Gas Processing Plant | TX | Coke | 621 | Natural Gas Internal Combustion Engine | IC |  | S | X | X |  |  | 0.4 | 0.8 | 0.4 | 0.4 | 0.3 | N |  |  | OP | X | 1 | 1981 |  |  | N | Industrial Non-CHP | 6 | [11 empty] | N | N |  | 10M | [23 empty] | N | N | N | bar: X T to NG NG
64315 | Walmart Stores Texas, LLC | 64793 | WAL522 | TX | Harris | GEN1 | Natural Gas Internal Combustion Engine | IC |  | S | X | X |  |  | 0.4 | 0.8 | 0.4 | 0.4 | 0.1 | N |  |  | OP | X | 6 | 2020 |  |  | N | Commercial Non-CHP | 4 | [11 empty] | N | N |  | 10M | [23 empty] | N | bar: X T to NG NG
64315 | Walmart Stores Texas, LLC | 64793 | WAL522 | TX | Harris | GEN2 | Natural Gas Internal Combustion Engine | IC |  | S | X | X |  |  | 0.4 | 0.8 | 0.4 | 0.4 | 0.1 | N |  |  | OP | X | 6 | 2020 |  |  | N | Commercial Non-CHP | 4 | [11 empty] | N | N |  | 10M | [23 empty] | N | bar: X T to NG NG
64315 | Walmart Stores Texas, LLC | 64793 | WAL522 | TX | Harris | GEN3 | Natural Gas Internal Combustion Engine | IC |  | S | X | X |  |  | 0.4 | 0.8 | 0.4 | 0.4 | 0.1 | N |  |  | OP | X | 6 | 2020 |  |  | N | Commercial Non-CHP | 4 | [11 empty] | N | N |  | 10M | [23 empty] | N | bar: X T to NG NG
64315 | Walmart Stores Texas, LLC | 64797 | WAL546 | TX | Fort Bend | GEN1 | Natural Gas Internal Combustion Engine | IC |  | S | X | X |  |  | 0.4 | 0.8 | 0.4 | 0.4 | 0.1 | N |  |  | OP | X | 12 | 2020 |  |  | N | Commercial Non-CHP | 4 | [11 empty] | N | N |  | 10M | [23 empty] | N | bar: X T to NG NG
64315 | Walmart Stores Texas, LLC | 64797 | WAL546 | TX | Fort Bend | GEN2 | Natural Gas Internal Combustion Engine | IC |  | S | X | X |  |  | 0.4 | 0.8 | 0.4 | 0.4 | 0.1 | N |  |  | OP | X | 12 | 2020 |  |  | N | Commercial Non-CHP | 4 | [11 empty] | N | N |  | 10M | [23 empty] | N | bar: X T to NG NG
64315 | Walmart Stores Texas, LLC | 64797 | WAL546 | TX | Fort Bend | GEN3 | Natural Gas Internal Combustion Engine | IC |  | S | X | X |  |  | 0.4 | 0.8 | 0.4 | 0.4 | 0.1 | N |  |  | OP | X | 12 | 2020 |  |  | N | Commercial Non-CHP | 4 | [12 empty] | N |  | 10M | [23 empty] | N | bar: X T to NG NG
64315 | Walmart Stores Texas, LLC | 64799 | WAL602 | TX | Montgomery | GEN1 | Natural Gas Internal Combustion Engine | IC |  | S | X | X |  |  | 0.4 | 0.8 | 0.4 | 0.4 | 0.1 | N |  |  | OP | X | 6 | 2020 |  |  | N | Commercial Non-CHP | 4 | [11 empty] | N | N |  | 10M | [23 empty] | N | bar: X T to NG NG
64315 | Walmart Stores Texas, LLC | 64799 | WAL602 | TX | Montgomery | GEN2 | Natural Gas Internal Combustion Engine | IC |  | S | X | X |  |  | 0.4 | 0.8 | 0.4 | 0.4 | 0.1 | N |  |  | OP | X | 6 | 2020 |  |  | N | Commercial Non-CHP | 4 | [11 empty] | N | N |  | 10M | [23 empty] | N | bar: X T to NG NG
64315 | Walmart Stores Texas, LLC | 64799 | WAL602 | TX | Montgomery | GEN3 | Natural Gas Internal Combustion Engine | IC |  | S | X | X |  |  | 0.4 | 0.8 | 0.4 | 0.4 | 0.1 | N |  |  | OP | X | 6 | 2020 |  |  | N | Commercial Non-CHP | 4 | [11 empty] | N | N |  | 10M | [23 empty] | N | bar: X T to NG NG
64315 | Walmart Stores Texas, LLC | 64800 | WAL744 | TX | Harris | GEN1 | Natural Gas Internal Combustion Engine | IC |  | S | X | X |  |  | 0.4 | 0.8 | 0.4 | 0.4 | 0.1 | N |  |  | OP | X | 11 | 2020 |  |  | N | Commercial Non-CHP | 4 | [11 empty] | N | N |  | 10M | [23 empty] | N | bar: X T to NG NG
64315 | Walmart Stores Texas, LLC | 64800 | WAL744 | TX | Harris | GEN2 | Natural Gas Internal Combustion Engine | IC |  | S | X | X |  |  | 0.4 | 0.8 | 0.4 | 0.4 | 0.1 | N |  |  | OP | X | 11 | 2020 |  |  | N | Commercial Non-CHP | 4 | [12 empty] | N |  | 10M | [23 empty] | N | bar: X T to NG NG
64315 | Walmart Stores Texas, LLC | 64800 | WAL744 | TX | Harris | GEN3 | Natural Gas Internal Combustion Engine | IC |  | S | X | X |  |  | 0.4 | 0.8 | 0.4 | 0.4 | 0.1 | N |  |  | OP | X | 11 | 2020 |  |  | N | Commercial Non-CHP | 4 | [12 empty] | N |  | 10M | [23 empty] | N | bar: X T to NG NG
64315 | Walmart Stores Texas, LLC | 64801 | WAL752 | TX | Harris | GEN1 | Natural Gas Internal Combustion Engine | IC |  | S | X | X |  |  | 0.4 | 0.8 | 0.4 | 0.4 | 0.1 | N |  |  | OP | X | 8 | 2020 |  |  | N | Commercial Non-CHP | 4 | [11 empty] | N | N |  | 10M | [23 empty] | N | bar: X T to NG NG
64315 | Walmart Stores Texas, LLC | 64801 | WAL752 | TX | Harris | GEN2 | Natural Gas Internal Combustion Engine | IC |  | S | X | X |  |  | 0.4 | 0.8 | 0.4 | 0.4 | 0.1 | N |  |  | OP | X | 8 | 2020 |  |  | N | Commercial Non-CHP | 4 | [11 empty] | N | N |  | 10M | [23 empty] | N | bar: X T to NG NG
64315 | Walmart Stores Texas, LLC | 64801 | WAL752 | TX | Harris | GEN3 | Natural Gas Internal Combustion Engine | IC |  | S | X | X |  |  | 0.4 | 0.8 | 0.4 | 0.4 | 0.1 | N |  |  | OP | X | 8 | 2020 |  |  | N | Commercial Non-CHP | 4 | [11 empty] | N | N |  | 10M | [23 empty] | N | bar: X T to NG NG
64315 | Walmart Stores Texas, LLC | 64802 | WAL768 | TX | Harris | GEN1 | Natural Gas Internal Combustion Engine | IC |  | S | X | X |  |  | 0.4 | 0.8 | 0.4 | 0.4 | 0.1 | N |  |  | OP | X | 11 | 2019 |  |  | N | Commercial Non-CHP | 4 | [11 empty] | N | N |  | 10M | [23 empty] | N | bar: X T to NG NG
64315 | Walmart Stores Texas, LLC | 64802 | WAL768 | TX | Harris | GEN2 | Natural Gas Internal Combustion Engine | IC |  | S | X | X |  |  | 0.4 | 0.8 | 0.4 | 0.4 | 0.1 | N |  |  | OP | X | 11 | 2019 |  |  | N | Commercial Non-CHP | 4 | [11 empty] | N | N |  | 10M | [23 empty] | N | bar: X T to NG NG
64315 | Walmart Stores Texas, LLC | 64802 | WAL768 | TX | Harris | GEN3 | Natural Gas Internal Combustion Engine | IC |  | S | X | X |  |  | 0.4 | 0.8 | 0.4 | 0.4 | 0.1 | N |  |  | OP | X | 11 | 2019 |  |  | N | Commercial Non-CHP | 4 | [11 empty] | N | N |  | 10M | [23 empty] | N | bar: X T to NG NG
64315 | Walmart Stores Texas, LLC | 64805 | WAL849 | TX | Harris | GEN1 | Natural Gas Internal Combustion Engine | IC |  | S | X | X |  |  | 0.4 | 0.8 | 0.4 | 0.4 | 0.1 | N |  |  | OP | X | 7 | 2020 |  |  | N | Commercial Non-CHP | 4 | [11 empty] | N | N |  | 10M | [23 empty] | N | bar: X T to NG NG
64315 | Walmart Stores Texas, LLC | 64805 | WAL849 | TX | Harris | GEN2 | Natural Gas Internal Combustion Engine | IC |  | S | X | X |  |  | 0.4 | 0.8 | 0.4 | 0.4 | 0.1 | N |  |  | OP | X | 7 | 2020 |  |  | N | Commercial Non-CHP | 4 | [12 empty] | N |  | 10M | [23 empty] | N | bar: X T to NG NG
64315 | Walmart Stores Texas, LLC | 64805 | WAL849 | TX | Harris | GEN3 | Natural Gas Internal Combustion Engine | IC |  | S | X | X |  |  | 0.4 | 0.8 | 0.4 | 0.4 | 0.1 | N |  |  | OP | X | 7 | 2020 |  |  | N | Commercial Non-CHP | 4 | [12 empty] | N |  | 10M | [23 empty] | N | bar: X T to NG NG
64315 | Walmart Stores Texas, LLC | 64806 | WAL872 | TX | Brazoria | GEN1 | Natural Gas Internal Combustion Engine | IC |  | S | X | X |  |  | 0.4 | 0.8 | 0.4 | 0.4 | 0.1 | N |  |  | OP | X | 12 | 2020 |  |  | N | Commercial Non-CHP | 4 | [11 empty] | N | N |  | 10M | [23 empty] | N | bar: X T to NG NG
64315 | Walmart Stores Texas, LLC | 64806 | WAL872 | TX | Brazoria | GEN2 | Natural Gas Internal Combustion Engine | IC |  | S | X | X |  |  | 0.4 | 0.8 | 0.4 | 0.4 | 0.1 | N |  |  | OP | X | 12 | 2020 |  |  | N | Commercial Non-CHP | 4 | [11 empty] | N | N |  | 10M | [23 empty] | N | bar: X T to NG NG
64315 | Walmart Stores Texas, LLC | 64806 | WAL872 | TX | Brazoria | GEN3 | Natural Gas Internal Combustion Engine | IC |  | S | X | X |  |  | 0.4 | 0.8 | 0.4 | 0.4 | 0.1 | N |  |  | OP | X | 12 | 2020 |  |  | N | Commercial Non-CHP | 4 | [11 empty] | N | N |  | 10M | [23 empty] | N | bar: X T to NG NG
64315 | Walmart Stores Texas, LLC | 64809 | WAL940 | TX | Tarrant | GEN1 | Natural Gas Internal Combustion Engine | IC |  | S | X | X |  |  | 0.4 | 0.8 | 0.4 | 0.4 | 0.1 | N |  |  | OP | X | 10 | 2020 |  |  | N | Commercial Non-CHP | 4 | [11 empty] | N | N |  | 10M | [23 empty] | N | bar: X T to NG NG
64315 | Walmart Stores Texas, LLC | 64809 | WAL940 | TX | Tarrant | GEN2 | Natural Gas Internal Combustion Engine | IC |  | S | X | X |  |  | 0.4 | 0.8 | 0.4 | 0.4 | 0.1 | N |  |  | OP | X | 10 | 2020 |  |  | N | Commercial Non-CHP | 4 | [11 empty] | N | N |  | 10M | [23 empty] | N | bar: X T to NG NG
64315 | Walmart Stores Texas, LLC | 64809 | WAL940 | TX | Tarrant | GEN3 | Natural Gas Internal Combustion Engine | IC |  | S | X | X |  |  | 0.4 | 0.8 | 0.4 | 0.4 | 0.1 | N |  |  | OP | X | 10 | 2020 |  |  | N | Commercial Non-CHP | 4 | [11 empty] | N | N |  | 10M | [23 empty] | N | bar: X T to NG NG
64315 | Walmart Stores Texas, LLC | 64810 | WAL947 | TX | Grayson | GEN1 | Natural Gas Internal Combustion Engine | IC |  | S | X | X |  |  | 0.4 | 0.8 | 0.4 | 0.4 | 0.1 | N |  |  | OP | X | 10 | 2020 |  |  | N | Commercial Non-CHP | 4 | [11 empty] | N | N |  | 10M | [23 empty] | N | bar: X T to NG NG
64315 | Walmart Stores Texas, LLC | 64810 | WAL947 | TX | Grayson | GEN2 | Natural Gas Internal Combustion Engine | IC |  | S | X | X |  |  | 0.4 | 0.8 | 0.4 | 0.4 | 0.1 | N |  |  | OP | X | 10 | 2020 |  |  | N | Commercial Non-CHP | 4 | [11 empty] | N | N |  | 10M | [23 empty] | N | bar: X T to NG NG
64315 | Walmart Stores Texas, LLC | 64810 | WAL947 | TX | Grayson | GEN3 | Natural Gas Internal Combustion Engine | IC |  | S | X | X |  |  | 0.4 | 0.8 | 0.4 | 0.4 | 0.1 | N |  |  | OP | X | 10 | 2020 |  |  | N | Commercial Non-CHP | 4 | [11 empty] | N | N |  | 10M | [23 empty] | N | bar: X T to NG NG
64315 | Walmart Stores Texas, LLC | 64812 | WAL972 | TX | Tarrant | GEN1 | Natural Gas Internal Combustion Engine | IC |  | S | X | X |  |  | 0.4 | 0.8 | 0.4 | 0.4 | 0.1 | N |  |  | OP | X | 11 | 2020 |  |  | N | Commercial Non-CHP | 4 | [11 empty] | N | N |  | 10M | [23 empty] | N | bar: X T to NG NG
64315 | Walmart Stores Texas, LLC | 64812 | WAL972 | TX | Tarrant | GEN2 | Natural Gas Internal Combustion Engine | IC |  | S | X | X |  |  | 0.4 | 0.8 | 0.4 | 0.4 | 0.1 | N |  |  | OP | X | 11 | 2020 |  |  | N | Commercial Non-CHP | 4 | [11 empty] | N | N |  | 10M | [23 empty] | N | bar: X T to NG NG
64315 | Walmart Stores Texas, LLC | 64812 | WAL972 | TX | Tarrant | GEN3 | Natural Gas Internal Combustion Engine | IC |  | S | X | X |  |  | 0.4 | 0.8 | 0.4 | 0.4 | 0.1 | N |  |  | OP | X | 11 | 2020 |  |  | N | Commercial Non-CHP | 4 | [11 empty] | N | N |  | 10M | [23 empty] | N | bar: X T to NG NG
64315 | Walmart Stores Texas, LLC | 64813 | WAL1040 | TX | Harris | GEN1 | Natural Gas Internal Combustion Engine | IC |  | S | X | X |  |  | 0.4 | 0.8 | 0.4 | 0.4 | 0.1 | N |  |  | OP | X | 8 | 2019 |  |  | N | Commercial Non-CHP | 4 | [11 empty] | N | N |  | 10M | [23 empty] | N | bar: X T to NG NG
64315 | Walmart Stores Texas, LLC | 64813 | WAL1040 | TX | Harris | GEN2 | Natural Gas Internal Combustion Engine | IC |  | S | X | X |  |  | 0.4 | 0.8 | 0.4 | 0.4 | 0.1 | N |  |  | OP | X | 8 | 2019 |  |  | N | Commercial Non-CHP | 4 | [11 empty] | N | N |  | 10M | [23 empty] | N | bar: X T to NG NG
64315 | Walmart Stores Texas, LLC | 64813 | WAL1040 | TX | Harris | GEN3 | Natural Gas Internal Combustion Engine | IC |  | S | X | X |  |  | 0.4 | 0.8 | 0.4 | 0.4 | 0.1 | N |  |  | OP | X | 8 | 2019 |  |  | N | Commercial Non-CHP | 4 | [11 empty] | N | N |  | 10M | [23 empty] | N | bar: X T to NG NG
64315 | Walmart Stores Texas, LLC | 64815 | WAL1103 | TX | Harris | GEN1 | Natural Gas Internal Combustion Engine | IC |  | S | X | X |  |  | 0.4 | 0.8 | 0.4 | 0.4 | 0.1 | N |  |  | OP | X | 7 | 2019 |  |  | N | Commercial Non-CHP | 4 | [11 empty] | N | N |  | 10M | [23 empty] | N | bar: X T to NG NG
64315 | Walmart Stores Texas, LLC | 64815 | WAL1103 | TX | Harris | GEN2 | Natural Gas Internal Combustion Engine | IC |  | S | X | X |  |  | 0.4 | 0.8 | 0.4 | 0.4 | 0.1 | N |  |  | OP | X | 7 | 2019 |  |  | N | Commercial Non-CHP | 4 | [11 empty] | N | N |  | 10M | [23 empty] | N | bar: X T to NG NG
64315 | Walmart Stores Texas, LLC | 64815 | WAL1103 | TX | Harris | GEN3 | Natural Gas Internal Combustion Engine | IC |  | S | X | X |  |  | 0.4 | 0.8 | 0.4 | 0.4 | 0.1 | N |  |  | OP | X | 7 | 2019 |  |  | N | Commercial Non-CHP | 4 | [11 empty] | N | N |  | 10M | [23 empty] | N | bar: X T to NG NG
64315 | Walmart Stores Texas, LLC | 64816 | WAL1232 | TX | Bell | GEN1 | Natural Gas Internal Combustion Engine | IC |  | S | X | X |  |  | 0.4 | 0.8 | 0.4 | 0.4 | 0.1 | N |  |  | OP | X | 9 | 2020 |  |  | N | Commercial Non-CHP | 4 | [11 empty] | N | N |  | 10M | [23 empty] | N | bar: X T to NG NG
64315 | Walmart Stores Texas, LLC | 64816 | WAL1232 | TX | Bell | GEN2 | Natural Gas Internal Combustion Engine | IC |  | S | X | X |  |  | 0.4 | 0.8 | 0.4 | 0.4 | 0.1 | N |  |  | OP | X | 9 | 2020 |  |  | N | Commercial Non-CHP | 4 | [11 empty] | N | N |  | 10M | [23 empty] | N | bar: X T to NG NG
64315 | Walmart Stores Texas, LLC | 64816 | WAL1232 | TX | Bell | GEN3 | Natural Gas Internal Combustion Engine | IC |  | S | X | X |  |  | 0.4 | 0.8 | 0.4 | 0.4 | 0.1 | N |  |  | OP | X | 9 | 2020 |  |  | N | Commercial Non-CHP | 4 | [11 empty] | N | N |  | 10M | [23 empty] | N | bar: X T to NG NG
50114 | WTG Jameson, L.P. | 55052 | Jameson Gas Processing Plant | TX | Coke | 622 | Natural Gas Internal Combustion Engine | IC |  | S | X | X |  |  | 0.5 | 0.8 | 0.5 | 0.5 | 0.3 | N |  |  | OP | X | 1 | 1986 |  |  | N | Industrial Non-CHP | 6 | [11 empty] | N | N |  | 10M | [23 empty] | N | N | N | bar: X T to NG NG
50114 | WTG Jameson, L.P. | 55052 | Jameson Gas Processing Plant | TX | Coke | GN410 | Natural Gas Internal Combustion Engine | IC |  | S | X | X |  |  | 0.5 | 0.8 | 0.5 | 0.5 | 0.3 | N |  |  | OP | X | 6 | 2017 |  |  | N | Industrial Non-CHP | 6 | [11 empty] | N | N |  | 10M | [23 empty] | N | N | N | bar: X T to NG NG
59366 | EnLink Midstream Services, LLC | 55053 | Bridgeport Gas Processing Plant | TX | Wise | 14 | Natural Gas Internal Combustion Engine | IC |  | S | X | X |  |  | 0.8 | 0.8 | 0.8 | 0.8 | 0.1 | N |  |  | OP | X | 4 | 2013 |  |  | N | Industrial Non-CHP | 6 | [11 empty] | N | N |  | 1H | [20 empty] | N |  |  | N | bar: X T to NG NG
59366 | EnLink Midstream Services, LLC | 55053 | Bridgeport Gas Processing Plant | TX | Wise | 15 | Natural Gas Internal Combustion Engine | IC |  | S | X | X |  |  | 0.8 | 0.8 | 0.8 | 0.8 | 0.1 | N |  |  | OP | X | 4 | 2013 |  |  | N | Industrial Non-CHP | 6 | [11 empty] | N | N |  | 1H | [20 empty] | N |  |  | N | bar: X T to NG NG
59366 | EnLink Midstream Services, LLC | 55053 | Bridgeport Gas Processing Plant | TX | Wise | 16 | Natural Gas Internal Combustion Engine | IC |  | S | X | X |  |  | 0.8 | 0.8 | 0.8 | 0.8 | 0.1 | N |  |  | OP | X | 4 | 2013 |  |  | N | Industrial Non-CHP | 6 | [11 empty] | N | N |  | 1H | [20 empty] | N |  |  | N | bar: X T to NG NG
59366 | EnLink Midstream Services, LLC | 55053 | Bridgeport Gas Processing Plant | TX | Wise | 17 | Natural Gas Internal Combustion Engine | IC |  | S | X | X |  |  | 0.8 | 0.8 | 0.8 | 0.8 | 0.1 | N |  |  | OP | X | 4 | 2013 |  |  | N | Industrial Non-CHP | 6 | [11 empty] | N | N |  | 1H | [20 empty] | N |  |  | N | bar: X T to NG NG
59366 | EnLink Midstream Services, LLC | 55053 | Bridgeport Gas Processing Plant | TX | Wise | 2723 | Natural Gas Internal Combustion Engine | IC |  | S | X | X |  |  | 0.8 | 0.8 | 0.8 | 0.8 | 0.1 | N |  |  | OP | X | 12 | 2009 |  |  | N | Industrial Non-CHP | 6 | [11 empty] | N | N |  | 1H | [20 empty] | N |  |  | N | bar: X T to NG NG
59366 | EnLink Midstream Services, LLC | 55053 | Bridgeport Gas Processing Plant | TX | Wise | 654 | Natural Gas Internal Combustion Engine | IC |  | S | X | X |  |  | 0.8 | 0.8 | 0.8 | 0.8 | 0.1 | N |  |  | OP | X | 7 | 2000 |  |  | N | Industrial Non-CHP | 6 | [11 empty] | N | N |  | 1H | [23 empty] | N | bar: X T to NG NG
59366 | EnLink Midstream Services, LLC | 55053 | Bridgeport Gas Processing Plant | TX | Wise | 655 | Natural Gas Internal Combustion Engine | IC |  | S | X | X |  |  | 0.8 | 0.8 | 0.8 | 0.8 | 0.1 | N |  |  | OP | X | 2 | 2001 |  |  | N | Industrial Non-CHP | 6 | [11 empty] | N | N |  | 1H | [23 empty] | N | bar: X T to NG NG
59366 | EnLink Midstream Services, LLC | 55053 | Bridgeport Gas Processing Plant | TX | Wise | 656 | Natural Gas Internal Combustion Engine | IC |  | S | X | X |  |  | 0.8 | 0.8 | 0.8 | 0.8 | 0.1 | N |  |  | OP | X | 2 | 2001 |  |  | N | Industrial Non-CHP | 6 | [11 empty] | N | N |  | 1H | [23 empty] | N | bar: X T to NG NG
59366 | EnLink Midstream Services, LLC | 55053 | Bridgeport Gas Processing Plant | TX | Wise | 657 | Natural Gas Internal Combustion Engine | IC |  | S | X | X |  |  | 0.8 | 0.8 | 0.8 | 0.8 | 0.1 | N |  |  | OP | X | 4 | 2001 |  |  | N | Industrial Non-CHP | 6 | [11 empty] | N | N |  | 1H | [23 empty] | N | bar: X T to NG NG
59366 | EnLink Midstream Services, LLC | 55053 | Bridgeport Gas Processing Plant | TX | Wise | 658 | Natural Gas Internal Combustion Engine | IC |  | S | X | X |  |  | 0.8 | 0.8 | 0.8 | 0.8 | 0.1 | N |  |  | OP | X | 2 | 2001 |  |  | N | Industrial Non-CHP | 6 | [11 empty] | N | N |  | 1H | [23 empty] | N | bar: X T to NG NG
59366 | EnLink Midstream Services, LLC | 55053 | Bridgeport Gas Processing Plant | TX | Wise | 666 | Natural Gas Internal Combustion Engine | IC |  | S | X | X |  |  | 0.8 | 0.8 | 0.8 | 0.8 | 0.1 | N |  |  | OP | X | 9 | 2001 |  |  | N | Industrial Non-CHP | 6 | [11 empty] | N | N |  | 1H | [23 empty] | N | bar: X T to NG NG
59366 | EnLink Midstream Services, LLC | 55053 | Bridgeport Gas Processing Plant | TX | Wise | 667 | Natural Gas Internal Combustion Engine | IC |  | S | X | X |  |  | 0.8 | 0.8 | 0.8 | 0.8 | 0.1 | N |  |  | OP | X | 9 | 2001 |  |  | N | Industrial Non-CHP | 6 | [11 empty] | N | N |  | 1H | [23 empty] | N | bar: X T to NG NG
59366 | EnLink Midstream Services, LLC | 55053 | Bridgeport Gas Processing Plant | TX | Wise | 671 | Natural Gas Internal Combustion Engine | IC |  | S | X | X |  |  | 0.8 | 0.8 | 0.8 | 0.8 | 0.1 | N |  |  | OP | X | 9 | 2002 |  |  | N | Industrial Non-CHP | 6 | [11 empty] | N | N |  | 1H | [23 empty] | N | bar: X T to NG NG
60538 | Vitro Architectural Glass | 54364 | Works 4 | TX | Wichita | L1PG | Petroleum Liquids | IC |  | S | X | X |  |  | 0.9 | 0.8 | 0.9 | 0.9 | 0.1 | N |  |  | SB | Y | 10 | 1980 |  |  | N | Industrial Non-CHP | 6 | X T: X; NG NG: DFO |  |  |  | N | N |  | 10M |  |  |  | N | [19 empty] | N | N | N
6831 | Ft Worth City of | 54520 | Village Creek Water Reclamation Facility | TX | Tarrant | SD1 | Natural Gas Internal Combustion Engine | IC |  | S | X | X | NA | NA | 0.9 | 0.8 | 0.9 | 0.9 | 0.1 | N |  |  | SB | N | 4 | 1994 |  |  | N | Commercial CHP | 5 | [11 empty] | N | N |  | 10M | [20 empty] | N |  |  | N | N | N | bar: X T to NG NG
6831 | Ft Worth City of | 54520 | Village Creek Water Reclamation Facility | TX | Tarrant | SD2 | Natural Gas Internal Combustion Engine | IC |  | S | X | X | NA | NA | 0.9 | 0.8 | 0.9 | 0.9 | 0.1 | N |  |  | SB | N | 4 | 1994 |  |  | N | Commercial CHP | 5 | [11 empty] | N | N |  | 10M | [20 empty] | N |  |  | N | N | N | bar: X T to NG NG
59344 | Energy Transfer Field Services LLC | 57952 | Woodall Gas Plant | TX | Hemphill | GEN1 | Natural Gas Internal Combustion Engine | IC |  | S | X | X |  |  | 1 | 0.9 | 1 | 1 | 0.1 | N |  |  | OS | X | 5 | 2012 |  |  | N | Industrial Non-CHP | 6 | [11 empty] | N | N |  | 1H | [23 empty] | N | N | N | bar: X T to NG NG
59344 | Energy Transfer Field Services LLC | 57952 | Woodall Gas Plant | TX | Hemphill | GEN2 | Natural Gas Internal Combustion Engine | IC |  | S | X | X |  |  | 1 | 0.9 | 1 | 1 | 0.1 | N |  |  | OS | X | 6 | 2012 |  |  | N | Industrial Non-CHP | 6 | [11 empty] | N | N |  | 1H | [23 empty] | N | N | N | bar: X T to NG NG
59344 | Energy Transfer Field Services LLC | 57952 | Woodall Gas Plant | TX | Hemphill | GEN3 | Natural Gas Internal Combustion Engine | IC |  | S | X | X |  |  | 1 | 0.9 | 1 | 1 | 0.1 | N |  |  | OS | X | 6 | 2012 |  |  | N | Industrial Non-CHP | 6 | [11 empty] | N | N |  | 1H | [23 empty] | N | N | N | bar: X T to NG NG
59414 | Nelson Gardens Energy, LLC | 59649 | Nelson Gardens Landfill Gas to Energy | TX | Bexar | UNIT1 | Landfill Gas | IC |  | S | X | X |  |  | 1.1 | 1 | 1.1 | 1.1 | 0.5 | N |  |  | OP | X | 4 | 2014 |  |  | N | IPP Non-CHP | 2 | X T: X; NG NG: LFG |  |  |  | N | N |  | 10M | [23 empty] | N | N | N
59414 | Nelson Gardens Energy, LLC | 59649 | Nelson Gardens Landfill Gas to Energy | TX | Bexar | UNIT2 | Landfill Gas | IC |  | S | X | X |  |  | 1.1 | 1 | 1.1 | 1.1 | 0.5 | N |  |  | OP | X | 4 | 2014 |  |  | N | IPP Non-CHP | 2 | X T: X; NG NG: LFG |  |  |  | N | N |  | 10M | [23 empty] | N | N | N
59414 | Nelson Gardens Energy, LLC | 59649 | Nelson Gardens Landfill Gas to Energy | TX | Bexar | UNIT3 | Landfill Gas | IC |  | S | X | X |  |  | 1.1 | 1 | 1.1 | 1.1 | 0.5 | N |  |  | OP | X | 4 | 2014 |  |  | N | IPP Non-CHP | 2 | X T: X; NG NG: LFG |  |  |  | N | N |  | 10M | [23 empty] | N | N
59414 | Nelson Gardens Energy, LLC | 59649 | Nelson Gardens Landfill Gas to Energy | TX | Bexar | UNIT4 | Landfill Gas | IC |  | S | X | X |  |  | 1.1 | 1 | 1.1 | 1.1 | 0.5 | N |  |  | OP | X | 4 | 2014 |  |  | N | IPP Non-CHP | 2 | X T: X; NG NG: LFG |  |  |  | N | N |  | 10M | [23 empty] | N | N
2409 | Brownsville Public Utilities Board | 3559 | Silas Ray | TX | Cameron | DG-3a | Petroleum Liquids | IC |  | S | X | X |  |  | 1.3 | 0.8 | 1 | 1 | 1 | N |  |  | SB | Y | 11 | 2001 |  |  | N | Electric Utility | 1 | X T: X; NG NG: DFO |  |  |  | N | N |  | 10M | [23 empty] | N
2409 | Brownsville Public Utilities Board | 3559 | Silas Ray | TX | Cameron | DG-3b | Petroleum Liquids | IC |  | S | X | X |  |  | 1.3 | 0.8 | 1 | 1 | 1 | N |  |  | SB | Y | 11 | 2001 |  |  | N | Electric Utility | 1 | X T: X; NG NG: DFO |  |  |  | N | N |  | 10M | [23 empty] | N
2409 | Brownsville Public Utilities Board | 3559 | Silas Ray | TX | Cameron | DG-4 | Petroleum Liquids | IC |  | S | X | X |  |  | 1.3 | 0.8 | 1 | 1 | 1 | N |  |  | SB | Y | 11 | 2001 |  |  | N | Electric Utility | 1 | X T: X; NG NG: DFO |  |  |  | N | N |  | 10M | [23 empty] | N
2409 | Brownsville Public Utilities Board | 3559 | Silas Ray | TX | Cameron | DG-6a | Petroleum Liquids | IC |  | S | X | X |  |  | 1.3 | 0.8 | 1 | 1 | 1 | N |  |  | SB | N | 11 | 2001 |  |  | N | Electric Utility | 1 | X T: X; NG NG: DFO |  |  |  | N | N |  | 10M | [23 empty] | N
2409 | Brownsville Public Utilities Board | 3559 | Silas Ray | TX | Cameron | DG-6b | Petroleum Liquids | IC |  | S | X | X |  |  | 1.3 | 0.8 | 1 | 1 | 1 | N |  |  | SB | N | 11 | 2001 |  |  | N | Electric Utility | 1 | X T: X; NG NG: DFO |  |  |  | N | N |  | 10M | [23 empty] | N
64315 | Walmart Stores Texas, LLC | 64770 | WAL202 | TX | Collin | GEN1 | Petroleum Liquids | IC |  | S | X | X |  |  | 1.3 | 0.8 | 1.3 | 1.3 | 0.1 | N |  |  | OP | X | 6 | 2020 |  |  | N | Commercial Non-CHP | 4 | X T: X; NG NG: DFO |  |  |  | N | N |  | 10M | [23 empty] | N
64315 | Walmart Stores Texas, LLC | 64791 | WAL462 | TX | Brazoria | GEN1 | Natural Gas Internal Combustion Engine | IC |  | S | X | X |  |  | 1.3 | 0.8 | 1.3 | 1.3 | 0.1 | N |  |  | OP | X | 11 | 2019 |  |  | N | Commercial Non-CHP | 4 | [11 empty] | N | N |  | 10M | [23 empty] | N | bar: X T to NG NG
64315 | Walmart Stores Texas, LLC | 64794 | WAL529 | TX | Galveston | GEN1 | Natural Gas Internal Combustion Engine | IC |  | S | X | X |  |  | 1.3 | 0.8 | 1.3 | 1.3 | 0.1 | N |  |  | OP | X | 11 | 2019 |  |  | N | Commercial Non-CHP | 4 | [11 empty] | N | N |  | 10M | [23 empty] | N | bar: X T to NG NG
16098 | Rio Grande Valley Sugar Growers, Inc. | 54338 | Rio Grande Valley Sugar Growers | TX | Hidalgo | GENE | Petroleum Liquids | IC |  | S | X | X |  |  | 1.4 | 0.8 | 1.4 | 1.4 | 0 | N |  |  | OP | X | 9 | 2011 |  |  | N | Industrial CHP | 7 | X T: X; NG NG: DFO; NG NG: DFO |  |  |  | N | N |  | 1H |  |  |  |  | N | [18 empty] | N | N | N
55858 | EDL Inc | 56113 | Tessman Road | TX | Bexar | 1 | Landfill Gas | IC |  | S | X | X |  |  | 1.4 | 0.95 | 1.4 | 1.4 | 0.7 | N |  |  | OP | X | 5 | 2003 |  |  | N | IPP Non-CHP | 2 | X T: X; NG NG: LFG |  |  |  | N | N |  | 12H | [23 empty] | N
55858 | EDL Inc | 56113 | Tessman Road | TX | Bexar | 2 | Landfill Gas | IC |  | S | X | X |  |  | 1.4 | 0.95 | 1.4 | 1.4 | 0.7 | N |  |  | OP | X | 5 | 2003 |  |  | N | IPP Non-CHP | 2 | X T: X; NG NG: LFG |  |  |  | N | N |  | 12H | [23 empty] | N
55858 | EDL Inc | 56113 | Tessman Road | TX | Bexar | 3 | Landfill Gas | IC |  | S | X | X |  |  | 1.4 | 0.95 | 1.4 | 1.4 | 0.7 | N |  |  | OP | X | 5 | 2003 |  |  | N | IPP Non-CHP | 2 | X T: X; NG NG: LFG |  |  |  | N | N |  | 12H | [23 empty] | N |  | N
55858 | EDL Inc | 56113 | Tessman Road | TX | Bexar | 4 | Landfill Gas | IC |  | S | X | X |  |  | 1.4 | 0.95 | 1.4 | 1.4 | 0.7 | N |  |  | OP | X | 5 | 2003 |  |  | N | IPP Non-CHP | 2 | X T: X; NG NG: LFG |  |  |  | N | N |  | 12H | [23 empty] | N |  | N
55858 | EDL Inc | 56113 | Tessman Road | TX | Bexar | 5 | Landfill Gas | IC |  | S | X | X |  |  | 1.4 | 0.95 | 1.4 | 1.4 | 0.7 | N |  |  | OP | X | 5 | 2003 |  |  | N | IPP Non-CHP | 2 | X T: X; NG NG: LFG |  |  |  | N | N |  | 12H | [23 empty] | N |  | N
55858 | EDL Inc | 56113 | Tessman Road | TX | Bexar | 6 | Landfill Gas | IC |  | S | X | X |  |  | 1.4 | 0.95 | 1.4 | 1.4 | 0.7 | N |  |  | OP | X | 5 | 2003 |  |  | N | IPP Non-CHP | 2 | X T: X; NG NG: LFG |  |  |  | N | N |  | 12H | [23 empty] | N
55858 | EDL Inc | 56113 | Tessman Road | TX | Bexar | 7 | Landfill Gas | IC |  | S | X | X |  |  | 1.4 | 0.95 | 1.4 | 1.4 | 0.7 | N |  |  | OP | X | 3 | 2015 |  |  | N | IPP Non-CHP | 2 | X T: X; NG NG: LFG |  |  |  |  | N |  | 12H | [23 empty] | N
58811 | Ameresco Dallas LLC | 58946 | Ameresco Dallas LLC | TX | Dallas | ENG1 | Landfill Gas | IC |  | S | X | X |  |  | 1.4 | 1 | 1.4 | 1.4 | 0.7 | N |  |  | OP | X | 2 | 2011 |  |  | N | IPP Non-CHP | 2 | X T: X; NG NG: LFG |  |  |  | N | N |  | 10M | [23 empty] | N | N | N
58811 | Ameresco Dallas LLC | 58946 | Ameresco Dallas LLC | TX | Dallas | ENG2 | Landfill Gas | IC |  | S | X | X |  |  | 1.4 | 1 | 1.4 | 1.4 | 0.7 | N |  |  | OP | X | 2 | 2011 |  |  | N | IPP Non-CHP | 2 | X T: X; NG NG: LFG |  |  |  | N | N |  | 10M | [23 empty] | N | N | N
58811 | Ameresco Dallas LLC | 58946 | Ameresco Dallas LLC | TX | Dallas | ENG3 | Landfill Gas | IC |  | S | X | X |  |  | 1.4 | 1 | 1.4 | 1.4 | 0.7 | N |  |  | OP | X | 2 | 2011 |  |  | N | IPP Non-CHP | 2 | X T: X; NG NG: LFG |  |  |  | N | N |  | 10M | [23 empty] | N | N | N
1015 | Austin Energy | 56374 | Robert Mueller Energy Center | TX | Travis | DG1 | Petroleum Liquids | IC |  | S | X | X |  |  | 1.5 | 0.8 | 1.5 | 1.5 | 1.5 | N |  |  | SB | N | 7 | 2006 |  |  | N | Electric Utility | 1 | X T: X; NG NG: DFO | [6 empty] | 10M | [23 empty] | N |  | N
17583 | South Texas Electric Coop, Inc | 3631 | Sam Rayburn | TX | Victoria | 4 | Petroleum Liquids | IC |  | S | X | X |  |  | 1.6 | 0.8 | 0.9 | 0.9 | 0.5 | N |  |  | OP | X | 7 | 1991 |  |  | N | Electric Utility | 1 | X T: X; NG NG: DFO; NG NG: DFO |  |  |  | N | N |  | 10M | [23 empty] | N
17583 | South Texas Electric Coop, Inc | 3631 | Sam Rayburn | TX | Victoria | 5 | Petroleum Liquids | IC |  | S | X | X |  |  | 1.6 | 0.8 | 0.9 | 0.9 | 0.5 | N |  |  | OP | X | 10 | 1991 |  |  | N | Electric Utility | 1 | X T: X; NG NG: DFO; NG NG: DFO |  |  |  | N | N |  | 10M | [23 empty] | N
54842 | WM Renewable Energy LLC | 50569 | DFW Gas Recovery | TX | Denton | GEN3 | Landfill Gas | IC |  | S | X | X | DG_BIO2 | DG_BIO2 | 1.6 | 0.98 | 1.6 | 1.6 | 0.8 | N |  |  | OP | X | 8 | 2009 |  |  | N | IPP Non-CHP | 2 | X T: X; NG NG: LFG | [6 empty] | 1H | [23 empty] | N | N | N
54842 | WM Renewable Energy LLC | 50569 | DFW Gas Recovery | TX | Denton | GEN4 | Landfill Gas | IC |  | S | X | X | DG_BIO2 | DG_BIO2 | 1.6 | 0.98 | 1.6 | 1.6 | 0.8 | N |  |  | OP | X | 8 | 2009 |  |  | N | IPP Non-CHP | 2 | X T: X; NG NG: LFG | [6 empty] | 1H | [23 empty] | N | N | N
54842 | WM Renewable Energy LLC | 50569 | DFW Gas Recovery | TX | Denton | GEN5 | Landfill Gas | IC |  | S | X | X | DG_BIO2 | DG_BIO2 | 1.6 | 0.98 | 1.6 | 1.6 | 0.8 | N |  |  | OP | X | 8 | 2009 |  |  | N | IPP Non-CHP | 2 | X T: X; NG NG: LFG | [6 empty] | 1H | [23 empty] | N | N | N
54842 | WM Renewable Energy LLC | 50569 | DFW Gas Recovery | TX | Denton | GEN6 | Landfill Gas | IC |  | S | X | X | DG_BIO2 | DG_BIO2 | 1.6 | 0.98 | 1.6 | 1.6 | 0.8 | N |  |  | OP | X | 8 | 2009 |  |  | N | IPP Non-CHP | 2 | X T: X; NG NG: LFG | [6 empty] | 1H | [23 empty] | N | N | N
54842 | WM Renewable Energy LLC | 56524 | Austin Gas Recovery | TX | Travis | GEN1 | Landfill Gas | IC |  | S | X | X | DG_SPRIN_4UNITS | DG_SPRIN_4UNITS | 1.6 | 0.98 | 1.6 | 1.6 | 0.8 | N |  |  | OP | X | 10 | 2007 |  |  | N | IPP Non-CHP | 2 | X T: X; NG NG: LFG |  |  |  | N |  |  | 1H | [23 empty] | N | N | N
54842 | WM Renewable Energy LLC | 56524 | Austin Gas Recovery | TX | Travis | GEN2 | Landfill Gas | IC |  | S | X | X | DG_SPRIN_4UNITS | DG_SPRIN_4UNITS | 1.6 | 0.98 | 1.6 | 1.6 | 0.8 | N |  |  | OP | X | 10 | 2007 |  |  | N | IPP Non-CHP | 2 | X T: X; NG NG: LFG |  |  |  | N |  |  | 1H | [23 empty] | N | N | N
54842 | WM Renewable Energy LLC | 56524 | Austin Gas Recovery | TX | Travis | GEN3 | Landfill Gas | IC |  | S | X | X | DG_SPRIN_4UNITS | DG_SPRIN_4UNITS | 1.6 | 0.98 | 1.6 | 1.6 | 0.8 | N |  |  | OP | X | 10 | 2007 |  |  | N | IPP Non-CHP | 2 | X T: X; NG NG: LFG |  |  |  | N |  |  | 1H | [23 empty] | N | N | N
55858 | EDL Inc | 56864 | Covel Gardens Gas Recovery | TX | Bexar | 1 | Landfill Gas | IC |  | S | X | X |  |  | 1.6 | 0.95 | 1.6 | 1.6 | 0.7 | N |  |  | OP | X | 11 | 2005 |  |  | N | IPP Non-CHP | 2 | X T: X; NG NG: LFG |  |  |  | N | N |  | 12H | [23 empty] | N
55858 | EDL Inc | 56864 | Covel Gardens Gas Recovery | TX | Bexar | 2 | Landfill Gas | IC |  | S | X | X |  |  | 1.6 | 0.95 | 1.6 | 1.6 | 0.7 | N |  |  | OP | X | 11 | 2005 |  |  | N | IPP Non-CHP | 2 | X T: X; NG NG: LFG |  |  |  | N | N |  | 12H | [23 empty] | N
55858 | EDL Inc | 56864 | Covel Gardens Gas Recovery | TX | Bexar | 3 | Landfill Gas | IC |  | S | X | X |  |  | 1.6 | 0.95 | 1.6 | 1.6 | 0.7 | N |  |  | OP | X | 11 | 2005 |  |  | N | IPP Non-CHP | 2 | X T: X; NG NG: LFG |  |  |  | N | N |  | 12H | [23 empty] | N
55858 | EDL Inc | 56864 | Covel Gardens Gas Recovery | TX | Bexar | 4 | Landfill Gas | IC |  | S | X | X |  |  | 1.6 | 0.95 | 1.6 | 1.6 | 0.7 | N |  |  | OP | X | 11 | 2005 |  |  | N | IPP Non-CHP | 2 | X T: X; NG NG: LFG |  |  |  | N | N |  | 12H | [23 empty] | N
55858 | EDL Inc | 56864 | Covel Gardens Gas Recovery | TX | Bexar | 5 | Landfill Gas | IC |  | S | X | X |  |  | 1.6 | 0.95 | 1.6 | 1.6 | 0.7 | N |  |  | OP | X | 11 | 2005 |  |  | N | IPP Non-CHP | 2 | X T: X; NG NG: LFG |  |  |  | N | N |  | 12H | [23 empty] | N
55858 | EDL Inc | 56864 | Covel Gardens Gas Recovery | TX | Bexar | 6 | Landfill Gas | IC |  | S | X | X |  |  | 1.6 | 0.95 | 1.6 | 1.6 | 0.7 | N |  |  | OP | X | 11 | 2005 |  |  | N | IPP Non-CHP | 2 | X T: X; NG NG: LFG |  |  |  | N | N |  | 12H | [23 empty] | N
54842 | WM Renewable Energy LLC | 57020 | Westside Landfill Gas Recovery | TX | Parker | GEN1 | Landfill Gas | IC |  | S | X | X | DG_WSTHL | DG_WSTHL | 1.6 | 0.98 | 1.6 | 1.6 | 0.8 | N |  |  | OP | X | 3 | 2010 |  |  | N | IPP Non-CHP | 2 | X T: X; NG NG: LFG | [6 empty] | 1H | [23 empty] | N | N | N
54842 | WM Renewable Energy LLC | 57020 | Westside Landfill Gas Recovery | TX | Parker | GEN2 | Landfill Gas | IC |  | S | X | X | DG_WSTHL | DG_WSTHL | 1.6 | 0.98 | 1.6 | 1.6 | 0.8 | N |  |  | OP | X | 3 | 2010 |  |  | N | IPP Non-CHP | 2 | X T: X; NG NG: LFG | [6 empty] | 1H | [23 empty] | N | N | N
56351 | Denton Power LLC | 57071 | Denton Power LLC | TX | Denton | 1 | Landfill Gas | IC |  | S | X | X | n/a | n/a | 1.6 | 0.8 | 1.6 | 1.6 | 1.1 | N |  |  | OP | X | 12 | 2008 |  |  | N | IPP Non-CHP | 2 | X T: X; NG NG: LFG |  |  |  | N | N |  | 1H |  |  |  |  | N | [15 empty] | N |  |  | N | N | N
54842 | WM Renewable Energy LLC | 57165 | Farmers Branch Renewable Energy Facility | TX | Denton | GEN1 | Landfill Gas | IC |  | S | X | X | COSERV | COSERV | 1.6 | 0.98 | 1.6 | 1.6 | 0.8 | N |  |  | OP | X | 1 | 2011 |  |  | N | IPP Non-CHP | 2 | X T: X; NG NG: LFG | [6 empty] | 1H | [23 empty] | N | N | N
54842 | WM Renewable Energy LLC | 57165 | Farmers Branch Renewable Energy Facility | TX | Denton | GEN2 | Landfill Gas | IC |  | S | X | X | COSERV | COSERV | 1.6 | 0.98 | 1.6 | 1.6 | 0.8 | N |  |  | OP | X | 1 | 2011 |  |  | N | IPP Non-CHP | 2 | X T: X; NG NG: LFG | [6 empty] | 1H | [23 empty] | N | N | N
54842 | WM Renewable Energy LLC | 57167 | Mesquite Creek LFGTE Project | TX | Comal | GEN1 | Landfill Gas | IC |  | S | X | X | ZONAL | ZONAL | 1.6 | 0.98 | 1.6 | 1.6 | 0.8 | N |  |  | OP | X | 12 | 2010 |  |  | N | IPP Non-CHP | 2 | X T: X; NG NG: LFG | [6 empty] | 1H | [23 empty] | N | N | N
54842 | WM Renewable Energy LLC | 57167 | Mesquite Creek LFGTE Project | TX | Comal | GEN2 | Landfill Gas | IC |  | S | X | X | ZONAL | ZONAL | 1.6 | 0.98 | 1.6 | 1.6 | 0.8 | N |  |  | OP | X | 12 | 2010 |  |  | N | IPP Non-CHP | 2 | X T: X; NG NG: LFG | [6 empty] | 1H | [23 empty] | N | N | N
56772 | TX LFG Energy, LP | 55556 | Security | TX | Montgomery | GEN5 | Landfill Gas | IC |  | S | X | X |  |  | 1.7 | 0.8 | 1.7 | 1.7 | 0.2 | N |  |  | OP | X | 3 | 2003 |  |  | N | IPP Non-CHP | 2 | X T: X; NG NG: LFG |  |  |  | N | N |  | 12H | [23 empty] | N |  | N
56772 | TX LFG Energy, LP | 55556 | Security | TX | Montgomery | UNT2 | Landfill Gas | IC |  | S | X | X |  |  | 1.7 | 0.8 | 1.7 | 1.7 | 0.2 | N |  |  | OP | X | 12 | 2003 |  |  | N | IPP Non-CHP | 2 | X T: X; NG NG: LFG |  |  |  | N | N |  | 12H | [23 empty] | N
18050 | State Farm Mutual Auto Ins Co | 55390 | State Farm Insur Support Center Central | TX | Dallas | 2A | Petroleum Liquids | IC |  | S | X | X |  |  | 1.8 | 1 | 1.8 | 1.8 | 0.2 | N |  |  | SB | N | 1 | 1998 |  |  | N | Commercial Non-CHP | 4 | X T: X; NG NG: DFO |  |  |  | N | N |  | 10M | [23 empty] | N | N | N
18050 | State Farm Mutual Auto Ins Co | 55390 | State Farm Insur Support Center Central | TX | Dallas | 2B | Petroleum Liquids | IC |  | S | X | X |  |  | 1.8 | 1 | 1.8 | 1.8 | 0.2 | N |  |  | SB | N | 1 | 1998 |  |  | N | Commercial Non-CHP | 4 | X T: X; NG NG: DFO |  |  |  | N | N |  | 10M | [23 empty] | N | N | N
18050 | State Farm Mutual Auto Ins Co | 55390 | State Farm Insur Support Center Central | TX | Dallas | 3A | Petroleum Liquids | IC |  | S | X | X |  |  | 1.8 | 1 | 1.8 | 1.8 | 0.2 | N |  |  | SB | N | 1 | 1998 |  |  | N | Commercial Non-CHP | 4 | X T: X; NG NG: DFO |  |  |  | N | N |  | 10M | [23 empty] | N | N | N
18050 | State Farm Mutual Auto Ins Co | 55390 | State Farm Insur Support Center Central | TX | Dallas | 3B | Petroleum Liquids | IC |  | S | X | X |  |  | 1.8 | 1 | 1.8 | 1.8 | 0.2 | N |  |  | SB | N | 1 | 1998 |  |  | N | Commercial Non-CHP | 4 | X T: X; NG NG: DFO |  |  |  | N | N |  | 10M | [23 empty] | N | N | N
18050 | State Farm Mutual Auto Ins Co | 55390 | State Farm Insur Support Center Central | TX | Dallas | 4A | Petroleum Liquids | IC |  | S | X | X |  |  | 1.8 | 1 | 1.8 | 1.8 | 0.2 | N |  |  | SB | N | 1 | 1998 |  |  | N | Commercial Non-CHP | 4 | X T: X; NG NG: DFO |  |  |  | N | N |  | 10M | [23 empty] | N | N | N
18050 | State Farm Mutual Auto Ins Co | 55390 | State Farm Insur Support Center Central | TX | Dallas | 4B | Petroleum Liquids | IC |  | S | X | X |  |  | 1.8 | 1 | 1.8 | 1.8 | 0.2 | N |  |  | SB | N | 1 | 1998 |  |  | N | Commercial Non-CHP | 4 | X T: X; NG NG: DFO |  |  |  | N | N |  | 10M | [23 empty] | N | N | N
55983 | Luminant Generation Company LLC | 3504 | Stryker Creek | TX | Cherokee | D1 | Petroleum Liquids | IC |  | S | X | X |  |  | 2 | 0.8 | 2 | 2 | 2 | N |  |  | OP | X | 7 | 1966 |  |  | N | IPP Non-CHP | 2 | X T: X; NG NG: DFO |  |  |  | N | N |  | 10M | [23 empty] | N | N | N
55983 | Luminant Generation Company LLC | 3504 | Stryker Creek | TX | Cherokee | D2 | Petroleum Liquids | IC |  | S | X | X |  |  | 2 | 0.8 | 2 | 2 | 2 | N |  |  | OP | X | 7 | 1966 |  |  | N | IPP Non-CHP | 2 | X T: X; NG NG: DFO |  |  |  | N | N |  | 10M | [23 empty] | N | N | N
55983 | Luminant Generation Company LLC | 3504 | Stryker Creek | TX | Cherokee | D3 | Petroleum Liquids | IC |  | S | X | X |  |  | 2 | 0.8 | 2 | 2 | 2 | N |  |  | OP | X | 7 | 1966 |  |  | N | IPP Non-CHP | 2 | X T: X; NG NG: DFO |  |  |  | N | N |  | 10M | [23 empty] | N | N | N
55983 | Luminant Generation Company LLC | 3504 | Stryker Creek | TX | Cherokee | D4 | Petroleum Liquids | IC |  | S | X | X |  |  | 2 | 0.8 | 2 | 2 | 2 | N |  |  | OP | X | 7 | 1966 |  |  | N | IPP Non-CHP | 2 | X T: X; NG NG: DFO |  |  |  | N | N |  | 10M | [23 empty] | N | N | N
55983 | Luminant Generation Company LLC | 3504 | Stryker Creek | TX | Cherokee | D5 | Petroleum Liquids | IC |  | S | X | X |  |  | 2 | 0.8 | 2 | 2 | 2 | N |  |  | OP | X | 7 | 1966 |  |  | N | IPP Non-CHP | 2 | X T: X; NG NG: DFO |  |  |  | N | N |  | 10M | [23 empty] | N | N | N
55983 | Luminant Generation Company LLC | 3507 | Trinidad (TX) | TX | Henderson | D1 | Petroleum Liquids | IC |  | S | X | X |  |  | 2 | 0.8 | 2 | 2 | 2 | N |  |  | OP | X | 8 | 1966 |  |  | N | IPP Non-CHP | 2 | X T: X; NG NG: DFO |  |  |  | N | N |  | 10M | [23 empty] | N
55983 | Luminant Generation Company LLC | 3507 | Trinidad (TX) | TX | Henderson | D2 | Petroleum Liquids | IC |  | S | X | X |  |  | 2 | 0.8 | 2 | 2 | 2 | N |  |  | OP | X | 8 | 1966 |  |  | N | IPP Non-CHP | 2 | X T: X; NG NG: DFO |  |  |  | N | N |  | 10M | [23 empty] | N
60538 | Vitro Architectural Glass | 54364 | Works 4 | TX | Wichita | L1G | Petroleum Liquids | IC |  | S | X | X |  |  | 2 | 0.8 | 2 | 2 | 0.1 | N |  |  | SB | Y | 6 | 1975 | 11 | 2022 | N | Industrial Non-CHP | 6 | X T: X; NG NG: DFO |  |  |  | N | N |  | 10M | [20 empty] | N |  |  | N | N | N
60538 | Vitro Architectural Glass | 54364 | Works 4 | TX | Wichita | L2G | Petroleum Liquids | IC |  | S | X | X |  |  | 2 | 0.8 | 2 | 2 | 0.1 | N |  |  | SB | Y | 6 | 1974 | 11 | 2022 | N | Industrial Non-CHP | 6 | X T: X; NG NG: DFO |  |  |  | N | N |  | 10M |  |  |  | N | [16 empty] | N |  |  | N | N | N
27378 | Tenet Hospital Ltd | 50241 | Tenet Hospital | TX | El Paso | 9541 | Petroleum Liquids | IC |  | S | X | X |  |  | 2.1 | 0.8 | 2.1 | 2.1 | 0.5 | N |  |  | OP | X | 3 | 1987 |  |  | Y | Commercial CHP | 5 | X T: T; NG NG: DFO; NG BLQ: NG |  |  |  | N | N |  | 1H | [23 empty] | Y | N | Y
27378 | Tenet Hospital Ltd | 50241 | Tenet Hospital | TX | El Paso | 9542 | Natural Gas Internal Combustion Engine | IC |  | S | X | X |  |  | 2.1 | 0.8 | 2.1 | 2.1 | 0.5 | N |  |  | SB | Y | 3 | 1987 |  |  | Y | Commercial CHP | 5 | X T: T; NG NG: NG; NG BLQ: DFO |  |  |  | N | N |  | 1H | [23 empty] | Y | N | Y
62903 | Silicon Hills Campus, LLC | 10184 | Central Utility Plant | TX | Travis | TG1 | Natural Gas Steam Turbine | ST | 1 | S | X | X |  |  | 2.3 | 0.85 | 2.2 | 2.3 | 0.2 | N |  |  | OP | X | 7 | 1988 |  |  | Y | Commercial CHP | 5 | X T: B; NG NG: NG; NG BLQ: DFO; NG NG: NG |  |  |  | N | N |  | 12H | [23 empty] | Y | N | Y
16098 | Rio Grande Valley Sugar Growers, Inc. | 54338 | Rio Grande Valley Sugar Growers | TX | Hidalgo | GENA | Other Waste Biomass | ST |  | S | X | X |  |  | 2.5 | 0.8 | 2.5 | 2.5 | 0.5 | N |  |  | OP | X | 10 | 1973 |  |  | Y | Industrial CHP | 7 | X T: T; NG NG: AB; NG BLQ: NG; NG NG: AB | NG |  |  | N |  |  | 12H | [23 empty] | Y | Y | N
16098 | Rio Grande Valley Sugar Growers, Inc. | 54338 | Rio Grande Valley Sugar Growers | TX | Hidalgo | GENB | Other Waste Biomass | ST |  | S | X | X |  |  | 2.5 | 0.8 | 2.5 | 2.5 | 0.5 | N |  |  | OP | X | 10 | 1973 |  |  | Y | Industrial CHP | 7 | X T: T; NG NG: AB; NG BLQ: NG; NG NG: AB | NG |  |  | N | N |  | 12H | [23 empty] | Y | Y | N
16098 | Rio Grande Valley Sugar Growers, Inc. | 54338 | Rio Grande Valley Sugar Growers | TX | Hidalgo | GENC | Other Waste Biomass | ST |  | S | X | X |  |  | 2.5 | 0.8 | 2.5 | 2.5 | 0.5 | N |  |  | OP | X | 1 | 1995 |  |  | Y | Industrial CHP | 7 | X T: T; NG NG: AB; NG BLQ: NG; NG NG: AB | NG |  |  | N | N |  | 12H | [23 empty] | Y | Y | N
54842 | WM Renewable Energy LLC | 50569 | DFW Gas Recovery | TX | Denton | GEN1 | Landfill Gas | GT |  | S | X | X | DG_BIO2 | DG_BIO2 | 3 | 0.98 | 2.9 | 3.2 | 1 | N |  |  | OP | X | 5 | 1988 |  |  | N | IPP Non-CHP | 2 | X T: X; NG NG: LFG |  |  |  | N |  |  | 1H | [23 empty] | N | N | N
54842 | WM Renewable Energy LLC | 50569 | DFW Gas Recovery | TX | Denton | GEN2 | Landfill Gas | GT |  | S | X | X | DG_BIO2 | DG_BIO2 | 3 | 0.98 | 2.9 | 3.2 | 1 | N |  |  | OP | X | 5 | 1988 |  |  | N | IPP Non-CHP | 2 | X T: X; NG NG: LFG |  |  |  | N |  |  | 1H | [23 empty] | N | N | N
15941 | Rice University | 50054 | Rice University | TX | Harris | GEN1 | Natural Gas Fired Combustion Turbine | GT |  | S | X | X |  |  | 3.1 | 0.98 | 3.1 | 2.8 | 2.8 | N |  |  | SB | N | 1 | 1986 |  |  | Y | Commercial CHP | 5 | [11 empty] | N | N |  | 1H |  |  |  | N | [19 empty] | N | N | N | bar: X T to NG NG
29925 | Enterprise Products Optg LP | 10261 | Enterprise Products Operating | TX | Chambers | GEN3 | Natural Gas Fired Combustion Turbine | GT |  | S | X | X |  |  | 3.4 | 0.8 | 3 | 2.8 | 2.8 | N |  |  | OP | X | 11 | 1991 |  |  | Y | Industrial CHP | 7 | [11 empty] | N | N |  | 12H | [20 empty] | N |  |  | N | N | N | bar: X T to NG NG
29925 | Enterprise Products Optg LP | 10261 | Enterprise Products Operating | TX | Chambers | GEN4 | Natural Gas Fired Combustion Turbine | GT |  | S | X | X |  |  | 3.4 | 0.8 | 3 | 2.8 | 2.8 | N |  |  | OP | X | 11 | 1991 |  |  | Y | Industrial CHP | 7 | [11 empty] | N | N |  | 12H | [23 empty] | N | N | N | bar: X T to NG NG
29925 | Enterprise Products Optg LP | 10261 | Enterprise Products Operating | TX | Chambers | GEN5 | Natural Gas Fired Combustion Turbine | GT |  | S | X | X |  |  | 3.4 | 0.8 | 3 | 2.8 | 2.8 | N |  |  | OP | X | 11 | 1991 |  |  | Y | Industrial CHP | 7 | [11 empty] | N | N |  | 12H | [20 empty] | N |  |  | N | N | N | bar: X T to NG NG
29925 | Enterprise Products Optg LP | 10261 | Enterprise Products Operating | TX | Chambers | GEN6 | Natural Gas Fired Combustion Turbine | GT |  | S | X | X |  |  | 3.5 | 0.8 | 3 | 2.8 | 2.8 | N |  |  | OP | X | 12 | 1996 |  |  | Y | Industrial CHP | 7 | [11 empty] | N | N |  | 12H | [20 empty] | N |  |  | N | N | N | bar: X T to NG NG
29925 | Enterprise Products Optg LP | 10261 | Enterprise Products Operating | TX | Chambers | GEN7 | Natural Gas Fired Combustion Turbine | GT |  | S | X | X |  |  | 3.5 | 0.8 | 3 | 2.8 | 2.8 | N |  |  | OP | X | 12 | 1996 |  |  | Y | Industrial CHP | 7 | [11 empty] | N | N |  | 12H | [20 empty] | N |  |  | N | N | N | bar: X T to NG NG
29925 | Enterprise Products Optg LP | 10261 | Enterprise Products Operating | TX | Chambers | GEN8 | Natural Gas Fired Combustion Turbine | GT |  | S | X | X |  |  | 3.5 | 0.8 | 3 | 2.8 | 2.8 | N |  |  | OP | X | 12 | 1996 |  |  | Y | Industrial CHP | 7 | [11 empty] | N | N |  | 12H | [20 empty] | N |  |  | N | N | bar: X T to NG NG
14925 | Phelps Dodge Refining Corp | 54628 | Phelps Dodge Refining | TX | El Paso | 2607 | Natural Gas Fired Combustion Turbine | GT |  | S | X | X |  |  | 3.5 | 0.8 | 2.6 | 3 | 2.6 | N |  |  | OS | X | 10 | 1986 |  |  | Y | Industrial CHP | 7 | [11 empty] | N | N |  | 1H | [20 empty] | N |  |  | N | N | N | bar: X T to NG NG
14925 | Phelps Dodge Refining Corp | 54628 | Phelps Dodge Refining | TX | El Paso | 2608 | Natural Gas Fired Combustion Turbine | GT |  | S | X | X |  |  | 3.5 | 0.8 | 2.6 | 3 | 2.6 | N |  |  | OS | X | 10 | 1986 |  |  | Y | Industrial CHP | 7 | [11 empty] | N | N |  | 1H | [20 empty] | N |  |  | N | N | N | bar: X T to NG NG
17052 | Shell Chemical LP | 54330 | Westhollow Technology Center | TX | Harris | 1 | Natural Gas Fired Combustion Turbine | GT |  | S | X | X |  |  | 3.7 | 0.9 | 3.7 | 3.7 | 2.3 | N |  |  | OP | X | 1 | 1988 |  |  | Y | Industrial CHP | 7 | [11 empty] | N | N |  | 1H | [20 empty] | N |  |  | N | N | N | bar: X T to NG NG
15941 | Rice University | 50054 | Rice University | TX | Harris | GEN2 | Natural Gas Fired Combustion Turbine | GT |  | S | X | X |  |  | 3.8 | 0.98 | 3.8 | 3.8 | 3.8 | N |  |  | OP | X | 2 | 1989 |  |  | Y | Commercial CHP | 5 | [11 empty] | N | N |  | 1H | [23 empty] | N | N | N | bar: X T to NG NG
14925 | Phelps Dodge Refining Corp | 54628 | Phelps Dodge Refining | TX | El Paso | 3001 | Natural Gas Fired Combustion Turbine | GT |  | S | X | X |  |  | 4.2 | 0.8 | 3.2 | 3.8 | 3.2 | N |  |  | OP | X | 6 | 1992 |  |  | Y | Industrial CHP | 7 | [11 empty] | N | N |  | 10M | [20 empty] | N |  |  | N | N | N | bar: X T to NG NG
14925 | Phelps Dodge Refining Corp | 54628 | Phelps Dodge Refining | TX | El Paso | 3002 | Natural Gas Fired Combustion Turbine | GT |  | S | X | X |  |  | 4.2 | 0.8 | 3.2 | 3.8 | 3.2 | N |  |  | OP | X | 6 | 1992 |  |  | Y | Industrial CHP | 7 | [11 empty] | N | N |  | 10M | [23 empty] | N | N | N | bar: X T to NG NG
14925 | Phelps Dodge Refining Corp | 54628 | Phelps Dodge Refining | TX | El Paso | 3003 | Natural Gas Fired Combustion Turbine | GT |  | S | X | X |  |  | 4.2 | 0.8 | 3.2 | 3.8 | 3.2 | N |  |  | OP | X | 6 | 1992 |  |  | Y | Industrial CHP | 7 | [11 empty] | N | N |  | 10M | [23 empty] | N | N | N | bar: X T to NG NG
1015 | Austin Energy | 56374 | Robert Mueller Energy Center | TX | Travis | CT1 | Natural Gas Fired Combustion Turbine | GT |  | S | X | X |  |  | 4.6 | 0.8 | 3.7 | 4.6 | 3.7 | N |  |  | OP | X | 7 | 2006 |  |  | Y | Electric Utility | 1 | [14 empty] | 1H | [23 empty] | N |  | N | bar: X T to NG NG
57445 | Pasadena Refining System Inc | 58069 | PRSI FCC Generator | TX | Harris | 55M1 | Petroleum Coke | ST |  | S | X | X |  |  | 4.7 | 0.9 | 3 | 3 | 0 | N |  |  | OP | X | 4 | 1979 |  |  | Y | Industrial CHP | 7 | X T: B; NG NG: PC; NG NG: NG | RFO |  |  | N | N |  | OVER | Y |  |  |  | Y | [18 empty] | N | N | N
27211 | Snider Industries Inc | 50141 | Snider Industries | TX | Harrison | WGN1 | Wood/Wood Waste Biomass | ST |  | S | X | X |  |  | 5 | 0.8 | 5 | 5 | 1 | N |  |  | OP | X | 8 | 1983 |  |  | Y | Industrial CHP | 7 | X T: B; NG NG: WDS; NG NG: WDS |  |  |  | Y | N | 0 | 12H | [23 empty] | N
7375 | Goodyear Tire & Rubber Co | 54321 | Goodyear Beaumont Chemical Plant | TX | Jefferson | 2N80 | Natural Gas Fired Combustion Turbine | GT |  | S | X | X |  |  | 5 | 0.9 | 4 | 4.5 | 2 | N |  |  | OP | X | 8 | 1999 |  |  | Y | Industrial CHP | 7 | [11 empty] | N | N |  | 1H | [23 empty] | N | N | N | bar: X T to NG NG; NG NG
7375 | Goodyear Tire & Rubber Co | 54321 | Goodyear Beaumont Chemical Plant | TX | Jefferson | N802 | Natural Gas Fired Combustion Turbine | GT |  | S | X | X |  |  | 5 | 0.9 | 4 | 4.5 | 2 | N |  |  | OP | X | 8 | 1999 |  |  | Y | Industrial CHP | 7 | [11 empty] | N | N |  | 1H | [23 empty] | N | N | N | bar: X T to NG NG
7375 | Goodyear Tire & Rubber Co | 54321 | Goodyear Beaumont Chemical Plant | TX | Jefferson | N803 | Natural Gas Fired Combustion Turbine | GT |  | S | X | X |  |  | 5 | 0.9 | 4 | 4.5 | 2 | N |  |  | OP | X | 10 | 1999 |  |  | Y | Industrial CHP | 7 | [11 empty] | N |  |  | 1H | [23 empty] | N | N | N | bar: X T to NG NG
7375 | Goodyear Tire & Rubber Co | 54321 | Goodyear Beaumont Chemical Plant | TX | Jefferson | N804 | Natural Gas Fired Combustion Turbine | GT |  | S | X | X |  |  | 5 | 0.9 | 4 | 4.5 | 2 | N |  |  | OP | X | 10 | 1999 |  |  | Y | Industrial CHP | 7 | [11 empty] | N |  |  | 1H | [23 empty] | N | N | N | bar: X T to NG NG
58113 | Texas A&M, Utilities & Energy Services | 58151 | Central Utility Plant - Texas A&M | TX | Brazos | STG04 | Natural Gas Fired Combined Cycle | CA | UES1 | S | Y | X | North Load Zone | North Load Zone | 5 | 0.8 | 5 | 5 | 1 | N |  |  | OP | X | 12 | 1956 |  |  | Y | Commercial CHP | 5 | X T: T; NG NG: NG; NG BLQ: DFO |  |  |  | N | N |  | 1H | [20 empty] | N |  |  | Y | N | Y
59157 | The Methodist Hospital | 59381 | The Methodist Hospital, Gas Turbine | TX | Harris | GT-1 | Natural Gas Fired Combustion Turbine | GT |  | S | X | X | N/A | N/A | 5 | 0.8 | 3 | 4 | 2.3 | N |  |  | OP | X | 2 | 2010 |  |  | Y | Commercial CHP | 5 | [11 empty] | N | N |  | 1H | [20 empty] | N |  |  | N | N | N | bar: X T to NG NG; NG NG
6831 | Ft Worth City of | 54520 | Village Creek Water Reclamation Facility | TX | Tarrant | TG1 | Natural Gas Fired Combustion Turbine | GT |  | S | X | X | NA | NA | 5.3 | 0.8 | 4.2 | 5.3 | 0.1 | N |  |  | OP | X | 6 | 2001 |  |  | Y | Commercial CHP | 5 | [11 empty] | N | N |  | 1H | [20 empty] | N |  |  | N | N | N | bar: X T to NG NG; NG NG
6831 | Ft Worth City of | 54520 | Village Creek Water Reclamation Facility | TX | Tarrant | TG2 | Natural Gas Fired Combustion Turbine | GT |  | S | X | X | NA | NA | 5.3 | 0.8 | 4.2 | 5.3 | 0.1 | N |  |  | OP | X | 9 | 2001 |  |  | Y | Commercial CHP | 5 | [11 empty] | N | N |  | 1H | [20 empty] | N |  |  | N | N | N | bar: X T to NG NG; NG NG
58303 | Energy Systems Group LLC | 62762 | NASA Johnson Space Center CHP | TX | Harris | CTG-1 | Natural Gas Fired Combustion Turbine | GT |  | W | X | X |  |  | 5.6 | 0.99 | 5.3 | 5.7 | 2.3 | N |  |  | OP | X | 7 | 2018 |  |  | Y | IPP CHP | 3 | [11 empty] | N | N |  | 1H | [23 empty] | N | bar: X T to NG NG
58303 | Energy Systems Group LLC | 62762 | NASA Johnson Space Center CHP | TX | Harris | CTG-2 | Natural Gas Fired Combustion Turbine | GT |  | W | X | X |  |  | 5.6 | 0.99 | 5.3 | 5.7 | 2.3 | N |  |  | OP | X | 7 | 2018 |  |  | Y | IPP CHP | 3 | [11 empty] | N | N |  | 1H | [23 empty] | N | bar: X T to NG NG
62903 | Silicon Hills Campus, LLC | 10184 | Central Utility Plant | TX | Travis | EG1 | Natural Gas Internal Combustion Engine | IC | 1 | S | X | X |  |  | 6 | 0.8 | 3.6 | 4.1 | 1.8 | N |  |  | OP | X | 7 | 1988 |  |  | Y | Commercial CHP | 5 | X T: T; NG NG: NG; NG BLQ: DFO |  |  |  | N | N |  | 1H | [23 empty] | Y | Y | Y
62903 | Silicon Hills Campus, LLC | 10184 | Central Utility Plant | TX | Travis | EG2 | Natural Gas Internal Combustion Engine | IC | 1 | S | X | X |  |  | 6 | 0.8 | 2.5 | 2.4 | 1.8 | N |  |  | OP | X | 7 | 1988 |  |  | Y | Commercial CHP | 5 | X T: T; NG NG: NG; NG BLQ: DFO |  |  |  | N | N |  | 1H | [23 empty] | Y | Y | Y
56488 | Ascend Performance Materials | 10418 | Ascend Performance Materials Texas Inc. | TX | Brazoria | GEN1 | Other Gases | ST |  | S | X | X |  |  | 6 | 0.8 | 5.2 | 5.2 | 2.3 | N |  |  | OP | X | 6 | 1993 |  |  | Y | Industrial CHP | 7 | X T: B; NG NG: OG; NG BLQ: NG; NG NG: NG |  |  |  | N | N |  | OVER |  |  |  | N | [19 empty] | N
19537 | University of Texas at Austin | 50118 | Hal C Weaver Power Plant | TX | Travis | GEN5 | Natural Gas Fired Combined Cycle | CA | HCWP | S | Y | X |  |  | 6 | 0.8 | 6 | 6 | 2 | N |  |  | SB | Y | 9 | 1959 |  |  | Y | Commercial CHP | 5 | X T: T; NG NG: NG; NG BLQ: DFO |  |  |  | N | N |  | 12H |  |  |  |  | N | [18 empty] | Y | N | Y
19450 | Union Carbide Corp-Seadrift | 50150 | Union Carbide Seadrift Cogen | TX | Calhoun | GEN7 | Natural Gas Steam Turbine | ST | G621 | S | X | X | UCC_COG_PUN1 | ERCOT SOUTH ZONE | 6 | 0.9 | 6 | 6 | 1.5 | N |  |  | OP | X | 11 | 1987 |  |  | Y | Industrial CHP | 7 | X T: B; NG NG: NG; NG BLQ: OG; NG NG: NG |  |  |  | N | N |  | 12H | [23 empty] | N | N | N
57160 | Performance Materials NA, Inc. | 10789 | Sabine River Works | TX | Orange | GEN3 | Natural Gas Fired Combined Cycle | CA | CCL1 | S | Y | X | EES.CONC | EES.CONC | 6.2 | 0.85 | 5 | 5 | 2.5 | N |  |  | OS | X | 1 | 1948 |  |  | Y | Industrial CHP | 7 | [11 empty] | N | N |  | 12H | [23 empty] | N | N | N | bar: X T to NG NG
12307 | WestRock (TX) | 50101 | WestRock (TX) | TX | Jasper | GEN1 | Wood/Wood Waste Biomass | ST |  | S | X | X |  |  | 7.5 | 0.95 | 9.5 | 9.5 | 4.8 | N |  |  | OP | X | 6 | 1954 |  |  | Y | Industrial CHP | 7 | T | BLQ | WDS | NG |  |  |  | WDS | NG |  |  | N | N |  | 12H |  |  | N | [20 empty] | Y | Y | N
6090 | ExxonMobil Oil Corp | 50625 | ExxonMobil Beaumont Refinery | TX | Jefferson | ETG | Other Gases | OT |  | S | X | X |  |  | 7.5 | 0.93 | 5 | 5 | 2 | N |  |  | OP | X | 1 | 1978 |  |  | N | Industrial CHP | 7 | [11 empty] | N | N |  | 12H | [23 empty] | N | N | N | bar: X T to NG NG
54705 | Seadrift Coke L P | 10167 | Seadrift Coke LP | TX | Calhoun | GEN1 | Petroleum Coke | ST |  | S | X | X | South Zone Node | South Zone Node | 7.6 | 1 | 7.6 | 7.6 | 1 | N |  |  | OP | X | 11 | 1983 |  |  | Y | Industrial CHP | 7 | X T: B; NG NG: PC; NG NG: NG | OG |  |  | N | N |  | OVER |  |  |  | Y | Y | [18 empty] | N | N | N
19537 | University of Texas at Austin | 50118 | Hal C Weaver Power Plant | TX | Travis | GEN4 | Natural Gas Fired Combined Cycle | CA | HCWP | S | Y | X |  |  | 7.6 | 0.8 | 7.6 | 7.6 | 2 | N |  |  | SB | Y | 10 | 1951 |  |  | Y | Commercial CHP | 5 | X T: T; NG NG: NG; NG BLQ: DFO |  |  |  | N | N |  | 12H |  |  |  |  | N | [18 empty] | Y | N | Y
17583 | South Texas Electric Coop, Inc | 3630 | Pearsall | TX | Frio | 10A | Natural Gas Internal Combustion Engine | IC |  | S | X | X | PEARSA_1_24 |  | 8.4 | 0.8 | 8.4 | 8.4 | 4 | N |  |  | OP | X | 3 | 2010 |  |  | N | Electric Utility | 1 | [11 empty] | N | N |  | 10M | [23 empty] | N | bar: X T to NG NG
17583 | South Texas Electric Coop, Inc | 3630 | Pearsall | TX | Frio | 11A | Natural Gas Internal Combustion Engine | IC |  | S | X | X | PEARSA_1_24 |  | 8.4 | 0.8 | 8.4 | 8.4 | 4 | N |  |  | OP | X | 3 | 2010 |  |  | N | Electric Utility | 1 | [11 empty] | N | N |  | 10M | [23 empty] | N | bar: X T to NG NG
17583 | South Texas Electric Coop, Inc | 3630 | Pearsall | TX | Frio | 12A | Natural Gas Internal Combustion Engine | IC |  | S | X | X | PEARSA_1_24 |  | 8.4 | 0.8 | 8.4 | 8.4 | 4 | N |  |  | OP | X | 3 | 2010 |  |  | N | Electric Utility | 1 | [11 empty] | N | N |  | 10M | [23 empty] | N | bar: X T to NG NG
17583 | South Texas Electric Coop, Inc | 3630 | Pearsall | TX | Frio | 13A | Natural Gas Internal Combustion Engine | IC |  | S | X | X | PEARSA_1_24 |  | 8.4 | 0.8 | 8.4 | 8.4 | 4 | N |  |  | OP | X | 3 | 2010 |  |  | N | Electric Utility | 1 | [11 empty] | N | N |  | 10M | [23 empty] | N | bar: X T to NG NG
17583 | South Texas Electric Coop, Inc | 3630 | Pearsall | TX | Frio | 14A | Natural Gas Internal Combustion Engine | IC |  | S | X | X | PEARSA_1_24 |  | 8.4 | 0.8 | 8.4 | 8.4 | 4 | N |  |  | OP | X | 3 | 2010 |  |  | N | Electric Utility | 1 | [11 empty] | N | N |  | 10M | [23 empty] | N | bar: X T to NG NG
17583 | South Texas Electric Coop, Inc | 3630 | Pearsall | TX | Frio | 15A | Natural Gas Internal Combustion Engine | IC |  | S | X | X | PEARSA_1_24 |  | 8.4 | 0.8 | 8.4 | 8.4 | 4 | N |  |  | OP | X | 3 | 2010 |  |  | N | Electric Utility | 1 | [11 empty] | N | N |  | 10M | [23 empty] | N | bar: X T to NG NG
17583 | South Texas Electric Coop, Inc | 3630 | Pearsall | TX | Frio | 16A | Natural Gas Internal Combustion Engine | IC |  | S | X | X | PEARSA_1_24 |  | 8.4 | 0.8 | 8.4 | 8.4 | 4 | N |  |  | OP | X | 3 | 2010 |  |  | N | Electric Utility | 1 | [11 empty] | N | N |  | 10M | [23 empty] | N | bar: X T to NG NG
17583 | South Texas Electric Coop, Inc | 3630 | Pearsall | TX | Frio | 17A | Natural Gas Internal Combustion Engine | IC |  | S | X | X | PEARSA_1_24 |  | 8.4 | 0.8 | 8.4 | 8.4 | 4 | N |  |  | OP | X | 4 | 2010 |  |  | N | Electric Utility | 1 | [11 empty] | N | N |  | 10M | [23 empty] | N | bar: X T to NG NG
17583 | South Texas Electric Coop, Inc | 3630 | Pearsall | TX | Frio | 18A | Natural Gas Internal Combustion Engine | IC |  | S | X | X | PEARSA_1_24 |  | 8.4 | 0.8 | 8.4 | 8.4 | 4 | N |  |  | OP | X | 3 | 2010 |  |  | N | Electric Utility | 1 | [11 empty] | N | N |  | 10M | [23 empty] | N | bar: X T to NG NG
17583 | South Texas Electric Coop, Inc | 3630 | Pearsall | TX | Frio | 19A | Natural Gas Internal Combustion Engine | IC |  | S | X | X | PEARSA_1_24 |  | 8.4 | 0.8 | 8.4 | 8.4 | 4 | N |  |  | OP | X | 4 | 2010 |  |  | N | Electric Utility | 1 | [11 empty] | N | N |  | 10M | [23 empty] | N | bar: X T to NG NG
17583 | South Texas Electric Coop, Inc | 3630 | Pearsall | TX | Frio | 1A | Natural Gas Internal Combustion Engine | IC |  | S | X | X | PEARSA_1_24 |  | 8.4 | 0.8 | 8.4 | 8.4 | 4 | N |  |  | OP | X | 3 | 2010 |  |  | N | Electric Utility | 1 | [11 empty] | N | N |  | 10M | [23 empty] | N | bar: X T to NG NG
17583 | South Texas Electric Coop, Inc | 3630 | Pearsall | TX | Frio | 20A | Natural Gas Internal Combustion Engine | IC |  | S | X | X | PEARSA_1_24 |  | 8.4 | 0.8 | 8.4 | 8.4 | 4 | N |  |  | OP | X | 4 | 2010 |  |  | N | Electric Utility | 1 | [11 empty] | N | N |  | 10M | [23 empty] | N | bar: X T to NG NG
17583 | South Texas Electric Coop, Inc | 3630 | Pearsall | TX | Frio | 21A | Natural Gas Internal Combustion Engine | IC |  | S | X | X | PEARSA_1_24 |  | 8.4 | 0.8 | 8.4 | 8.4 | 4 | N |  |  | OP | X | 4 | 2010 |  |  | N | Electric Utility | 1 | [11 empty] | N | N |  | 10M | [23 empty] | N | bar: X T to NG NG
17583 | South Texas Electric Coop, Inc | 3630 | Pearsall | TX | Frio | 22A | Natural Gas Internal Combustion Engine | IC |  | S | X | X | PEARSA_1_24 |  | 8.4 | 0.8 | 8.4 | 8.4 | 4 | N |  |  | OP | X | 4 | 2010 |  |  | N | Electric Utility | 1 | [11 empty] | N | N |  | 10M | [23 empty] | N | bar: X T to NG NG
17583 | South Texas Electric Coop, Inc | 3630 | Pearsall | TX | Frio | 23A | Natural Gas Internal Combustion Engine | IC |  | S | X | X | PEARSA_1_24 |  | 8.4 | 0.8 | 8.4 | 8.4 | 4 | N |  |  | OP | X | 4 | 2010 |  |  | N | Electric Utility | 1 | [11 empty] | N | N |  | 10M | [23 empty] | N | bar: X T to NG NG
17583 | South Texas Electric Coop, Inc | 3630 | Pearsall | TX | Frio | 24A | Natural Gas Internal Combustion Engine | IC |  | S | X | X | PEARSA_1_24 |  | 8.4 | 0.8 | 8.4 | 8.4 | 4 | N |  |  | OP | X | 4 | 2010 |  |  | N | Electric Utility | 1 | [11 empty] | N | N |  | 10M | [23 empty] | N | bar: X T to NG NG
17583 | South Texas Electric Coop, Inc | 3630 | Pearsall | TX | Frio | 2A | Natural Gas Internal Combustion Engine | IC |  | S | X | X | PEARSA_1_24 |  | 8.4 | 0.8 | 8.4 | 8.4 | 4 | N |  |  | OP | X | 3 | 2010 |  |  | N | Electric Utility | 1 | [11 empty] | N | N |  | 10M | [23 empty] | N | bar: X T to NG NG
17583 | South Texas Electric Coop, Inc | 3630 | Pearsall | TX | Frio | 3A | Natural Gas Internal Combustion Engine | IC |  | S | X | X | PEARSA_1_24 |  | 8.4 | 0.8 | 8.4 | 8.4 | 4 | N |  |  | OP | X | 3 | 2010 |  |  | N | Electric Utility | 1 | [11 empty] | N | N |  | 10M | [23 empty] | N | bar: X T to NG NG
17583 | South Texas Electric Coop, Inc | 3630 | Pearsall | TX | Frio | 4A | Natural Gas Internal Combustion Engine | IC |  | S | X | X | PEARSA_1_24 |  | 8.4 | 0.8 | 8.4 | 8.4 | 4 | N |  |  | OP | X | 3 | 2010 |  |  | N | Electric Utility | 1 | [11 empty] | N | N |  | 10M | [23 empty] | N | bar: X T to NG NG
17583 | South Texas Electric Coop, Inc | 3630 | Pearsall | TX | Frio | 5A | Natural Gas Internal Combustion Engine | IC |  | S | X | X | PEARSA_1_24 |  | 8.4 | 0.8 | 8.4 | 8.4 | 4 | N |  |  | OP | X | 3 | 2010 |  |  | N | Electric Utility | 1 | [11 empty] | N | N |  | 10M | [23 empty] | N | bar: X T to NG NG
17583 | South Texas Electric Coop, Inc | 3630 | Pearsall | TX | Frio | 6A | Natural Gas Internal Combustion Engine | IC |  | S | X | X | PEARSA_1_24 |  | 8.4 | 0.8 | 8.4 | 8.4 | 4 | N |  |  | OP | X | 3 | 2010 |  |  | N | Electric Utility | 1 | [11 empty] | N | N |  | 10M | [23 empty] | N | bar: X T to NG NG
17583 | South Texas Electric Coop, Inc | 3630 | Pearsall | TX | Frio | 7A | Natural Gas Internal Combustion Engine | IC |  | S | X | X | PEARSA_1_24 |  | 8.4 | 0.8 | 8.4 | 8.4 | 4 | N |  |  | OP | X | 3 | 2010 |  |  | N | Electric Utility | 1 | [11 empty] | N | N |  | 10M | [23 empty] | N | bar: X T to NG NG
17583 | South Texas Electric Coop, Inc | 3630 | Pearsall | TX | Frio | 8A | Natural Gas Internal Combustion Engine | IC |  | S | X | X | PEARSA_1_24 |  | 8.4 | 0.8 | 8.4 | 8.4 | 4 | N |  |  | OP | X | 3 | 2010 |  |  | N | Electric Utility | 1 | [11 empty] | N | N |  | 10M | [23 empty] | N | bar: X T to NG NG
17583 | South Texas Electric Coop, Inc | 3630 | Pearsall | TX | Frio | 9A | Natural Gas Internal Combustion Engine | IC |  | S | X | X | PEARSA_1_24 |  | 8.4 | 0.8 | 8.4 | 8.4 | 4 | N |  |  | OP | X | 3 | 2010 |  |  | N | Electric Utility | 1 | [11 empty] | N | N |  | 10M | [23 empty] | N | bar: X T to NG NG
7634 | City of Greenville - (TX) | 4195 | Powerlane Plant | TX | Hunt | EP | Natural Gas Internal Combustion Engine | IC |  | S | X | X | STEAM_ENG123 | STEAM_ENG123 | 8.4 | 0.8 | 8.2 | 8.2 | 4.2 | N |  |  | OP | X | 6 | 2010 |  |  | N | Electric Utility | 1 | [11 empty] | N | N |  | 1H | [23 empty] | N | N | N | bar: X T to NG NG
7634 | City of Greenville - (TX) | 4195 | Powerlane Plant | TX | Hunt | EP2 | Natural Gas Internal Combustion Engine | IC |  | S | X | X | STEAM_ENG123 | STEAM_ENG123 | 8.4 | 0.8 | 8.2 | 8.2 | 4.2 | N |  |  | OP | X | 6 | 2010 |  |  | N | Electric Utility | 1 | [11 empty] | N | N |  | 1H | [23 empty] | N | N | N | bar: X T to NG NG
7634 | City of Greenville - (TX) | 4195 | Powerlane Plant | TX | Hunt | EP3 | Natural Gas Internal Combustion Engine | IC |  | S | X | X | STEAM_ENG123 | STEAM_ENG123 | 8.4 | 0.8 | 8.2 | 8.2 | 4.2 | N |  |  | OP | X | 6 | 2010 |  |  | N | Electric Utility | 1 | [11 empty] | N | N |  | 1H | [23 empty] | N | N | N | bar: X T to NG NG
59698 | Sky Global Power One Pledgor, LLC | 59938 | Sky Global Power One | TX | Colorado | UNIT1 | Natural Gas Internal Combustion Engine | IC |  | S | X | X |  |  | 8.5 | 0.9 | 8.3 | 8.4 | 4.3 | N |  |  | OP | X | 5 | 2016 |  |  | N | IPP Non-CHP | 2 | [12 empty] | N |  | 10M | [23 empty] | N | N | N | bar: X T to NG NG
59698 | Sky Global Power One Pledgor, LLC | 59938 | Sky Global Power One | TX | Colorado | UNIT2 | Natural Gas Internal Combustion Engine | IC |  | S | X | X |  |  | 8.5 | 0.9 | 8.3 | 8.4 | 4.3 | N |  |  | OP | X | 5 | 2016 |  |  | N | IPP Non-CHP | 2 | [12 empty] | N |  | 10M | [23 empty] | N | N | N | bar: X T to NG NG
59698 | Sky Global Power One Pledgor, LLC | 59938 | Sky Global Power One | TX | Colorado | UNIT3 | Natural Gas Internal Combustion Engine | IC |  | S | X | X |  |  | 8.5 | 0.9 | 8.3 | 8.4 | 4.3 | N |  |  | OP | X | 5 | 2016 |  |  | N | IPP Non-CHP | 2 | [11 empty] | N | N |  | 10M | [23 empty] | N | N | N | bar: X T to NG NG
59698 | Sky Global Power One Pledgor, LLC | 59938 | Sky Global Power One | TX | Colorado | UNIT4 | Natural Gas Internal Combustion Engine | IC |  | S | X | X |  |  | 8.5 | 0.9 | 8.3 | 8.4 | 4.3 | N |  |  | OP | X | 5 | 2016 |  |  | N | IPP Non-CHP | 2 | [11 empty] | N |  |  | 10M | [23 empty] | N | N | N | bar: X T to NG NG
59698 | Sky Global Power One Pledgor, LLC | 59938 | Sky Global Power One | TX | Colorado | UNIT5 | Natural Gas Internal Combustion Engine | IC |  | S | X | X |  |  | 8.5 | 0.9 | 8.3 | 8.4 | 4.3 | N |  |  | OP | X | 5 | 2016 |  |  | N | IPP Non-CHP | 2 | [11 empty] | N |  |  | 10M | [23 empty] | N | N | N | bar: X T to NG NG
59698 | Sky Global Power One Pledgor, LLC | 59938 | Sky Global Power One | TX | Colorado | UNIT6 | Natural Gas Internal Combustion Engine | IC |  | S | X | X |  |  | 8.5 | 0.9 | 8.3 | 8.4 | 4.3 | N |  |  | OP | X | 5 | 2016 |  |  | N | IPP Non-CHP | 2 | [11 empty] | N | N |  | 10M | [23 empty] | N | N | N | bar: X T to NG NG
7349 | Golden Spread Electric Cooperative, Inc | 57865 | Antelope Station | TX | Hale | E01 | Natural Gas Internal Combustion Engine | IC |  | S | X | X |  |  | 9.3 | 0.8 | 8.9 | 9.3 | 3.7 | N |  |  | OP | X | 6 | 2011 |  |  | N | Electric Utility | 1 | [11 empty] | N |  |  | 10M | [23 empty] | N | bar: X T to NG NG
7349 | Golden Spread Electric Cooperative, Inc | 57865 | Antelope Station | TX | Hale | E02 | Natural Gas Internal Combustion Engine | IC |  | S | X | X |  |  | 9.3 | 0.8 | 8.9 | 9.3 | 3.7 | N |  |  | OP | X | 6 | 2011 |  |  | N | Electric Utility | 1 | [14 empty] | 10M | [23 empty] | N | bar: X T to NG NG
7349 | Golden Spread Electric Cooperative, Inc | 57865 | Antelope Station | TX | Hale | E03 | Natural Gas Internal Combustion Engine | IC |  | S | X | X |  |  | 9.3 | 0.8 | 8.9 | 9.3 | 3.7 | N |  |  | OP | X | 6 | 2011 |  |  | N | Electric Utility | 1 | [14 empty] | 10M | [23 empty] | N | bar: X T to NG NG
7349 | Golden Spread Electric Cooperative, Inc | 57865 | Antelope Station | TX | Hale | E04 | Natural Gas Internal Combustion Engine | IC |  | S | X | X |  |  | 9.3 | 0.8 | 8.8 | 9.3 | 3.7 | N |  |  | OP | X | 6 | 2011 |  |  | N | Electric Utility | 1 | [14 empty] | 10M | [23 empty] | N | bar: X T to NG NG
7349 | Golden Spread Electric Cooperative, Inc | 57865 | Antelope Station | TX | Hale | E05 | Natural Gas Internal Combustion Engine | IC |  | S | X | X |  |  | 9.3 | 0.8 | 8.9 | 9.3 | 3.7 | N |  |  | OP | X | 6 | 2011 |  |  | N | Electric Utility | 1 | [14 empty] | 10M | [23 empty] | N | bar: X T to NG NG
7349 | Golden Spread Electric Cooperative, Inc | 57865 | Antelope Station | TX | Hale | E06 | Natural Gas Internal Combustion Engine | IC |  | S | X | X |  |  | 9.3 | 0.8 | 8.9 | 9.3 | 3.7 | N |  |  | OP | X | 6 | 2011 |  |  | N | Electric Utility | 1 | [14 empty] | 10M | [23 empty] | N | bar: X T to NG NG
7349 | Golden Spread Electric Cooperative, Inc | 57865 | Antelope Station | TX | Hale | E07 | Natural Gas Internal Combustion Engine | IC |  | S | X | X |  |  | 9.3 | 0.8 | 8.5 | 9.3 | 3.7 | N |  |  | OP | X | 6 | 2011 |  |  | N | Electric Utility | 1 | [14 empty] | 10M | [23 empty] | N | bar: X T to NG NG
7349 | Golden Spread Electric Cooperative, Inc | 57865 | Antelope Station | TX | Hale | E08 | Natural Gas Internal Combustion Engine | IC |  | S | X | X |  |  | 9.3 | 0.8 | 8.9 | 9.3 | 3.7 | N |  |  | OP | X | 6 | 2011 |  |  | N | Electric Utility | 1 | [14 empty] | 10M | [23 empty] | N | bar: X T to NG NG
7349 | Golden Spread Electric Cooperative, Inc | 57865 | Antelope Station | TX | Hale | E09 | Natural Gas Internal Combustion Engine | IC |  | S | X | X |  |  | 9.3 | 0.8 | 9 | 9.3 | 3.7 | N |  |  | OP | X | 6 | 2011 |  |  | N | Electric Utility | 1 | [14 empty] | 10M | [23 empty] | N | bar: X T to NG NG
7349 | Golden Spread Electric Cooperative, Inc | 57865 | Antelope Station | TX | Hale | E10 | Natural Gas Internal Combustion Engine | IC |  | S | X | X |  |  | 9.3 | 0.8 | 8.9 | 9.3 | 3.7 | N |  |  | OP | X | 6 | 2011 |  |  | N | Electric Utility | 1 | [14 empty] | 10M | [23 empty] | N | bar: X T to NG NG
7349 | Golden Spread Electric Cooperative, Inc | 57865 | Antelope Station | TX | Hale | E11 | Natural Gas Internal Combustion Engine | IC |  | S | X | X |  |  | 9.3 | 0.8 | 8.9 | 9.3 | 3.7 | N |  |  | OP | X | 6 | 2011 |  |  | N | Electric Utility | 1 | [14 empty] | 10M | [23 empty] | N | bar: X T to NG NG
7349 | Golden Spread Electric Cooperative, Inc | 57865 | Antelope Station | TX | Hale | E12 | Natural Gas Internal Combustion Engine | IC |  | S | X | X |  |  | 9.3 | 0.8 | 8.7 | 9.3 | 3.7 | N |  |  | OP | X | 6 | 2011 |  |  | N | Electric Utility | 1 | [14 empty] | 10M | [23 empty] | N | bar: X T to NG NG
7349 | Golden Spread Electric Cooperative, Inc | 57865 | Antelope Station | TX | Hale | E13 | Natural Gas Internal Combustion Engine | IC |  | S | X | X |  |  | 9.3 | 0.8 | 8.9 | 9.3 | 3.7 | N |  |  | OP | X | 6 | 2011 |  |  | N | Electric Utility | 1 | [14 empty] | 10M | [23 empty] | N | bar: X T to NG NG
7349 | Golden Spread Electric Cooperative, Inc | 57865 | Antelope Station | TX | Hale | E14 | Natural Gas Internal Combustion Engine | IC |  | S | X | X |  |  | 9.3 | 0.8 | 8.9 | 9.3 | 3.7 | N |  |  | OP | X | 6 | 2011 |  |  | N | Electric Utility | 1 | [14 empty] | 10M | [23 empty] | N | bar: X T to NG NG
7349 | Golden Spread Electric Cooperative, Inc | 57865 | Antelope Station | TX | Hale | E15 | Natural Gas Internal Combustion Engine | IC |  | S | X | X |  |  | 9.3 | 0.8 | 8.9 | 9.3 | 3.7 | N |  |  | OP | X | 6 | 2011 |  |  | N | Electric Utility | 1 | [14 empty] | 10M | [23 empty] | N | bar: X T to NG NG
7349 | Golden Spread Electric Cooperative, Inc | 57865 | Antelope Station | TX | Hale | E16 | Natural Gas Internal Combustion Engine | IC |  | S | X | X |  |  | 9.3 | 0.8 | 8.3 | 9.3 | 3.7 | N |  |  | OP | X | 6 | 2011 |  |  | N | Electric Utility | 1 | [14 empty] | 10M | [23 empty] | N | bar: X T to NG NG
7349 | Golden Spread Electric Cooperative, Inc | 57865 | Antelope Station | TX | Hale | E17 | Natural Gas Internal Combustion Engine | IC |  | S | X | X |  |  | 9.3 | 0.8 | 8.9 | 9.3 | 3.7 | N |  |  | OP | X | 6 | 2011 |  |  | N | Electric Utility | 1 | [14 empty] | 10M | [23 empty] | N | bar: X T to NG NG
7349 | Golden Spread Electric Cooperative, Inc | 57865 | Antelope Station | TX | Hale | E18 | Natural Gas Internal Combustion Engine | IC |  | S | X | X |  |  | 9.3 | 0.8 | 8.8 | 9.3 | 3.7 | N |  |  | OP | X | 6 | 2011 |  |  | N | Electric Utility | 1 | [14 empty] | 10M | [23 empty] | N | bar: X T to NG NG
55727 | Orion Engineered Carbons | 10187 | Engineered Carbons Echo Cogeneration | TX | Orange | GEN1 | Other Gases | ST |  | S | X | X | NA ( behind the meter ) | NA ( behind the meter ) | 10 | 0.8 | 8.9 | 8.9 | 4 | N |  |  | OS | X | 5 | 1985 |  |  | N | Industrial Non-CHP | 6 | X T: X; NG NG: OG; NG BLQ: NG; NG NG: NG |  |  |  | N | N |  | 12H | [23 empty] | Y | N | N
12981 | Motiva Enterprises LLC | 50973 | Motiva Enterprises Port Arthur Refinery | TX | Jefferson | GN31 | Natural Gas Fired Combined Cycle | CA | BLK1 | S | Y | X |  |  | 10 | 0.8 | 8.4 | 8.6 | 3 | N |  |  | OP | X | 6 | 1962 |  |  | Y | Industrial CHP | 7 | X T: T; NG NG: NG; NG BLQ: OG |  |  |  | N | N |  | 12H | [23 empty] | N
58113 | Texas A&M, Utilities & Energy Services | 58151 | Central Utility Plant - Texas A&M | TX | Brazos | STG02 | Natural Gas Fired Combined Cycle | CA | UES1 | S | Y | X | North Load Zone | North Load Zone | 11 | 0.85 | 11 | 11 | 0.5 | N |  |  | OP | X | 8 | 2011 |  |  | Y | Commercial CHP | 5 | X T: T; NG NG: NG; NG BLQ: DFO |  |  |  | N | N |  | 1H | [20 empty] | N |  |  | Y | N | Y
17583 | South Texas Electric Coop, Inc | 3631 | Sam Rayburn | TX | Victoria | 1 | Natural Gas Fired Combustion Turbine | GT |  | S | X | X | RAYBURG_G1_2 |  | 11.2 | 0.85 | 10.5 | 10.5 | 4 | N |  |  | OP | X | 3 | 1963 |  |  | N | Electric Utility | 1 | X T: X; NG NG: NG; NG BLQ: DFO; NG NG: NG |  |  |  | N | N |  | 1H | [23 empty] | Y | N | Y
17583 | South Texas Electric Coop, Inc | 3631 | Sam Rayburn | TX | Victoria | 2 | Natural Gas Fired Combustion Turbine | GT |  | S | X | X | RAYBURG_G1_2 |  | 11.2 | 0.85 | 10.5 | 10.5 | 4 | N |  |  | OP | X | 3 | 1963 |  |  | N | Electric Utility | 1 | X T: X; NG NG: NG; NG BLQ: DFO; NG NG: NG |  |  |  | N | N |  | 1H | [23 empty] | Y | N | Y
19450 | Union Carbide Corp-Seadrift | 50150 | Union Carbide Seadrift Cogen | TX | Calhoun | IGT | Natural Gas Fired Combustion Turbine | GT | G621 | S | X | X | UCC_COG_PUN1 | ERCOT SOUTH ZONE | 12 | 0.9 | 12 | 12 |  | N |  |  | OP | X | 1 | 1969 |  |  | N | Industrial CHP | 7 | [11 empty] | N | N |  | 12H | [23 empty] | N | N | N | bar: X T to NG NG
7375 | Goodyear Tire & Rubber Co | 54321 | Goodyear Beaumont Chemical Plant | TX | Jefferson | 3N80 | Natural Gas Steam Turbine | ST |  | S | X | X |  |  | 14.8 | 0.9 | 13 | 13.5 | 5 | N |  |  | OP | X | 3 | 1987 |  |  | Y | Industrial CHP | 7 | X T: T; NG NG: NG; NG BLQ: WO; NG NG: NG |  |  |  | N | N |  | 10M | [23 empty] | N | N | N
19450 | Union Carbide Corp-Seadrift | 50150 | Union Carbide Seadrift Cogen | TX | Calhoun | GE10 | Natural Gas Steam Turbine | ST | G621 | S | X | X | UCC_COG_PUN1 | ERCOT SOUTH ZONE | 15 | 0.85 | 15 | 15 | 2 | N |  |  | OP | X | 1 | 1964 |  |  | Y | Industrial CHP | 7 | X T: B; NG NG: NG; NG BLQ: OG; NG NG: NG |  |  |  | N | N |  | 12H | [23 empty] | N | N | N
19450 | Union Carbide Corp-Seadrift | 50150 | Union Carbide Seadrift Cogen | TX | Calhoun | GEN5 | Natural Gas Steam Turbine | ST | G621 | S | X | X | UCC_COG_PUN1 | ERCOT SOUTH ZONE | 15 | 0.9 | 15 | 15 | 2 | N |  |  | OP | X | 11 | 1987 |  |  | Y | Industrial CHP | 7 | X T: B; NG NG: NG; NG BLQ: OG; NG NG: NG |  |  |  | N | N |  | 12H | [23 empty] | N | N | N
19450 | Union Carbide Corp-Seadrift | 50150 | Union Carbide Seadrift Cogen | TX | Calhoun | GEN9 | Natural Gas Steam Turbine | ST | G621 | S | X | X | UCC_COG_PUN1 | ERCOT SOUTH ZONE | 15 | 0.9 | 15 | 15 | 2 | N |  |  | OP | X | 11 | 1987 |  |  | Y | Industrial CHP | 7 | X T: B; NG NG: NG; NG BLQ: OG; NG NG: NG |  |  |  | N | N |  | 12H | [23 empty] | N | N | N
56672 | Targa Co-Generation LLC | 57322 | Mont Belvieu Cogeneration Unit | TX | Chambers | GT01 | Natural Gas Fired Combustion Turbine | GT |  | S | X | X |  |  | 15 | 0.95 | 12.3 | 15 | 11 | N |  |  | OP | X | 7 | 2009 |  |  | Y | Industrial CHP | 7 | [11 empty] | N | N |  | OVER | [23 empty] | N | N | N | bar: X T to NG NG
12981 | Motiva Enterprises LLC | 50973 | Motiva Enterprises Port Arthur Refinery | TX | Jefferson | GN32 | Natural Gas Fired Combined Cycle | CA | BLK1 | S | Y | X |  |  | 15.6 | 0.8 | 10.5 | 10.7 | 3 | N |  |  | OP | X | 6 | 1957 |  |  | Y | Industrial CHP | 7 | X T: T; NG NG: NG; NG BLQ: OG |  |  |  | N | N |  | 12H | [23 empty] | N
16098 | Rio Grande Valley Sugar Growers, Inc. | 54338 | Rio Grande Valley Sugar Growers | TX | Hidalgo | GEND | Other Waste Biomass | ST |  | S | X | X |  |  | 16 | 0.8 | 10 | 10 | 4 | N |  |  | OP | X | 8 | 2009 |  |  | Y | Industrial CHP | 7 | X T: T; NG NG: AB; NG BLQ: NG; NG NG: AB | NG |  |  | N | N |  | OVER | [23 empty] | Y | Y | N
54888 | NRG Texas Power LLC | 3469 | T H Wharton | TX | Harris | GT1 | Natural Gas Fired Combustion Turbine | GT |  | S | X | X | THW_THWGT_1 | THW_THWGT_1 | 16.3 | 0.85 | 13 | 13 | 5 | N |  |  | OP | X | 7 | 1967 | 12 | 2035 | N | IPP Non-CHP | 2 | [11 empty] | N | N |  | 1H | [23 empty] | N | bar: X T to NG NG; NG NG
54888 | NRG Texas Power LLC | 3470 | W A Parish | TX | Fort Bend | GT1 | Natural Gas Fired Combustion Turbine | GT |  | S | X | X | WAP_WAP_GT_1 | WAP_WAP_GT_1 | 16.3 | 0.85 | 13 | 13 | 3 | N |  |  | OP | X | 7 | 1967 | 1 | 2045 | N | IPP Non-CHP | 2 | [11 empty] | N | N |  | 1H | [23 empty] | N | bar: X T to NG NG; NG NG
12307 | WestRock (TX) | 50101 | WestRock (TX) | TX | Jasper | GEN3 | Wood/Wood Waste Biomass | ST |  | S | X | X |  |  | 17.6 | 0.95 | 18 | 18 | 10 | N |  |  | OP | X | 1 | 1986 |  |  | Y | Industrial CHP | 7 | T | BLQ | WDS | NG |  |  |  | WDS | NG |  |  | N | N |  | 12H | [23 empty] | Y | Y | N
11292 | City of Lubbock - (TX) | 3602 | Ty Cooke | TX | Lubbock | GT2 | Natural Gas Fired Combustion Turbine | GT |  | S | X | X |  |  | 18.5 | 0.9 | 16 | 18.5 | 16 | N |  |  | OP | X | 6 | 1971 |  |  | N | Electric Utility | 1 | [11 empty] | N | N |  | 1H | [23 empty] | N | N | N | bar: X T to NG NG
17583 | South Texas Electric Coop, Inc | 59391 | Red Gate Power Plant | TX | Hidalgo | ENG01 | Natural Gas Internal Combustion Engine | IC |  | S | X | X | REDGATE_ALL |  | 18.7 | 0.9 | 18.3 | 18.3 | 7.5 | N |  |  | OP | X | 12 | 2016 |  |  | N | Electric Utility | 1 | [11 empty] | N | N |  | 12H | [23 empty] | N | N | N | bar: X T to NG NG
17583 | South Texas Electric Coop, Inc | 59391 | Red Gate Power Plant | TX | Hidalgo | ENG02 | Natural Gas Internal Combustion Engine | IC |  | S | X | X | REDGATE_ALL |  | 18.7 | 0.9 | 18.3 | 18.3 | 7.5 | N |  |  | OP | X | 12 | 2016 |  |  | N | Electric Utility | 1 | [12 empty] | N |  | 12H | [23 empty] | N | N | N | bar: X T to NG NG
17583 | South Texas Electric Coop, Inc | 59391 | Red Gate Power Plant | TX | Hidalgo | ENG03 | Natural Gas Internal Combustion Engine | IC |  | S | X | X | REDGATE_ALL |  | 18.7 | 0.9 | 18.3 | 18.3 | 7.5 | N |  |  | OP | X | 12 | 2016 |  |  | N | Electric Utility | 1 | [12 empty] | N |  | 12H | [23 empty] | N | N | N | bar: X T to NG NG
17583 | South Texas Electric Coop, Inc | 59391 | Red Gate Power Plant | TX | Hidalgo | ENG04 | Natural Gas Internal Combustion Engine | IC |  | S | X | X | REDGATE_ALL |  | 18.7 | 0.9 | 18.3 | 18.3 | 7.5 | N |  |  | OP | X | 12 | 2016 |  |  | N | Electric Utility | 1 | [14 empty] | 12H | [23 empty] | N | N | N | bar: X T to NG NG
17583 | South Texas Electric Coop, Inc | 59391 | Red Gate Power Plant | TX | Hidalgo | ENG05 | Natural Gas Internal Combustion Engine | IC |  | S | X | X | REDGATE_ALL |  | 18.7 | 0.9 | 18.3 | 18.3 | 7.5 | N |  |  | OP | X | 12 | 2016 |  |  | N | Electric Utility | 1 | [14 empty] | 12H | [23 empty] | N | N | N | bar: X T to NG NG
17583 | South Texas Electric Coop, Inc | 59391 | Red Gate Power Plant | TX | Hidalgo | ENG06 | Natural Gas Internal Combustion Engine | IC |  | S | X | X | REDGATE_ALL |  | 18.7 | 0.9 | 18.3 | 18.3 | 7.5 | N |  |  | OP | X | 12 | 2016 |  |  | N | Electric Utility | 1 | [14 empty] | 12H | [23 empty] | N | N | N | bar: X T to NG NG
17583 | South Texas Electric Coop, Inc | 59391 | Red Gate Power Plant | TX | Hidalgo | ENG07 | Natural Gas Internal Combustion Engine | IC |  | S | X | X | REDGATE_ALL |  | 18.7 | 0.9 | 18.3 | 18.3 | 7.5 | N |  |  | OP | X | 12 | 2016 |  |  | N | Electric Utility | 1 | [14 empty] | 12H | [23 empty] | N | N | N | bar: X T to NG NG
17583 | South Texas Electric Coop, Inc | 59391 | Red Gate Power Plant | TX | Hidalgo | ENG08 | Natural Gas Internal Combustion Engine | IC |  | S | X | X | REDGATE_ALL |  | 18.7 | 0.9 | 18.3 | 18.3 | 7.5 | N |  |  | OP | X | 12 | 2016 |  |  | N | Electric Utility | 1 | [14 empty] | 12H | [23 empty] | N | N | N | bar: X T to NG NG
17583 | South Texas Electric Coop, Inc | 59391 | Red Gate Power Plant | TX | Hidalgo | ENG09 | Natural Gas Internal Combustion Engine | IC |  | S | X | X | REDGATE_ALL |  | 18.7 | 0.9 | 18.3 | 18.3 | 7.5 | N |  |  | OP | X | 12 | 2016 |  |  | N | Electric Utility | 1 | [14 empty] | 12H | [23 empty] | N | N | N | bar: X T to NG NG
17583 | South Texas Electric Coop, Inc | 59391 | Red Gate Power Plant | TX | Hidalgo | ENG10 | Natural Gas Internal Combustion Engine | IC |  | S | X | X | REDGATE_ALL |  | 18.7 | 0.9 | 18.3 | 18.3 | 7.5 | N |  |  | OP | X | 12 | 2016 |  |  | N | Electric Utility | 1 | [14 empty] | 12H | [23 empty] | N | N | N | bar: X T to NG NG
17583 | South Texas Electric Coop, Inc | 59391 | Red Gate Power Plant | TX | Hidalgo | ENG11 | Natural Gas Internal Combustion Engine | IC |  | S | X | X | REDGATE_ALL |  | 18.7 | 0.9 | 18.3 | 18.3 | 7.5 | N |  |  | OP | X | 12 | 2016 |  |  | N | Electric Utility | 1 | [14 empty] | 12H | [23 empty] | N | N | N | bar: X T to NG NG
17583 | South Texas Electric Coop, Inc | 59391 | Red Gate Power Plant | TX | Hidalgo | ENG12 | Natural Gas Internal Combustion Engine | IC |  | S | X | X | REDGATE_ALL |  | 18.7 | 0.9 | 18.3 | 18.3 | 7.5 | N |  |  | OP | X | 12 | 2016 |  |  | N | Electric Utility | 1 | [14 empty] | 12H | [23 empty] | N | N | N | bar: X T to NG NG
7634 | City of Greenville - (TX) | 4195 | Powerlane Plant | TX | Hunt | ST1 | Natural Gas Steam Turbine | ST |  | S | X | X | STEA_STEAM_1 | STEA_STEAM_1 | 18.8 | 0.85 | 18 | 18 | 10 | N |  |  | OP | X | 1 | 1966 |  |  | N | Electric Utility | 1 | X T: X; NG NG: NG; NG BLQ: DFO; NG NG: NG |  |  |  | N | N |  | 12H | [23 empty] | Y | N | Y
12981 | Motiva Enterprises LLC | 50973 | Motiva Enterprises Port Arthur Refinery | TX | Jefferson | GN34 | Natural Gas Fired Combustion Turbine | GT |  | S | X | X |  |  | 18.8 | 0.8 | 15.6 | 16 | 3 | N |  |  | OP | X | 6 | 1970 |  |  | Y | Industrial CHP | 7 | [11 empty] | N | N |  | 12H | [23 empty] | N | bar: X T to NG NG
5063 | City of Denton - (TX) | 61643 | Denton Energy Center | TX | Denton | DEC1 | Natural Gas Internal Combustion Engine | IC |  | S | X | X |  |  | 18.8 | 0.8 | 18.8 | 18.8 | 3.8 | N |  |  | OP | X | 7 | 2018 |  |  | N | Electric Utility | 1 | [11 empty] | N | N |  | 10M | [23 empty] | N |  | N | bar: X T to NG NG
5063 | City of Denton - (TX) | 61643 | Denton Energy Center | TX | Denton | DEC10 | Natural Gas Internal Combustion Engine | IC |  | S | X | X |  |  | 18.8 | 0.8 | 18.8 | 18.8 | 3.8 | N |  |  | OP | X | 7 | 2018 |  |  | N | Electric Utility | 1 | [11 empty] | N | N |  | 10M | [23 empty] | N |  | N | bar: X T to NG NG
5063 | City of Denton - (TX) | 61643 | Denton Energy Center | TX | Denton | DEC11 | Natural Gas Internal Combustion Engine | IC |  | S | X | X |  |  | 18.8 | 0.8 | 18.8 | 18.8 | 3.8 | N |  |  | OP | X | 7 | 2018 |  |  | N | Electric Utility | 1 | [11 empty] | N | N |  | 10M | [23 empty] | N |  | N | bar: X T to NG NG
5063 | City of Denton - (TX) | 61643 | Denton Energy Center | TX | Denton | DEC12 | Natural Gas Internal Combustion Engine | IC |  | S | X | X |  |  | 18.8 | 0.8 | 18.8 | 18.8 | 3.8 | N |  |  | OP | X | 7 | 2018 |  |  | N | Electric Utility | 1 | [11 empty] | N | N |  | 10M | [23 empty] | N |  | N | bar: X T to NG NG
5063 | City of Denton - (TX) | 61643 | Denton Energy Center | TX | Denton | DEC2 | Natural Gas Internal Combustion Engine | IC |  | S | X | X |  |  | 18.8 | 0.8 | 18.8 | 18.8 | 3.8 | N |  |  | OP | X | 7 | 2018 |  |  | N | Electric Utility | 1 | [11 empty] | N | N |  | 10M | [23 empty] | N |  | N | bar: X T to NG NG
5063 | City of Denton - (TX) | 61643 | Denton Energy Center | TX | Denton | DEC3 | Natural Gas Internal Combustion Engine | IC |  | S | X | X |  |  | 18.8 | 0.8 | 18.8 | 18.8 | 3.8 | N |  |  | OP | X | 7 | 2018 |  |  | N | Electric Utility | 1 | [11 empty] | N | N |  | 10M | [23 empty] | N |  | N | bar: X T to NG NG
5063 | City of Denton - (TX) | 61643 | Denton Energy Center | TX | Denton | DEC4 | Natural Gas Internal Combustion Engine | IC |  | S | X | X |  |  | 18.8 | 0.8 | 18.8 | 18.8 | 3.8 | N |  |  | OP | X | 7 | 2018 |  |  | N | Electric Utility | 1 | [11 empty] | N | N |  | 10M | [23 empty] | N |  | N | bar: X T to NG NG
5063 | City of Denton - (TX) | 61643 | Denton Energy Center | TX | Denton | DEC5 | Natural Gas Internal Combustion Engine | IC |  | S | X | X |  |  | 18.8 | 0.8 | 18.8 | 18.8 | 3.8 | N |  |  | OP | X | 7 | 2018 |  |  | N | Electric Utility | 1 | [11 empty] | N | N |  | 10M | [23 empty] | N |  | N | bar: X T to NG NG
5063 | City of Denton - (TX) | 61643 | Denton Energy Center | TX | Denton | DEC6 | Natural Gas Internal Combustion Engine | IC |  | S | X | X |  |  | 18.8 | 0.8 | 18.8 | 18.8 | 3.8 | N |  |  | OP | X | 7 | 2018 |  |  | N | Electric Utility | 1 | [11 empty] | N | N |  | 10M | [23 empty] | N |  | N | bar: X T to NG NG
5063 | City of Denton - (TX) | 61643 | Denton Energy Center | TX | Denton | DEC7 | Natural Gas Internal Combustion Engine | IC |  | S | X | X |  |  | 18.8 | 0.8 | 18.8 | 18.8 | 3.8 | N |  |  | OP | X | 7 | 2018 |  |  | N | Electric Utility | 1 | [11 empty] | N | N |  | 10M | [23 empty] | N | N | N | bar: X T to NG NG
5063 | City of Denton - (TX) | 61643 | Denton Energy Center | TX | Denton | DEC8 | Natural Gas Internal Combustion Engine | IC |  | S | X | X |  |  | 18.8 | 0.8 | 18.8 | 18.8 | 3.8 | N |  |  | OP | X | 7 | 2018 |  |  | N | Electric Utility | 1 | [11 empty] | N | N |  | 10M | [23 empty] | N | N | N | bar: X T to NG NG
5063 | City of Denton - (TX) | 61643 | Denton Energy Center | TX | Denton | DEC9 | Natural Gas Internal Combustion Engine | IC |  | S | X | X |  |  | 18.8 | 0.8 | 18.8 | 18.8 | 3.8 | N |  |  | OP | X | 7 | 2018 |  |  | N | Electric Utility | 1 | [11 empty] | N | N |  | 10M | [23 empty] | N | N | N | bar: X T to NG NG
55727 | Orion Engineered Carbons | 10072 | Engineered Carbons Borger Cogen | TX | Hutchinson | GEN1 | Other Gases | ST |  | S | X | X | NA ( behind the meter ) | NA ( behind the meter ) | 20 | 1 | 18.8 | 18.8 | 5 | N |  |  | OP | X | 10 | 1982 |  |  | N | Industrial Non-CHP | 6 | X T: X; NG NG: OG; NG BLQ: NG; NG NG: NG |  |  |  | N | N |  | 12H | [23 empty] | Y | Y | N
54777 | Signal Hill Generating LLC | 50127 | Signal Hill Generating LLC | TX | Wichita | GTA | Natural Gas Fired Combined Cycle | CT | CC1 | S | X | Y | WFCOGEN_CC1 | WFCOGEN_CC1 | 20 | 0.8 | 19.7 | 19.7 | 2 | N |  |  | OP | X | 6 | 1987 |  |  | N | IPP Non-CHP | 2 | [11 empty] | N | N |  | 1H | [23 empty] | N | N | N | bar: X T to NG NG
54777 | Signal Hill Generating LLC | 50127 | Signal Hill Generating LLC | TX | Wichita | GTB | Natural Gas Fired Combined Cycle | CT | CC1 | S | X | Y | WFCOGEN_CC1 | WFCOGEN_CC1 | 20 | 0.8 | 19.7 | 19.7 | 2 | N |  |  | OP | X | 6 | 1987 |  |  | N | IPP Non-CHP | 2 | [11 empty] | N | N |  | 1H | [23 empty] | N | N | N | bar: X T to NG NG
54777 | Signal Hill Generating LLC | 50127 | Signal Hill Generating LLC | TX | Wichita | GTC | Natural Gas Fired Combined Cycle | CT | CC1 | S | X | Y | WFCOGEN_CC1 | WFCOGEN_CC1 | 20 | 0.8 | 19.7 | 19.7 | 2 | N |  |  | OP | X | 6 | 1987 |  |  | N | IPP Non-CHP | 2 | [11 empty] | N | N |  | 1H | [23 empty] | N | N | N | bar: X T to NG NG
54777 | Signal Hill Generating LLC | 50127 | Signal Hill Generating LLC | TX | Wichita | STD | Natural Gas Fired Combined Cycle | CA | CC1 | S | N | X | WFCOGEN_CC1 | WFCOGEN_CC1 | 20 | 0.8 | 17 | 16 | 2 | N |  |  | OP | X | 6 | 1987 |  |  | N | IPP Non-CHP | 2 | [11 empty] | N | N | 0 | 12H | [23 empty] | N | N | N | bar: X T to NG NG
6090 | ExxonMobil Oil Corp | 50625 | ExxonMobil Beaumont Refinery | TX | Jefferson | TG33 | Natural Gas Steam Turbine | ST | PP | S | X | X |  |  | 20 | 0.97 | 20 | 20 | 5 | N |  |  | OP | X | 1 | 1966 |  |  | Y | Industrial CHP | 7 | X T: T; NG NG: NG; NG BLQ: OG; NG NG: NG | OG |  |  | N | N |  | 12H | [23 empty] | N | N | N
56304 | Air Products LLC | 55309 | Air Products Port Arthur | TX | Jefferson | GEN3 | Natural Gas Steam Turbine | ST | SMR2 | S | X | X |  |  | 20.5 | 0.9 | 20.5 | 20.5 | 18 | N |  |  | OP | X | 11 | 2006 |  |  | Y | Industrial CHP | 7 | X T: B; NG NG: NG; NG BLQ: OG; NG NG: NG |  |  |  | N |  |  | OVER | [23 empty] | N
11292 | City of Lubbock - (TX) | 7131 | Brandon Station | TX | Lubbock | 1 | Natural Gas Fired Combustion Turbine | GT |  | S | X | X |  |  | 21 | 0.9 | 20 | 21.5 | 20 | N |  |  | OP | X | 7 | 1990 |  |  | Y | Electric Utility | 1 | [11 empty] | N | N |  | 1H | [23 empty] | N | N | N | bar: X T to NG NG
2442 | City of Bryan - (TX) | 3561 | Bryan (TX) | TX | Brazos | 7 | Natural Gas Fired Combustion Turbine | GT |  | S | X | X | ATK ATKG |  | 22 | 0.9 | 21 | 21 | 5 | N |  |  | OP | X | 5 | 1975 |  |  | N | Electric Utility | 1 | [11 empty] | N | N |  | 1H | [23 empty] | N | N | N | bar: X T to NG NG; NG NG
11292 | City of Lubbock - (TX) | 3602 | Ty Cooke | TX | Lubbock | GT3 | Natural Gas Fired Combustion Turbine | GT |  | S | X | X |  |  | 22 | 0.9 | 16 | 18 | 16 | N |  |  | OA | X | 7 | 1974 |  |  | N | Electric Utility | 1 | [11 empty] | N | N |  | 1H | [23 empty] | N | N | N | bar: X T to NG NG
11292 | City of Lubbock - (TX) | 3604 | J Robert Massengale | TX | Lubbock | 6A | Natural Gas Fired Combined Cycle | CA | MGL8 | S | Y | X |  |  | 22 | 0.9 | 18 | 18 | 10 | N |  |  | OP | X | 6 | 1957 |  |  | N | Electric Utility | 1 | [11 empty] | N | N |  | 12H | [23 empty] | N | N | N | bar: X T to NG NG
11292 | City of Lubbock - (TX) | 3604 | J Robert Massengale | TX | Lubbock | 7 | Natural Gas Fired Combined Cycle | CA | MGL8 | S | Y | X |  |  | 22 | 0.9 | 18 | 18 | 10 | N |  |  | OP | X | 3 | 1959 |  |  | N | Electric Utility | 1 | [11 empty] | N | N |  | 12H | [23 empty] | N | N | N | bar: X T to NG NG
429 | Occidental Permian Ltd | 52122 | Wasson CO2 Removal Plant | TX | Yoakum | GEN1 | Natural Gas Fired Combustion Turbine | GT |  | S | X | X |  |  | 23.4 | 0.85 | 19 | 18.7 | 10 | N |  |  | OP | X | 2 | 1988 |  |  | Y | Industrial CHP | 7 | [11 empty] | N |  |  | 12H | [23 empty] | N | N | N | bar: X T to NG NG; NG NG
6091 | Exxon Mobil Refining and Supply Co. | 10436 | ExxonMobil Baytown Refinery | TX | Harris | GT41 | Natural Gas Fired Combustion Turbine | GT |  | S | X | X | EXN_G9 | EXN_G9 | 24.2 | 0.8 | 18 | 24 | 16 | N |  |  | OP | X | 1 | 1977 |  |  | Y | Industrial CHP | 7 | [11 empty] | N | N |  | 12H | [23 empty] | N | N | N | bar: X T to NG NG
6091 | Exxon Mobil Refining and Supply Co. | 10436 | ExxonMobil Baytown Refinery | TX | Harris | GT42 | Natural Gas Fired Combustion Turbine | GT |  | S | X | X | EXN_G10 | EXN_G10 | 24.2 | 0.8 | 18 | 24 | 16 | N |  |  | OP | X | 1 | 1977 |  |  | Y | Industrial CHP | 7 | [11 empty] | N | N |  | 12H | [23 empty] | N | N | N | bar: X T to NG NG
6091 | Exxon Mobil Refining and Supply Co. | 10436 | ExxonMobil Baytown Refinery | TX | Harris | GT43 | Natural Gas Fired Combustion Turbine | GT |  | S | X | X | EXN_G11 | EXN_G11 | 24.2 | 0.8 | 18 | 24 | 16 | N |  |  | OP | X | 1 | 1977 |  |  | Y | Industrial CHP | 7 | [11 empty] | N | N |  | 12H | [23 empty] | N | N | N | bar: X T to NG NG
6091 | Exxon Mobil Refining and Supply Co. | 10436 | ExxonMobil Baytown Refinery | TX | Harris | GT44 | Natural Gas Fired Combustion Turbine | GT |  | S | X | X | EXN_G12 | EXN_G12 | 24.2 | 0.8 | 18 | 24 | 16 | N |  |  | OP | X | 1 | 1977 |  |  | Y | Industrial CHP | 7 | [11 empty] | N | N |  | 12H | [23 empty] | N | N | N | bar: X T to NG NG
20712 | Snowbird Corporation | 10215 | Snowbird Power Plant | UT | Salt Lake | 1367 | Natural Gas Internal Combustion Engine | IC |  | S | X | X |  |  | 0.6 | 0.8 | 0.6 | 0.6 | 0.1 | N |  |  | OP | X | 12 | 1986 | 8 | 2021 | Y | Commercial CHP | 5 | X T: T; NG NG: NG; NG BLQ: PG |  |  |  | N |  |  | 1H | [23 empty] | Y | N | N
20712 | Snowbird Corporation | 10215 | Snowbird Power Plant | UT | Salt Lake | 1391 | Natural Gas Internal Combustion Engine | IC |  | S | X | X |  |  | 0.6 | 0.8 | 0.6 | 0.6 | 0.1 | N |  |  | OP | X | 12 | 1986 | 6 | 2021 | Y | Commercial CHP | 5 | X T: T; NG NG: NG; NG BLQ: PG |  |  |  | N |  |  | 1H | [23 empty] | Y | N | N
20712 | Snowbird Corporation | 10215 | Snowbird Power Plant | UT | Salt Lake | 1392 | Natural Gas Internal Combustion Engine | IC |  | S | X | X |  |  | 0.6 | 0.8 | 0.6 | 0.6 | 0.1 | N |  |  | OP | X | 12 | 1986 | 4 | 2021 | Y | Commercial CHP | 5 | X T: T; NG NG: NG; NG BLQ: PG |  |  |  | N |  |  | 1H | [23 empty] | Y | N | N
60146 | Ameresco Federal Solutions | 60349 | Hill AFB LFG Facility, Bldg #737 | UT | Davis | LFGG1 | Landfill Gas | IC |  | W | X | X |  |  | 0.6 | 0.8 | 0.6 | 0.6 | 0.4 | N |  |  | OP | X | 1 | 2005 |  |  | N | Commercial Non-CHP | 4 | X T: X; NG NG: LFG |  |  |  | N | N |  | 10M | [23 empty] | N | N | N
8366 | Heber Light & Power Company | 7111 | Heber City | UT | Wasatch | NA5 | Natural Gas Internal Combustion Engine | IC |  | S | X | X |  |  | 0.7 | 1 | 0.7 | 0.7 | 0.7 | N |  |  | OP | X | 12 | 1990 |  |  | N | Electric Utility | 1 | [11 empty] | N | N |  | 10M | [23 empty] | N | N | N | bar: X T to NG NG
8366 | Heber Light & Power Company | 7111 | Heber City | UT | Wasatch | NA6 | Natural Gas Internal Combustion Engine | IC |  | S | X | X |  |  | 0.7 | 1 | 0.7 | 0.7 | 0.7 | N |  |  | OP | X | 7 | 2001 |  |  | N | Electric Utility | 1 | [11 empty] | N | N |  | 10M | [23 empty] | N | N | N | bar: X T to NG NG
60146 | Ameresco Federal Solutions | 60349 | Hill AFB LFG Facility, Bldg #737 | UT | Davis | LFGG2 | Landfill Gas | IC |  | W | X | X |  |  | 0.7 | 0.8 | 0.7 | 0.7 | 0.6 | N |  |  | OP | X | 1 | 2005 |  |  | N | Commercial Non-CHP | 4 | X T: X; NG NG: LFG |  |  |  | N | N |  | 10M | [23 empty] | N | N | N
56355 | LES Project Holdings LLC | 56554 | Salt Lake Energy Systems | UT | Salt Lake | Unit1 | Landfill Gas | IC |  | J | X | X |  |  | 0.8 | 0.95 | 0.8 | 0.8 | 0.3 | N |  |  | OP | X | 6 | 2006 |  |  | N | IPP Non-CHP | 2 | X T: X; NG NG: LFG |  |  |  | N | N |  | 10M | [23 empty] | N
56355 | LES Project Holdings LLC | 56554 | Salt Lake Energy Systems | UT | Salt Lake | Unit2 | Landfill Gas | IC |  | J | X | X |  |  | 0.8 | 0.95 | 0.8 | 0.8 | 0.3 | N |  |  | OP | X | 6 | 2006 |  |  | N | IPP Non-CHP | 2 | X T: X; NG NG: LFG |  |  |  |  | N |  | 10M | [23 empty] | N
10657 | Lagoon Corp | 50942 | Lagoon Cogeneration Facility | UT | Davis | 1 | Natural Gas Internal Combustion Engine | IC |  | S | X | X |  |  | 1 | 0.8 | 0.5 | 0.1 | 0.1 | N |  |  | SB | N | 5 | 1996 |  |  | Y | Commercial CHP | 5 | X T: T; NG NG: NG; NG BLQ: DFO |  |  |  | N | N |  | OVER | [23 empty] | Y | N | N
10657 | Lagoon Corp | 50942 | Lagoon Cogeneration Facility | UT | Davis | 2 | Natural Gas Internal Combustion Engine | IC |  | S | X | X |  |  | 1 | 0.8 | 0.5 | 0.1 | 0.1 | N |  |  | SB | N | 7 | 1989 |  |  | Y | Commercial CHP | 5 | X T: T; NG NG: NG; NG BLQ: DFO |  |  |  | N | N |  | OVER | [23 empty] | Y | N | N
10657 | Lagoon Corp | 50942 | Lagoon Cogeneration Facility | UT | Davis | 3 | Natural Gas Internal Combustion Engine | IC |  | S | X | X |  |  | 1 | 0.8 | 0.5 | 0.1 | 0.1 | N |  |  | SB | N | 7 | 1989 |  |  | Y | Commercial CHP | 5 | X T: T; NG NG: NG; NG BLQ: DFO |  |  |  | N | N |  | OVER | [23 empty] | Y | N | N
60146 | Ameresco Federal Solutions | 60349 | Hill AFB LFG Facility, Bldg #737 | UT | Davis | LFGG3 | Landfill Gas | IC |  | W | X | X |  |  | 1 | 1 | 0.9 | 1 | 0.8 | N |  |  | OP | X | 5 | 2008 |  |  | N | Commercial Non-CHP | 4 | X T: X; NG NG: LFG |  |  |  |  | N |  | 10M | [23 empty] | N | N | N
8366 | Heber Light & Power Company | 7111 | Heber City | UT | Wasatch | 1 | Natural Gas Internal Combustion Engine | IC |  | S | X | X |  |  | 1.4 | 1 | 1.4 | 1.4 | 1.4 | N |  |  | OP | X | 3 | 2004 |  |  | N | Electric Utility | 1 | [11 empty] | N | N |  | 10M | [23 empty] | N | N | N | bar: X T to NG NG
8366 | Heber Light & Power Company | 7111 | Heber City | UT | Wasatch | 2 | Natural Gas Internal Combustion Engine | IC |  | S | X | X |  |  | 1.4 | 1 | 1.4 | 1.4 | 1.4 | N |  |  | OP | X | 3 | 2004 |  |  | N | Electric Utility | 1 | [11 empty] | N | N |  | 10M | [23 empty] | N | N | N | bar: X T to NG NG
56355 | LES Project Holdings LLC | 56554 | Salt Lake Energy Systems | UT | Salt Lake | Unit3 | Landfill Gas | IC |  | J | X | X |  |  | 1.6 | 0.95 | 1.5 | 1.5 | 0.3 | N |  |  | OP | X | 6 | 2006 |  |  | N | IPP Non-CHP | 2 | X T: X; NG NG: LFG |  |  |  |  | N |  | 10M | [23 empty] | N
55858 | EDL Inc | 56853 | Trans-Jordan Generating Station | UT | Salt Lake | 1 | Landfill Gas | IC |  | S | X | X |  |  | 1.6 | 1 | 1.5 | 1.5 | 1.2 | N |  |  | OP | X | 3 | 2009 |  |  | N | IPP Non-CHP | 2 | X T: X; NG NG: LFG |  |  |  | N | N |  | 1H | [23 empty] | N
55858 | EDL Inc | 56853 | Trans-Jordan Generating Station | UT | Salt Lake | 2 | Landfill Gas | IC |  | S | X | X |  |  | 1.6 | 1 | 1.5 | 1.5 | 1.2 | N |  |  | OP | X | 3 | 2009 |  |  | N | IPP Non-CHP | 2 | X T: X; NG NG: LFG |  |  |  | N | N |  | 1H | [23 empty] | N
55858 | EDL Inc | 56853 | Trans-Jordan Generating Station | UT | Salt Lake | 3 | Landfill Gas | IC |  | S | X | X |  |  | 1.6 | 1 | 1.5 | 1.5 | 1.2 | N |  |  | OP | X | 3 | 2009 |  |  | N | IPP Non-CHP | 2 | X T: X; NG NG: LFG |  |  |  | N | N |  | 1H | [23 empty] | N
58081 | Blue Mountain Biogas LLC | 58130 | Blue Mountain Biogas | UT | Beaver | BMB N | Other Waste Biomass | IC |  | S | X | X |  |  | 1.6 | 0.95 | 1.5 | 1.5 | 0.8 | N |  |  | OP | X | 10 | 2012 |  |  | N | IPP Non-CHP | 2 | X T: X; NG NG: OBG |  |  |  | N | N |  | 10M | [23 empty] | N | N | N
58081 | Blue Mountain Biogas LLC | 58130 | Blue Mountain Biogas | UT | Beaver | BMB S | Other Waste Biomass | IC |  | S | X | X |  |  | 1.6 | 0.95 | 1.5 | 1.5 | 0.8 | N |  |  | OP | X | 10 | 2012 |  |  | N | IPP Non-CHP | 2 | X T: X; NG NG: OBG |  |  |  | N | N |  | 10M | [23 empty] | N | N | N
17874 | City of St George | 7767 | Bloomington Power Plant | UT | Washington | 1 | Petroleum Liquids | IC |  | S | X | X |  |  | 1.7 | 0.9 | 1.5 | 1.5 | 0.3 | N |  |  | OP | X | 3 | 1999 |  |  | N | Electric Utility | 1 | X T: X; NG NG: DFO | [6 empty] | 10M | [23 empty] | N | N
17874 | City of St George | 7767 | Bloomington Power Plant | UT | Washington | 2 | Petroleum Liquids | IC |  | S | X | X |  |  | 1.7 | 0.9 | 1.5 | 1.5 | 0.3 | N |  |  | OP | X | 3 | 1999 |  |  | N | Electric Utility | 1 | X T: X; NG NG: DFO | [6 empty] | 10M | [23 empty] | N | N
17874 | City of St George | 7767 | Bloomington Power Plant | UT | Washington | 3 | Petroleum Liquids | IC |  | S | X | X |  |  | 1.7 | 0.9 | 1.5 | 1.5 | 0.3 | N |  |  | OP | X | 3 | 1999 |  |  | N | Electric Utility | 1 | X T: X; NG NG: DFO | [6 empty] | 10M | [23 empty] | N
17874 | City of St George | 7767 | Bloomington Power Plant | UT | Washington | 4 | Petroleum Liquids | IC |  | S | X | X |  |  | 1.7 | 0.9 | 1.5 | 1.5 | 0.3 | N |  |  | OP | X | 3 | 1999 |  |  | N | Electric Utility | 1 | X T: X; NG NG: DFO | [6 empty] | 10M | [23 empty] | N
17874 | City of St George | 7767 | Bloomington Power Plant | UT | Washington | 5 | Petroleum Liquids | IC |  | S | X | X |  |  | 1.7 | 0.9 | 1.5 | 1.5 | 0.3 | N |  |  | OP | X | 3 | 1999 |  |  | N | Electric Utility | 1 | X T: X; NG NG: DFO | [6 empty] | 10M | [23 empty] | N | N
17874 | City of St George | 7767 | Bloomington Power Plant | UT | Washington | 6 | Petroleum Liquids | IC |  | S | X | X |  |  | 1.7 | 0.9 | 1.5 | 1.5 | 0.3 | N |  |  | OP | X | 3 | 1999 |  |  | N | Electric Utility | 1 | X T: X; NG NG: DFO | [6 empty] | 10M | [23 empty] | N | N
9128 | Hurricane City Power | 57899 | Hurricane City Power | UT | Washington | 1 | Petroleum Liquids | IC |  | S | X | X | Mona | Mona | 1.7 | 1 | 1.6 | 1.6 | 0.1 | N |  |  | SB | Y | 11 | 2001 |  |  | N | Electric Utility | 1 | X T: X; NG NG: DFO |  |  |  | N | N |  | 10M |  |  |  | N | [19 empty] | N | N | N
9128 | Hurricane City Power | 57899 | Hurricane City Power | UT | Washington | 2 | Petroleum Liquids | IC |  | S | X | X | Mona | Mona | 1.7 | 1 | 1.6 | 1.6 | 0.1 | N |  |  | SB | Y | 12 | 1999 |  |  | N | Electric Utility | 1 | X T: X; NG NG: DFO |  |  |  | N | N |  | 10M |  |  |  | N | [19 empty] | N | N | N
9128 | Hurricane City Power | 57899 | Hurricane City Power | UT | Washington | 3 | Petroleum Liquids | IC |  | S | X | X | Mona | Mona | 1.7 | 1 | 1.6 | 1.6 | 0.1 | N |  |  | SB | Y | 12 | 1999 |  |  | N | Electric Utility | 1 | X T: X; NG NG: DFO |  |  |  | N | N |  | 10M |  |  |  | N | [19 empty] | N | N | N
8366 | Heber Light & Power Company | 7111 | Heber City | UT | Wasatch | 11 | Natural Gas Internal Combustion Engine | IC |  | S | X | X |  |  | 1.9 | 1 | 1.9 | 1.9 | 1.9 | N |  |  | OP | X | 3 | 2015 |  |  | N | Electric Utility | 1 | [11 empty] | N | N |  | 10M | [23 empty] | N | N | N | bar: X T to NG NG
8366 | Heber Light & Power Company | 7111 | Heber City | UT | Wasatch | 4 | Natural Gas Internal Combustion Engine | IC |  | S | X | X |  |  | 1.9 | 1 | 1.9 | 1.9 | 1.9 | N |  |  | OP | X | 7 | 2003 |  |  | N | Electric Utility | 1 | [11 empty] | N | N |  | 10M | [23 empty] | N | N | N | bar: X T to NG NG
8366 | Heber Light & Power Company | 7111 | Heber City | UT | Wasatch | NA10 | Natural Gas Internal Combustion Engine | IC |  | S | X | X |  |  | 1.9 | 1 | 1.9 | 1.9 | 1.9 | N |  |  | OP | X | 7 | 2002 |  |  | N | Electric Utility | 1 | [12 empty] | N |  | 10M | [23 empty] | N | N | N | bar: X T to NG NG
8366 | Heber Light & Power Company | 7111 | Heber City | UT | Wasatch | NA9 | Natural Gas Internal Combustion Engine | IC |  | S | X | X |  |  | 1.9 | 1 | 1.9 | 1.9 | 1.9 | N |  |  | OP | X | 5 | 2003 |  |  | N | Electric Utility | 1 | [11 empty] | N | N |  | 10M | [23 empty] | N | N | N | bar: X T to NG NG
14600 | Payson City Corporation | 7408 | Payson | UT | Utah | 86-4 | Natural Gas Internal Combustion Engine | IC |  | S | X | X |  |  | 2 | 0.8 | 2 | 2 | 1.5 | N |  |  | OP | X | 4 | 1995 |  |  | N | Electric Utility | 1 | X T: X; NG NG: NG; NG BLQ: DFO |  |  |  | N |  |  | 10M | [23 empty] | Y | Y | Y
9128 | Hurricane City Power | 57899 | Hurricane City Power | UT | Washington | 4 | Natural Gas Internal Combustion Engine | IC |  | S | X | X | Mona | Mona | 2 | 1 | 1.9 | 1.9 | 1.9 | N |  |  | OP | X | 7 | 2004 |  |  | N | Electric Utility | 1 | [11 empty] | N | N |  | 10M | [23 empty] | N | N | N | bar: X T to NG NG
9128 | Hurricane City Power | 57899 | Hurricane City Power | UT | Washington | 5 | Natural Gas Internal Combustion Engine | IC |  | S | X | X | Mona | Mona | 2 | 1 | 1.9 | 1.9 | 1.9 | N |  |  | OP | X | 7 | 2004 |  |  | N | Electric Utility | 1 | [11 empty] | N | N |  | 10M | [23 empty] | N | N | N | bar: X T to NG NG
9128 | Hurricane City Power | 57899 | Hurricane City Power | UT | Washington | 6 | Natural Gas Internal Combustion Engine | IC |  | S | X | X | Mona | Mona | 2 | 1 | 1.9 | 1.9 | 1.9 | N |  |  | OP | X | 6 | 2006 |  |  | N | Electric Utility | 1 | [11 empty] | N | N |  | 10M | [23 empty] | N | N | N | bar: X T to NG NG
9128 | Hurricane City Power | 57899 | Hurricane City Power | UT | Washington | 7 | Natural Gas Internal Combustion Engine | IC |  | S | X | X |  |  | 2 | 1 | 1.9 | 1.9 | 1.9 | N |  |  | OP | X | 5 | 2007 |  |  | N | Electric Utility | 1 | [11 empty] | N | N |  | 10M | [23 empty] | N | N | N | bar: X T to NG NG
9128 | Hurricane City Power | 57899 | Hurricane City Power | UT | Washington | 8 | Natural Gas Internal Combustion Engine | IC |  | S | X | X |  |  | 2 | 1 | 1.9 | 1.9 | 1.9 | N |  |  | OP | X | 5 | 2007 |  |  | N | Electric Utility | 1 | [11 empty] | N | N |  | 10M | [23 empty] | N | N | N | bar: X T to NG NG
20135 | City of Washington - (UT) | 59660 | Washington City Electric Generation | UT | Washington | 3 | Natural Gas Internal Combustion Engine | IC |  | S | X | X |  |  | 2 | 1 | 2 | 2 | 1 | N |  |  | OP | X | 6 | 2008 |  |  | N | Electric Utility | 1 | [11 empty] | N | N |  | 1H | [23 empty] | N | N | N | bar: X T to NG NG
20135 | City of Washington - (UT) | 59660 | Washington City Electric Generation | UT | Washington | 4 | Natural Gas Internal Combustion Engine | IC |  | S | X | X |  |  | 2 | 1 | 2 | 2 | 1 | N |  |  | OP | X | 6 | 2008 |  |  | N | Electric Utility | 1 | [11 empty] | N | N |  | 1H | [23 empty] | N | N | N | bar: X T to NG NG
20135 | City of Washington - (UT) | 59660 | Washington City Electric Generation | UT | Washington | 9 | Natural Gas Internal Combustion Engine | IC |  | S | X | X |  |  | 2 | 1 | 2 | 2 | 1 | N |  |  | OP | X | 5 | 2007 |  |  | N | Electric Utility | 1 | [11 empty] | N | N |  | 1H | [23 empty] | N | N | N | bar: X T to NG NG
8366 | Heber Light & Power Company | 7111 | Heber City | UT | Wasatch | 12 | Natural Gas Internal Combustion Engine | IC |  | S | X | X |  |  | 2.3 | 1 | 2.3 | 2.3 | 2.3 | N |  |  | OP | X | 3 | 2015 |  |  | N | Electric Utility | 1 | [11 empty] | N | N |  | 10M | [23 empty] | N | N | N | bar: X T to NG NG
24431 | Utah Municipal Power Agency | 61508 | Provo Power Plant | UT | Utah | 1 | Natural Gas Internal Combustion Engine | IC |  | S | X | X |  |  | 2.4 | 0.8 | 2.4 | 2.4 | 1 | N |  |  | OP | X | 1 | 2018 |  |  | N | Electric Utility | 1 | [11 empty] | N | N |  | 10M | [23 empty] | N | bar: X T to NG NG
24431 | Utah Municipal Power Agency | 61508 | Provo Power Plant | UT | Utah | 2 | Natural Gas Internal Combustion Engine | IC |  | S | X | X |  |  | 2.4 | 0.8 | 2.4 | 2.4 | 1 | N |  |  | OP | X | 1 | 2018 |  |  | N | Electric Utility | 1 | [11 empty] | N | N |  | 10M | [23 empty] | N | bar: X T to NG NG
24431 | Utah Municipal Power Agency | 61508 | Provo Power Plant | UT | Utah | 3 | Natural Gas Internal Combustion Engine | IC |  | S | X | X |  |  | 2.4 | 0.8 | 2.4 | 2.4 | 1 | N |  |  | OP | X | 1 | 2018 |  |  | N | Electric Utility | 1 | [11 empty] | N | N |  | 10M | [23 empty] | N | bar: X T to NG NG
24431 | Utah Municipal Power Agency | 61508 | Provo Power Plant | UT | Utah | 4 | Natural Gas Internal Combustion Engine | IC |  | S | X | X |  |  | 2.4 | 0.8 | 2.4 | 2.4 | 1 | N |  |  | OP | X | 1 | 2018 |  |  | N | Electric Utility | 1 | [11 empty] | N | N |  | 10M | [23 empty] | N | bar: X T to NG NG
24431 | Utah Municipal Power Agency | 61508 | Provo Power Plant | UT | Utah | 5 | Natural Gas Internal Combustion Engine | IC |  | S | X | X |  |  | 2.4 | 0.8 | 2.4 | 2.4 | 1 | N |  |  | OP | X | 1 | 2018 |  |  | N | Electric Utility | 1 | [11 empty] | N | N |  | 10M | [23 empty] | N | bar: X T to NG NG
17845 | City of Springville - (UT) | 7028 | Whitehead | UT | Utah | K6CAT | Natural Gas Internal Combustion Engine | IC |  | S | X | X |  |  | 2.5 | 0.8 | 2.5 | 2.5 | 0.5 | N |  |  | OP | X | 12 | 2016 |  |  | Y | Electric Utility | 1 | [12 empty] | N |  | 1H | [23 empty] | N | N | N | bar: X T to NG NG
17845 | City of Springville - (UT) | 7028 | Whitehead | UT | Utah | K7CAT | Natural Gas Internal Combustion Engine | IC |  | S | X | X |  |  | 2.5 | 0.8 | 2.5 | 2.5 | 0.5 | N |  |  | OP | X | 12 | 2016 |  |  | Y | Electric Utility | 1 | [12 empty] | N |  | 1H | [23 empty] | N | N | N | bar: X T to NG NG
14600 | Payson City Corporation | 7408 | Payson | UT | Utah | 86-3 | Natural Gas Internal Combustion Engine | IC |  | S | X | X |  |  | 2.5 | 0.8 | 2 | 2 | 1.8 | N |  |  | OP | X | 8 | 1995 |  |  | N | Electric Utility | 1 | X T: X; NG NG: NG; NG BLQ: DFO |  |  |  | N |  |  | 10M | [23 empty] | Y | Y | Y
14600 | Payson City Corporation | 7408 | Payson | UT | Utah | 86-1 | Natural Gas Internal Combustion Engine | IC |  | S | X | X |  |  | 2.6 | 0.8 | 2.6 | 2.6 | 1.8 | N |  |  | OP | X | 6 | 1988 |  |  | N | Electric Utility | 1 | X T: X; NG NG: NG; NG BLQ: DFO |  |  |  | N |  |  | 10M | [23 empty] | Y | Y | Y
14600 | Payson City Corporation | 7408 | Payson | UT | Utah | 86-2 | Natural Gas Internal Combustion Engine | IC |  | S | X | X |  |  | 2.6 | 0.8 | 2.6 | 2.6 | 1.8 | N |  |  | OP | X | 6 | 1988 |  |  | N | Electric Utility | 1 | X T: X; NG NG: NG; NG BLQ: DFO |  |  |  | N |  |  | 10M | [23 empty] | Y | Y | Y
17845 | City of Springville - (UT) | 7028 | Whitehead | UT | Utah | K4 | Natural Gas Internal Combustion Engine | IC |  | S | X | X |  |  | 5 | 0.8 | 4 | 4.3 | 4 | N |  |  | OP | X | 12 | 2002 |  |  | N | Electric Utility | 1 | X T: X; NG NG: NG; NG BLQ: DFO |  |  |  | N | N |  | 1H | [23 empty] | N | N | N
19663 | Utah State University | 58139 | Central Energy Plant USU | UT | Cache | TURBI | Natural Gas Fired Combustion Turbine | GT |  | S | X | X |  |  | 5 | 0.975 | 4.4 | 4.6 | 0.2 | N |  |  | OP | X | 8 | 2004 |  |  | N | Commercial Non-CHP | 4 | X T: X; NG NG: NG; NG BLQ: DFO |  |  |  | N | N |  | 1H | [23 empty] | Y | N | Y
2010 | City of Bountiful | 3665 | Bountiful City | UT | Davis | 1A | Natural Gas Fired Combustion Turbine | GT |  | S | X | X |  |  | 5.2 | 0.8 | 4.2 | 5.1 | 3 | N |  |  | OP | X | 7 | 2001 |  |  | N | Electric Utility | 1 | [11 empty] | N | N |  | 1H | [23 empty] | N | N | N | bar: X T to NG NG
11135 | City of Logan - (UT) | 4251 | Logan City | UT | Cache | 1 | Natural Gas Fired Combustion Turbine | GT |  | S | X | X |  |  | 5.3 | 0.8 | 4.5 | 5.2 | 3 | N |  |  | OP | X | 7 | 2002 |  |  | N | Electric Utility | 1 | [11 empty] | N | N |  | 1H | [23 empty] | N | N | N | bar: X T to NG NG
11135 | City of Logan - (UT) | 4251 | Logan City | UT | Cache | 2 | Natural Gas Fired Combustion Turbine | GT |  | S | X | X |  |  | 5.3 | 0.8 | 4.5 | 5.2 | 3 | N |  |  | OP | X | 7 | 2002 |  |  | N | Electric Utility | 1 | [11 empty] | N | N |  | 1H | [23 empty] | N | N | N | bar: X T to NG NG
11135 | City of Logan - (UT) | 4251 | Logan City | UT | Cache | 3 | Natural Gas Fired Combustion Turbine | GT |  | S | X | X |  |  | 5.3 | 0.8 | 4.5 | 5.2 | 3 | N |  |  | OP | X | 7 | 2002 |  |  | N | Electric Utility | 1 | [11 empty] | N | N |  | 1H | [23 empty] | N | N | N | bar: X T to NG NG
49805 | Kennecott Utah Copper | 56163 | Kennecott Power Plant | UT | Salt Lake | RCHP | Natural Gas Fired Combustion Turbine | GT |  | S | X | X |  |  | 6.4 | 0.8 | 5.9 | 6.4 | 0.3 | N |  |  | OP | X | 12 | 2010 |  |  | Y | Industrial CHP | 7 | [11 empty] | N | N |  | 1H | [23 empty] | N | N | N | bar: X T to NG NG
17845 | City of Springville - (UT) | 7028 | Whitehead | UT | Utah | K1 | Natural Gas Internal Combustion Engine | IC |  | S | X | X |  |  | 7 | 0.8 | 5.9 | 6.3 | 5 | N |  |  | OP | X | 10 | 1986 |  |  | N | Electric Utility | 1 | X T: X; NG NG: NG; NG BLQ: DFO |  |  |  | N | N |  | 1H | [23 empty] | N | N | N
17845 | City of Springville - (UT) | 7028 | Whitehead | UT | Utah | K2 | Natural Gas Internal Combustion Engine | IC |  | S | X | X |  |  | 7 | 0.8 | 6 | 6.2 | 5 | N |  |  | OP | X | 8 | 1986 |  |  | N | Electric Utility | 1 | X T: X; NG NG: NG; NG BLQ: DFO |  |  |  | N | N |  | 1H | [23 empty] | N | N | N
17845 | City of Springville - (UT) | 7028 | Whitehead | UT | Utah | K3 | Natural Gas Internal Combustion Engine | IC |  | S | X | X |  |  | 7 | 0.8 | 5.9 | 6 | 5 | N |  |  | OP | X | 2 | 2000 |  |  | N | Electric Utility | 1 | X T: X; NG NG: NG; NG BLQ: DFO |  |  |  | N | N |  | 1H | [23 empty] | N | N | N
17874 | City of St George | 7080 | St George Red Rock | UT | Washington | 1 | Petroleum Liquids | IC |  | S | X | X |  |  | 7 | 0.9 | 7 | 7 | 1 | N |  |  | SB | Y | 5 | 1987 |  |  | N | Electric Utility | 1 | X T: X; NG NG: DFO | [6 empty] | 10M | [23 empty] | N | N
17874 | City of St George | 7080 | St George Red Rock | UT | Washington | 2 | Petroleum Liquids | IC |  | S | X | X |  |  | 7 | 0.9 | 7 | 7 | 1 | N |  |  | SB | Y | 5 | 1987 |  |  | N | Electric Utility | 1 | X T: X; NG NG: DFO | [6 empty] | 10M | [23 empty] | N | N
58555 | The University of Utah | 58597 | HTW Plant 303 COGEN | UT | Salt Lake | CGN1 | Natural Gas Fired Combustion Turbine | GT |  | S | X | X |  |  | 7.4 | 0.975 | 5.6 | 6.6 | 4 | N |  |  | OP | X | 8 | 2008 |  |  | Y | Commercial CHP | 5 | [11 empty] | N | N |  | 1H | [23 empty] | N | N | N | bar: X T to NG NG
2010 | City of Bountiful | 3665 | Bountiful City | UT | Davis | 2A | Natural Gas Fired Combustion Turbine | GT |  | S | X | X |  |  | 12.6 | 0.8 | 11.5 | 13.5 | 7 | N |  |  | OP | X | 6 | 2012 |  |  | N | Electric Utility | 1 | [11 empty] | N | N |  | 1H | [23 empty] | N | N | N | bar: X T to NG NG
2010 | City of Bountiful | 3665 | Bountiful City | UT | Davis | 3A | Natural Gas Fired Combustion Turbine | GT |  | S | X | X |  |  | 12.6 | 0.8 | 11.5 | 13.5 | 7 | N |  |  | OP | X | 6 | 2012 |  |  | N | Electric Utility | 1 | [11 empty] | N | N |  | 1H | [23 empty] | N | N | N | bar: X T to NG NG
13137 | City of Murray - (UT) | 8010 | Murray Turbine | UT | Salt Lake | 1 | Natural Gas Fired Combustion Turbine | GT |  | S | X | X |  |  | 14 | 1 | 12 | 13 | 7 | N |  |  | OP | X | 6 | 2001 |  |  | N | Electric Utility | 1 | [11 empty] | N | N |  | 1H | [20 empty] | N |  |  | N | N | N | bar: X T to NG NG
13137 | City of Murray - (UT) | 8010 | Murray Turbine | UT | Salt Lake | 2 | Natural Gas Fired Combustion Turbine | GT |  | S | X | X |  |  | 14 | 1 | 12 | 13 | 7 | N |  |  | OP | X | 10 | 2001 |  |  | N | Electric Utility | 1 | [11 empty] | N | N |  | 1H | [20 empty] | N |  |  | N | N | N | bar: X T to NG NG
13137 | City of Murray - (UT) | 8010 | Murray Turbine | UT | Salt Lake | 3 | Natural Gas Fired Combustion Turbine | GT |  | S | X | X |  |  | 14 | 1 | 12 | 13 | 7 | N |  |  | OP | X | 1 | 2002 |  |  | N | Electric Utility | 1 | [11 empty] | N | N |  | 1H | [20 empty] | N |  |  | N | N | N | bar: X T to NG NG
54911 | Tesoro Refng Marketing Co Mntn Region | 56509 | Tesoro SLC Cogeneration Plant | UT | Salt Lake | 1 | Natural Gas Fired Combustion Turbine | GT |  | W | X | X |  |  | 15.2 | 0.8 | 11.5 | 12.8 | 7 | N |  |  | OP | X | 7 | 2004 |  |  | Y | Industrial CHP | 7 | X T: T; NG NG: NG; NG BLQ: OG |  |  |  | N | N |  | 12H | [7 empty] | 0.6 | 0.6 | 11 | 2023 | [12 empty] | Y | Y | N
54911 | Tesoro Refng Marketing Co Mntn Region | 56509 | Tesoro SLC Cogeneration Plant | UT | Salt Lake | 2 | Natural Gas Fired Combustion Turbine | GT |  | W | X | X |  |  | 15.2 | 0.8 | 11.5 | 12.8 | 7 | N |  |  | OP | X | 7 | 2004 |  |  | Y | Industrial CHP | 7 | X T: T; NG NG: NG; NG BLQ: OG |  |  |  | N | N |  | 12H | [7 empty] | 0.6 | 0.6 | 11 | 2023 | [12 empty] | Y | Y | N
58153 | US Magnesium | 58191 | US Magnesium | UT | Tooele | GT1 | Natural Gas Fired Combustion Turbine | GT |  | S | X | X |  |  | 16 | 0.85 | 11 | 13 | 2 | N |  |  | OP | X | 1 | 1972 |  |  | Y | Industrial CHP | 7 | X T: T; NG NG: NG; NG BLQ: DFO |  |  |  | N | N |  | 12H | [23 empty] | Y | Y | Y
58153 | US Magnesium | 58191 | US Magnesium | UT | Tooele | GT2 | Natural Gas Fired Combustion Turbine | GT |  | S | X | X |  |  | 16 | 0.85 | 11 | 13 | 2 | N |  |  | OA | X | 1 | 1972 |  |  | Y | Industrial CHP | 7 | X T: T; NG NG: NG; NG BLQ: DFO |  |  |  | N | N |  | 12H | [23 empty] | Y | Y | Y
58153 | US Magnesium | 58191 | US Magnesium | UT | Tooele | GT3 | Natural Gas Fired Combustion Turbine | GT |  | S | X | X |  |  | 16 | 0.85 | 11 | 13 | 2 | N |  |  | OP | X | 1 | 1972 |  |  | Y | Industrial CHP | 7 | X T: T; NG NG: NG; NG BLQ: DFO |  |  |  | N | N |  | 12H | [23 empty] | Y | Y | Y
63170 | Brigham Young University (BYU) | 63423 | BYU Central Heating Plant | UT | Utah | GEN1 | Natural Gas Fired Combustion Turbine | GT |  | S | X | X |  |  | 16.5 | 0.8 | 14 | 15 | 5.8 | N |  |  | OP | X | 2 | 2019 |  |  | Y | IPP CHP | 3 | [11 empty] | N | N |  | 1H | [23 empty] | N | bar: X T to NG NG; NG NG
12320 | Merck & Co Inc | 52148 | Elkton | VA | Rockingham | GEN4 | Natural Gas Internal Combustion Engine | IC |  | S | X | X |  |  | 0.3 | 0.8 | 0.3 | 0.3 | 0.1 | N |  |  | OP | X | 3 | 2016 |  |  | N | Industrial CHP | 7 | [11 empty] | N | N |  | 10M | [23 empty] | N | N | N | bar: X T to NG NG
5178 | Dinwiddie Power Inc | 54766 | Boydton Plank Road Cogen Plant | VA | Dinwiddie | GEN1 | Petroleum Liquids | IC |  | S | X | X | 36181309 | 36181309 | 0.3 | 1 | 0.3 | 0.3 | 0.1 | N |  |  | OP | X | 6 | 1993 |  |  | N | IPP Non-CHP | 2 | X T: X; NG NG: DFO; NG BLQ: NG |  |  |  | N | N |  | 1H | [23 empty] | Y | Y | N
5178 | Dinwiddie Power Inc | 54766 | Boydton Plank Road Cogen Plant | VA | Dinwiddie | GEN10 | Petroleum Liquids | IC |  | S | X | X | 36181309 | 36181309 | 0.3 | 1 | 0.3 | 0.3 | 0.1 | N |  |  | OP | X | 6 | 1993 |  |  | N | IPP Non-CHP | 2 | X T: X; NG NG: DFO; NG BLQ: NG |  |  |  | N | N |  | 1H | [23 empty] | Y | Y | N
5178 | Dinwiddie Power Inc | 54766 | Boydton Plank Road Cogen Plant | VA | Dinwiddie | GEN11 | Petroleum Liquids | IC |  | S | X | X | 36181311 | 36181311 | 0.3 | 1 | 0.3 | 0.3 | 0.1 | N |  |  | OP | X | 5 | 2000 |  |  | N | IPP Non-CHP | 2 | X T: X; NG NG: DFO; NG BLQ: NG |  |  |  | N | N |  | 1H | [23 empty] | Y | Y | N
5178 | Dinwiddie Power Inc | 54766 | Boydton Plank Road Cogen Plant | VA | Dinwiddie | GEN12 | Petroleum Liquids | IC |  | S | X | X | 36181311 | 36181311 | 0.3 | 1 | 0.3 | 0.3 | 0.1 | N |  |  | OP | X | 5 | 2000 |  |  | N | IPP Non-CHP | 2 | X T: X; NG NG: DFO; NG BLQ: NG |  |  |  | N | N |  | 1H | [23 empty] | Y | Y | N
5178 | Dinwiddie Power Inc | 54766 | Boydton Plank Road Cogen Plant | VA | Dinwiddie | GEN13 | Petroleum Liquids | IC |  | S | X | X | 36181311 | 36181311 | 0.3 | 1 | 0.3 | 0.3 | 0.1 | N |  |  | OP | X | 5 | 2000 |  |  | N | IPP Non-CHP | 2 | X T: X; NG NG: DFO; NG BLQ: NG |  |  |  | N | N |  | 1H | [23 empty] | Y | Y | N
5178 | Dinwiddie Power Inc | 54766 | Boydton Plank Road Cogen Plant | VA | Dinwiddie | GEN14 | Petroleum Liquids | IC |  | S | X | X | 36181311 | 36181311 | 0.3 | 1 | 0.3 | 0.3 | 0.1 | N |  |  | OP | X | 5 | 2000 |  |  | N | IPP Non-CHP | 2 | X T: X; NG NG: DFO; NG BLQ: NG |  |  |  | N | N |  | 1H | [23 empty] | Y | Y | N
5178 | Dinwiddie Power Inc | 54766 | Boydton Plank Road Cogen Plant | VA | Dinwiddie | GEN15 | Petroleum Liquids | IC |  | S | X | X | 36181311 | 36181311 | 0.3 | 1 | 0.3 | 0.3 | 0.1 | N |  |  | OP | X | 5 | 2000 |  |  | N | IPP Non-CHP | 2 | X T: X; NG NG: DFO; NG BLQ: NG |  |  |  | N | N |  | 1H | [23 empty] | Y | Y | N
5178 | Dinwiddie Power Inc | 54766 | Boydton Plank Road Cogen Plant | VA | Dinwiddie | GEN16 | Petroleum Liquids | IC |  | S | X | X | 36181311 | 36181311 | 0.3 | 1 | 0.3 | 0.3 | 0.1 | N |  |  | OP | X | 5 | 2000 |  |  | N | IPP Non-CHP | 2 | X T: X; NG NG: DFO; NG BLQ: NG |  |  |  | N | N |  | 1H | [23 empty] | Y | Y | N
5178 | Dinwiddie Power Inc | 54766 | Boydton Plank Road Cogen Plant | VA | Dinwiddie | GEN17 | Petroleum Liquids | IC |  | S | X | X | 36181311 | 36181311 | 0.3 | 1 | 0.3 | 0.3 | 0.1 | N |  |  | OP | X | 5 | 2000 |  |  | N | IPP Non-CHP | 2 | X T: X; NG NG: DFO; NG BLQ: NG |  |  |  | N | N |  | 1H | [23 empty] | Y | Y | N
5178 | Dinwiddie Power Inc | 54766 | Boydton Plank Road Cogen Plant | VA | Dinwiddie | GEN18 | Petroleum Liquids | IC |  | S | X | X | 36181311 | 36181311 | 0.3 | 1 | 0.3 | 0.3 | 0.1 | N |  |  | OP | X | 5 | 2000 |  |  | N | IPP Non-CHP | 2 | X T: X; NG NG: DFO; NG BLQ: NG |  |  |  | N | N |  | 1H | [23 empty] | Y | Y | N
5178 | Dinwiddie Power Inc | 54766 | Boydton Plank Road Cogen Plant | VA | Dinwiddie | GEN19 | Petroleum Liquids | IC |  | S | X | X | 36181311 | 36181311 | 0.3 | 1 | 0.3 | 0.3 | 0.1 | N |  |  | OP | X | 5 | 2000 |  |  | N | IPP Non-CHP | 2 | X T: X; NG NG: DFO; NG BLQ: NG |  |  |  | N | N |  | 1H | [23 empty] | Y | Y | N
5178 | Dinwiddie Power Inc | 54766 | Boydton Plank Road Cogen Plant | VA | Dinwiddie | GEN2 | Petroleum Liquids | IC |  | S | X | X | 36181309 | 36181309 | 0.3 | 1 | 0.3 | 0.3 | 0.1 | N |  |  | OP | X | 6 | 1993 |  |  | N | IPP Non-CHP | 2 | X T: X; NG NG: DFO; NG BLQ: NG |  |  |  | N | N |  | 1H | [23 empty] | Y | Y | N
5178 | Dinwiddie Power Inc | 54766 | Boydton Plank Road Cogen Plant | VA | Dinwiddie | GEN20 | Petroleum Liquids | IC |  | S | X | X | 36181311 | 36181311 | 0.3 | 1 | 0.3 | 0.3 | 0.1 | N |  |  | OP | X | 5 | 2000 |  |  | N | IPP Non-CHP | 2 | X T: X; NG NG: DFO; NG BLQ: NG |  |  |  | N | N |  | 1H | [23 empty] | Y | Y | N
5178 | Dinwiddie Power Inc | 54766 | Boydton Plank Road Cogen Plant | VA | Dinwiddie | GEN21 | Petroleum Liquids | IC |  | S | X | X | 36181311 | 36181311 | 0.3 | 1 | 0.3 | 0.3 | 0.1 | N |  |  | OP | X | 5 | 2000 |  |  | N | IPP Non-CHP | 2 | X T: X; NG NG: DFO; NG BLQ: NG |  |  |  | N | N |  | 1H | [23 empty] | Y | Y | N
5178 | Dinwiddie Power Inc | 54766 | Boydton Plank Road Cogen Plant | VA | Dinwiddie | GEN22 | Petroleum Liquids | IC |  | S | X | X | 36181311 | 36181311 | 0.3 | 1 | 0.3 | 0.3 | 0.1 | N |  |  | OP | X | 5 | 2000 |  |  | N | IPP Non-CHP | 2 | X T: X; NG NG: DFO; NG BLQ: NG |  |  |  | N | N |  | 1H | [23 empty] | Y | Y | N
5178 | Dinwiddie Power Inc | 54766 | Boydton Plank Road Cogen Plant | VA | Dinwiddie | GEN23 | Petroleum Liquids | IC |  | S | X | X | 36181311 | 36181311 | 0.3 | 1 | 0.3 | 0.3 | 0.1 | N |  |  | OP | X | 5 | 2000 |  |  | N | IPP Non-CHP | 2 | X T: X; NG NG: DFO; NG BLQ: NG |  |  |  | N | N |  | 1H | [23 empty] | Y | Y | N
5178 | Dinwiddie Power Inc | 54766 | Boydton Plank Road Cogen Plant | VA | Dinwiddie | GEN24 | Petroleum Liquids | IC |  | S | X | X | 36181311 | 36181311 | 0.3 | 1 | 0.3 | 0.3 | 0.1 | N |  |  | OP | X | 5 | 2000 |  |  | N | IPP Non-CHP | 2 | X T: X; NG NG: DFO; NG BLQ: NG |  |  |  | N | N |  | 1H | [23 empty] | Y | Y | N
5178 | Dinwiddie Power Inc | 54766 | Boydton Plank Road Cogen Plant | VA | Dinwiddie | GEN25 | Petroleum Liquids | IC |  | S | X | X | 36181311 | 36181311 | 0.3 | 1 | 0.3 | 0.3 | 0.1 | N |  |  | OP | X | 5 | 2000 |  |  | N | IPP Non-CHP | 2 | X T: X; NG NG: DFO; NG BLQ: NG |  |  |  | N | N |  | 1H | [23 empty] | Y | Y | N
5178 | Dinwiddie Power Inc | 54766 | Boydton Plank Road Cogen Plant | VA | Dinwiddie | GEN26 | Petroleum Liquids | IC |  | S | X | X | 36181311 | 36181311 | 0.3 | 1 | 0.3 | 0.3 | 0.1 | N |  |  | OP | X | 5 | 2000 |  |  | N | IPP Non-CHP | 2 | X T: X; NG NG: DFO; NG BLQ: NG |  |  |  | N | N |  | 1H | [23 empty] | Y | Y | N
5178 | Dinwiddie Power Inc | 54766 | Boydton Plank Road Cogen Plant | VA | Dinwiddie | GEN27 | Petroleum Liquids | IC |  | S | X | X | 36181311 | 36181311 | 0.3 | 1 | 0.3 | 0.3 | 0.1 | N |  |  | OP | X | 5 | 2000 |  |  | N | IPP Non-CHP | 2 | X T: X; NG NG: DFO; NG BLQ: NG |  |  |  | N | N |  | 1H | [23 empty] | Y | Y | N
5178 | Dinwiddie Power Inc | 54766 | Boydton Plank Road Cogen Plant | VA | Dinwiddie | GEN28 | Petroleum Liquids | IC |  | S | X | X | 36181311 | 36181311 | 0.3 | 1 | 0.3 | 0.3 | 0.1 | N |  |  | OP | X | 5 | 2000 |  |  | N | IPP Non-CHP | 2 | X T: X; NG NG: DFO; NG BLQ: NG |  |  |  | N | N |  | 1H | [23 empty] | Y | Y | N
5178 | Dinwiddie Power Inc | 54766 | Boydton Plank Road Cogen Plant | VA | Dinwiddie | GEN29 | Petroleum Liquids | IC |  | S | X | X | 36181311 | 36181311 | 0.3 | 1 | 0.3 | 0.3 | 0.1 | N |  |  | OP | X | 5 | 2000 |  |  | N | IPP Non-CHP | 2 | X T: X; NG NG: DFO; NG BLQ: NG |  |  |  | N | N |  | 1H | [23 empty] | Y | Y | N
5178 | Dinwiddie Power Inc | 54766 | Boydton Plank Road Cogen Plant | VA | Dinwiddie | GEN3 | Petroleum Liquids | IC |  | S | X | X | 36181309 | 36181309 | 0.3 | 1 | 0.3 | 0.3 | 0.1 | N |  |  | OP | X | 6 | 1993 |  |  | N | IPP Non-CHP | 2 | X T: X; NG NG: DFO; NG BLQ: NG |  |  |  | N | N |  | 1H | [23 empty] | Y | Y | N
5178 | Dinwiddie Power Inc | 54766 | Boydton Plank Road Cogen Plant | VA | Dinwiddie | GEN30 | Petroleum Liquids | IC |  | S | X | X | 36181311 | 36181311 | 0.3 | 1 | 0.3 | 0.3 | 0.1 | N |  |  | OP | X | 5 | 2000 |  |  | N | IPP Non-CHP | 2 | X T: X; NG NG: DFO; NG BLQ: NG |  |  |  | N | N |  | 1H | [23 empty] | Y | Y | N
5178 | Dinwiddie Power Inc | 54766 | Boydton Plank Road Cogen Plant | VA | Dinwiddie | GEN31 | Petroleum Liquids | IC |  | S | X | X | 36181311 | 36181311 | 0.3 | 1 | 0.3 | 0.3 | 0.1 | N |  |  | OP | X | 5 | 2000 |  |  | N | IPP Non-CHP | 2 | X T: X; NG NG: DFO; NG BLQ: NG |  |  |  | N | N |  | 1H | [23 empty] | Y | Y | N
5178 | Dinwiddie Power Inc | 54766 | Boydton Plank Road Cogen Plant | VA | Dinwiddie | GEN32 | Petroleum Liquids | IC |  | S | X | X | 36181311 | 36181311 | 0.3 | 1 | 0.3 | 0.3 | 0.1 | N |  |  | OP | X | 5 | 2000 |  |  | N | IPP Non-CHP | 2 | X T: X; NG NG: DFO; NG BLQ: NG |  |  |  | N | N |  | 1H | [23 empty] | Y | Y | N
5178 | Dinwiddie Power Inc | 54766 | Boydton Plank Road Cogen Plant | VA | Dinwiddie | GEN33 | Petroleum Liquids | IC |  | S | X | X | 36181311 | 36181311 | 0.3 | 1 | 0.3 | 0.3 | 0.1 | N |  |  | OP | X | 5 | 2000 |  |  | N | IPP Non-CHP | 2 | X T: X; NG NG: DFO; NG BLQ: NG |  |  |  | N | N |  | 1H | [23 empty] | Y | Y | N
5178 | Dinwiddie Power Inc | 54766 | Boydton Plank Road Cogen Plant | VA | Dinwiddie | GEN34 | Petroleum Liquids | IC |  | S | X | X | 36181311 | 36181311 | 0.3 | 1 | 0.3 | 0.3 | 0.1 | N |  |  | OP | X | 5 | 2000 |  |  | N | IPP Non-CHP | 2 | X T: X; NG NG: DFO; NG BLQ: NG |  |  |  | N | N |  | 1H | [23 empty] | Y | Y | N
5178 | Dinwiddie Power Inc | 54766 | Boydton Plank Road Cogen Plant | VA | Dinwiddie | GEN4 | Petroleum Liquids | IC |  | S | X | X | 36181309 | 36181309 | 0.3 | 1 | 0.3 | 0.3 | 0.1 | N |  |  | OP | X | 6 | 1993 |  |  | N | IPP Non-CHP | 2 | X T: X; NG NG: DFO; NG BLQ: NG |  |  |  | N | N |  | 1H | [23 empty] | Y | Y | N
5178 | Dinwiddie Power Inc | 54766 | Boydton Plank Road Cogen Plant | VA | Dinwiddie | GEN5 | Petroleum Liquids | IC |  | S | X | X | 36181309 | 36181309 | 0.3 | 1 | 0.3 | 0.3 | 0.1 | N |  |  | OP | X | 6 | 1993 |  |  | N | IPP Non-CHP | 2 | X T: X; NG NG: DFO; NG BLQ: NG |  |  |  | N | N |  | 1H | [23 empty] | Y | Y | N
5178 | Dinwiddie Power Inc | 54766 | Boydton Plank Road Cogen Plant | VA | Dinwiddie | GEN6 | Petroleum Liquids | IC |  | S | X | X | 36181309 | 36181309 | 0.3 | 1 | 0.3 | 0.3 | 0.1 | N |  |  | OP | X | 6 | 1993 |  |  | N | IPP Non-CHP | 2 | X T: X; NG NG: DFO; NG BLQ: NG |  |  |  | N | N |  | 1H | [23 empty] | Y | Y | N
5178 | Dinwiddie Power Inc | 54766 | Boydton Plank Road Cogen Plant | VA | Dinwiddie | GEN7 | Petroleum Liquids | IC |  | S | X | X | 36181309 | 36181309 | 0.3 | 1 | 0.3 | 0.3 | 0.1 | N |  |  | OP | X | 6 | 1993 |  |  | N | IPP Non-CHP | 2 | X T: X; NG NG: DFO; NG BLQ: NG |  |  |  | N | N |  | 1H | [23 empty] | Y | Y | N
5178 | Dinwiddie Power Inc | 54766 | Boydton Plank Road Cogen Plant | VA | Dinwiddie | GEN8 | Petroleum Liquids | IC |  | S | X | X | 36181309 | 36181309 | 0.3 | 1 | 0.3 | 0.3 | 0.1 | N |  |  | OP | X | 6 | 1993 |  |  | N | IPP Non-CHP | 2 | X T: X; NG NG: DFO; NG BLQ: NG |  |  |  | N | N |  | 1H | [23 empty] | Y | Y | N
5178 | Dinwiddie Power Inc | 54766 | Boydton Plank Road Cogen Plant | VA | Dinwiddie | GEN9 | Petroleum Liquids | IC |  | S | X | X | 36181309 | 36181309 | 0.3 | 1 | 0.3 | 0.3 | 0.1 | N |  |  | OP | X | 6 | 1993 |  |  | N | IPP Non-CHP | 2 | X T: X; NG NG: DFO; NG BLQ: NG |  |  |  | N | N |  | 1H | [23 empty] | Y | Y | N
55938 | Industrial Power Generating Company LLC | 56681 | Amelia | VA | Amelia | 1 | Landfill Gas | IC |  | S | X | X | 36181305 |  | 0.3 | 1 | 0.3 | 0.3 | 0.1 | N |  |  | OP | X | 8 | 2001 |  |  | N | IPP Non-CHP | 2 | X T: X; NG NG: LFG; NG BLQ: DFO; NG NG: DFO |  |  |  | N | N |  | 1H | [23 empty] | Y | Y | N
55938 | Industrial Power Generating Company LLC | 56681 | Amelia | VA | Amelia | 10 | Landfill Gas | IC |  | S | X | X | 36181305 |  | 0.3 | 1 | 0.3 | 0.3 | 0.1 | N |  |  | OP | X | 8 | 2001 |  |  | N | IPP Non-CHP | 2 | X T: X; NG NG: LFG; NG BLQ: DFO; NG NG: DFO |  |  |  | N | N |  | 1H | [23 empty] | Y | Y | N
55938 | Industrial Power Generating Company LLC | 56681 | Amelia | VA | Amelia | 11 | Landfill Gas | IC |  | S | X | X | 36181305 |  | 0.3 | 1 | 0.3 | 0.3 | 0.1 | N |  |  | OP | X | 8 | 2001 |  |  | N | IPP Non-CHP | 2 | X T: X; NG NG: LFG; NG BLQ: DFO; NG NG: DFO |  |  |  | N | N |  | 1H | [23 empty] | Y | Y | N
55938 | Industrial Power Generating Company LLC | 56681 | Amelia | VA | Amelia | 12 | Landfill Gas | IC |  | S | X | X | 36181305 |  | 0.3 | 1 | 0.3 | 0.3 | 0.1 | N |  |  | OP | X | 8 | 2001 |  |  | N | IPP Non-CHP | 2 | X T: X; NG NG: LFG; NG BLQ: DFO; NG NG: DFO |  |  |  | N | N |  | 1H | [23 empty] | Y | Y | N
55938 | Industrial Power Generating Company LLC | 56681 | Amelia | VA | Amelia | 13 | Landfill Gas | IC |  | S | X | X | 36181305 |  | 0.3 | 1 | 0.3 | 0.3 | 0.1 | N |  |  | OP | X | 8 | 2001 |  |  | N | IPP Non-CHP | 2 | X T: X; NG NG: LFG; NG BLQ: DFO; NG NG: DFO |  |  |  | N | N |  | 1H | [23 empty] | Y | Y | N
55938 | Industrial Power Generating Company LLC | 56681 | Amelia | VA | Amelia | 14 | Landfill Gas | IC |  | S | X | X | 36181305 |  | 0.3 | 1 | 0.3 | 0.3 | 0.1 | N |  |  | OP | X | 8 | 2001 |  |  | N | IPP Non-CHP | 2 | X T: X; NG NG: LFG; NG BLQ: DFO; NG NG: DFO |  |  |  | N | N |  | 1H | [23 empty] | Y | Y | N
55938 | Industrial Power Generating Company LLC | 56681 | Amelia | VA | Amelia | 15 | Landfill Gas | IC |  | S | X | X | 36181305 |  | 0.3 | 1 | 0.3 | 0.3 | 0.1 | N |  |  | OP | X | 8 | 2001 |  |  | N | IPP Non-CHP | 2 | X T: X; NG NG: LFG; NG BLQ: DFO; NG NG: DFO |  |  |  | N | N |  | 1H | [23 empty] | Y | Y | N
55938 | Industrial Power Generating Company LLC | 56681 | Amelia | VA | Amelia | 16 | Landfill Gas | IC |  | S | X | X | 36181305 |  | 0.3 | 1 | 0.3 | 0.3 | 0.1 | N |  |  | OP | X | 8 | 2001 |  |  | N | IPP Non-CHP | 2 | X T: X; NG NG: LFG; NG BLQ: DFO; NG NG: DFO |  |  |  | N | N |  | 1H | [23 empty] | Y | Y | N
55938 | Industrial Power Generating Company LLC | 56681 | Amelia | VA | Amelia | 17 | Landfill Gas | IC |  | S | X | X | 36181305 |  | 0.3 | 1 | 0.3 | 0.3 | 0.1 | N |  |  | OP | X | 8 | 2001 |  |  | N | IPP Non-CHP | 2 | X T: X; NG NG: LFG; NG BLQ: DFO; NG NG: DFO |  |  |  | N | N |  | 1H | [23 empty] | Y | Y | N
55938 | Industrial Power Generating Company LLC | 56681 | Amelia | VA | Amelia | 18 | Landfill Gas | IC |  | S | X | X | 36181305 |  | 0.3 | 1 | 0.3 | 0.3 | 0.1 | N |  |  | OP | X | 8 | 2001 |  |  | N | IPP Non-CHP | 2 | X T: X; NG NG: LFG; NG BLQ: DFO; NG NG: DFO |  |  |  |  | N |  | 1H | [23 empty] | Y | Y | N
55938 | Industrial Power Generating Company LLC | 56681 | Amelia | VA | Amelia | 19 | Landfill Gas | IC |  | S | X | X | 36181305 |  | 0.3 | 1 | 0.3 | 0.3 | 0.1 | N |  |  | OP | X | 8 | 2001 |  |  | N | IPP Non-CHP | 2 | X T: X; NG NG: LFG; NG BLQ: DFO; NG NG: DFO |  |  |  |  | N |  | 1H | [23 empty] | Y | Y | N
55938 | Industrial Power Generating Company LLC | 56681 | Amelia | VA | Amelia | 2 | Landfill Gas | IC |  | S | X | X | 36181305 |  | 0.3 | 1 | 0.3 | 0.3 | 0.1 | N |  |  | OP | X | 8 | 2001 |  |  | N | IPP Non-CHP | 2 | X T: X; NG NG: LFG; NG BLQ: DFO; NG NG: DFO |  |  |  |  | N |  | 1H | [23 empty] | Y | Y | N
55938 | Industrial Power Generating Company LLC | 56681 | Amelia | VA | Amelia | 20 | Landfill Gas | IC |  | S | X | X | 36181305 |  | 0.3 | 1 | 0.3 | 0.3 | 0.1 | N |  |  | OP | X | 8 | 2001 |  |  | N | IPP Non-CHP | 2 | X T: X; NG NG: LFG; NG BLQ: DFO; NG NG: DFO |  |  |  | N | N |  | 1H | [23 empty] | Y | Y | N
55938 | Industrial Power Generating Company LLC | 56681 | Amelia | VA | Amelia | 21 | Landfill Gas | IC |  | S | X | X | 36181305 |  | 0.3 | 1 | 0.3 | 0.3 | 0.1 | N |  |  | OP | X | 8 | 2001 |  |  | N | IPP Non-CHP | 2 | X T: X; NG NG: LFG; NG BLQ: DFO; NG NG: DFO |  |  |  | N | N |  | 1H | [23 empty] | Y | Y | N
55938 | Industrial Power Generating Company LLC | 56681 | Amelia | VA | Amelia | 22 | Landfill Gas | IC |  | S | X | X | 36181305 |  | 0.3 | 1 | 0.3 | 0.3 | 0.1 | N |  |  | OP | X | 8 | 2001 |  |  | N | IPP Non-CHP | 2 | X T: X; NG NG: LFG; NG BLQ: DFO; NG NG: DFO |  |  |  | N | N |  | 1H | [23 empty] | Y | Y | N
55938 | Industrial Power Generating Company LLC | 56681 | Amelia | VA | Amelia | 23 | Landfill Gas | IC |  | S | X | X | 36181305 |  | 0.3 | 1 | 0.3 | 0.3 | 0.1 | N |  |  | OP | X | 8 | 2001 |  |  | N | IPP Non-CHP | 2 | X T: X; NG NG: LFG; NG BLQ: DFO; NG NG: DFO |  |  |  | N | N |  | 1H | [23 empty] | Y | Y | N
55938 | Industrial Power Generating Company LLC | 56681 | Amelia | VA | Amelia | 24 | Landfill Gas | IC |  | S | X | X | 36181305 |  | 0.3 | 1 | 0.3 | 0.3 | 0.1 | N |  |  | OP | X | 8 | 2001 |  |  | N | IPP Non-CHP | 2 | X T: X; NG NG: LFG; NG BLQ: DFO; NG NG: DFO |  |  |  | N | N |  | 1H | [23 empty] | Y | Y | N
55938 | Industrial Power Generating Company LLC | 56681 | Amelia | VA | Amelia | 25 | Landfill Gas | IC |  | S | X | X | 36181305 |  | 0.3 | 1 | 0.3 | 0.3 | 0.1 | N |  |  | OP | X | 8 | 2001 |  |  | N | IPP Non-CHP | 2 | X T: X; NG NG: LFG; NG BLQ: DFO; NG NG: DFO |  |  |  | N | N |  | 1H | [23 empty] | Y | Y | N
55938 | Industrial Power Generating Company LLC | 56681 | Amelia | VA | Amelia | 26 | Landfill Gas | IC |  | S | X | X | 36181305 |  | 0.3 | 1 | 0.3 | 0.3 | 0.1 | N |  |  | OP | X | 8 | 2001 |  |  | N | IPP Non-CHP | 2 | X T: X; NG NG: LFG; NG BLQ: DFO; NG NG: DFO |  |  |  | N | N |  | 1H | [23 empty] | Y | Y | N
55938 | Industrial Power Generating Company LLC | 56681 | Amelia | VA | Amelia | 27 | Landfill Gas | IC |  | S | X | X | 36181305 |  | 0.3 | 1 | 0.3 | 0.3 | 0.1 | N |  |  | OP | X | 8 | 2001 |  |  | N | IPP Non-CHP | 2 | X T: X; NG NG: LFG; NG BLQ: DFO; NG NG: DFO |  |  |  | N | N |  | 1H | [23 empty] | Y | Y | N
55938 | Industrial Power Generating Company LLC | 56681 | Amelia | VA | Amelia | 28 | Landfill Gas | IC |  | S | X | X | 36181305 |  | 0.3 | 1 | 0.3 | 0.3 | 0.1 | N |  |  | OP | X | 8 | 2001 |  |  | N | IPP Non-CHP | 2 | X T: X; NG NG: LFG; NG BLQ: DFO; NG NG: DFO |  |  |  | N | N |  | 1H | [23 empty] | Y | Y | N
55938 | Industrial Power Generating Company LLC | 56681 | Amelia | VA | Amelia | 29 | Landfill Gas | IC |  | S | X | X | 36181305 |  | 0.3 | 1 | 0.3 | 0.3 | 0.1 | N |  |  | OP | X | 8 | 2001 |  |  | N | IPP Non-CHP | 2 | X T: X; NG NG: LFG; NG BLQ: DFO; NG NG: DFO |  |  |  | N | N |  | 1H | [23 empty] | Y | Y | N
55938 | Industrial Power Generating Company LLC | 56681 | Amelia | VA | Amelia | 3 | Landfill Gas | IC |  | S | X | X | 36181305 |  | 0.3 | 1 | 0.3 | 0.3 | 0.1 | N |  |  | OP | X | 8 | 2001 |  |  | N | IPP Non-CHP | 2 | X T: X; NG NG: LFG; NG BLQ: DFO; NG NG: DFO |  |  |  | N | N |  | 1H | [23 empty] | Y | Y | N
55938 | Industrial Power Generating Company LLC | 56681 | Amelia | VA | Amelia | 30 | Landfill Gas | IC |  | S | X | X | 36181305 |  | 0.3 | 1 | 0.3 | 0.3 | 0.1 | N |  |  | OP | X | 8 | 2001 |  |  | N | IPP Non-CHP | 2 | X T: X; NG NG: LFG; NG BLQ: DFO; NG NG: DFO |  |  |  | N | N |  | 1H | [23 empty] | Y | Y | N
55938 | Industrial Power Generating Company LLC | 56681 | Amelia | VA | Amelia | 31 | Landfill Gas | IC |  | S | X | X | 36181305 |  | 0.3 | 1 | 0.3 | 0.3 | 0.1 | N |  |  | OP | X | 8 | 2001 |  |  | N | IPP Non-CHP | 2 | X T: X; NG NG: LFG; NG BLQ: DFO; NG NG: DFO |  |  |  | N | N |  | 1H | [23 empty] | Y | Y | N
55938 | Industrial Power Generating Company LLC | 56681 | Amelia | VA | Amelia | 32 | Landfill Gas | IC |  | S | X | X | 36181305 |  | 0.3 | 1 | 0.3 | 0.3 | 0.1 | N |  |  | OP | X | 8 | 2001 |  |  | N | IPP Non-CHP | 2 | X T: X; NG NG: LFG; NG BLQ: DFO; NG NG: DFO |  |  |  | N | N |  | 1H | [23 empty] | Y | Y | N
55938 | Industrial Power Generating Company LLC | 56681 | Amelia | VA | Amelia | 33 | Landfill Gas | IC |  | S | X | X | 36181305 |  | 0.3 | 1 | 0.3 | 0.3 | 0.1 | N |  |  | OP | X | 8 | 2001 |  |  | N | IPP Non-CHP | 2 | X T: X; NG NG: LFG; NG BLQ: DFO; NG NG: DFO |  |  |  | N | N |  | 1H | [23 empty] | Y | Y | N
55938 | Industrial Power Generating Company LLC | 56681 | Amelia | VA | Amelia | 34 | Landfill Gas | IC |  | S | X | X | 36181305 |  | 0.3 | 1 | 0.3 | 0.3 | 0.1 | N |  |  | OP | X | 8 | 2001 |  |  | N | IPP Non-CHP | 2 | X T: X; NG NG: LFG; NG BLQ: DFO; NG NG: DFO |  |  |  | N | N |  | 1H | [23 empty] | Y | Y | N
55938 | Industrial Power Generating Company LLC | 56681 | Amelia | VA | Amelia | 35 | Landfill Gas | IC |  | S | X | X | 36181305 |  | 0.3 | 1 | 0.3 | 0.3 | 0.1 | N |  |  | OP | X | 8 | 2001 |  |  | N | IPP Non-CHP | 2 | X T: X; NG NG: LFG; NG BLQ: DFO; NG NG: DFO |  |  |  | N | N |  | 1H | [23 empty] | Y | Y | N
55938 | Industrial Power Generating Company LLC | 56681 | Amelia | VA | Amelia | 36 | Landfill Gas | IC |  | S | X | X | 36181305 |  | 0.3 | 1 | 0.3 | 0.3 | 0.1 | N |  |  | OP | X | 8 | 2001 |  |  | N | IPP Non-CHP | 2 | X T: X; NG NG: LFG; NG BLQ: DFO; NG NG: DFO |  |  |  | N | N |  | 1H | [23 empty] | Y | Y | N
55938 | Industrial Power Generating Company LLC | 56681 | Amelia | VA | Amelia | 37 | Landfill Gas | IC |  | S | X | X | 36181305 |  | 0.3 | 1 | 0.3 | 0.3 | 0.1 | N |  |  | OP | X | 8 | 2001 |  |  | N | IPP Non-CHP | 2 | X T: X; NG NG: LFG; NG BLQ: DFO; NG NG: DFO |  |  |  | N | N |  | 1H | [23 empty] | Y | Y | N
55938 | Industrial Power Generating Company LLC | 56681 | Amelia | VA | Amelia | 38 | Landfill Gas | IC |  | S | X | X | 36181305 |  | 0.3 | 1 | 0.3 | 0.3 | 0.1 | N |  |  | OP | X | 8 | 2001 |  |  | N | IPP Non-CHP | 2 | X T: X; NG NG: LFG; NG BLQ: DFO; NG NG: DFO |  |  |  | N | N |  | 1H | [23 empty] | Y | Y | N
55938 | Industrial Power Generating Company LLC | 56681 | Amelia | VA | Amelia | 39 | Landfill Gas | IC |  | S | X | X | 36181305 |  | 0.3 | 1 | 0.3 | 0.3 | 0.1 | N |  |  | OP | X | 8 | 2001 |  |  | N | IPP Non-CHP | 2 | X T: X; NG NG: LFG; NG BLQ: DFO; NG NG: DFO |  |  |  | N | N |  | 1H | [23 empty] | Y | Y | N
55938 | Industrial Power Generating Company LLC | 56681 | Amelia | VA | Amelia | 4 | Landfill Gas | IC |  | S | X | X | 36181305 |  | 0.3 | 1 | 0.3 | 0.3 | 0.1 | N |  |  | OP | X | 8 | 2001 |  |  | N | IPP Non-CHP | 2 | X T: X; NG NG: LFG; NG BLQ: DFO; NG NG: DFO |  |  |  | N | N |  | 1H | [23 empty] | Y | Y | N
55938 | Industrial Power Generating Company LLC | 56681 | Amelia | VA | Amelia | 40 | Landfill Gas | IC |  | S | X | X | 36181305 |  | 0.3 | 1 | 0.3 | 0.3 | 0.1 | N |  |  | OP | X | 8 | 2001 |  |  | N | IPP Non-CHP | 2 | X T: X; NG NG: LFG; NG BLQ: DFO; NG NG: DFO |  |  |  | N | N |  | 1H | [23 empty] | Y | Y | N
55938 | Industrial Power Generating Company LLC | 56681 | Amelia | VA | Amelia | 41 | Landfill Gas | IC |  | S | X | X | 36181305 |  | 0.3 | 1 | 0.3 | 0.3 | 0.1 | N |  |  | OP | X | 8 | 2001 |  |  | N | IPP Non-CHP | 2 | X T: X; NG NG: LFG; NG BLQ: DFO; NG NG: DFO |  |  |  | N | N |  | 1H | [23 empty] | Y | Y | N
55938 | Industrial Power Generating Company LLC | 56681 | Amelia | VA | Amelia | 42 | Landfill Gas | IC |  | S | X | X | 36181305 |  | 0.3 | 1 | 0.3 | 0.3 | 0.1 | N |  |  | OP | X | 8 | 2001 |  |  | N | IPP Non-CHP | 2 | X T: X; NG NG: LFG; NG BLQ: DFO; NG NG: DFO |  |  |  | N | N |  | 1H | [23 empty] | Y | Y | N
55938 | Industrial Power Generating Company LLC | 56681 | Amelia | VA | Amelia | 43 | Landfill Gas | IC |  | S | X | X | 36181305 |  | 0.3 | 1 | 0.3 | 0.3 | 0.1 | N |  |  | OP | X | 8 | 2001 |  |  | N | IPP Non-CHP | 2 | X T: X; NG NG: LFG; NG BLQ: DFO; NG NG: DFO |  |  |  | N | N |  | 1H | [23 empty] | Y | Y | N
55938 | Industrial Power Generating Company LLC | 56681 | Amelia | VA | Amelia | 44 | Landfill Gas | IC |  | S | X | X | 36181305 |  | 0.3 | 1 | 0.3 | 0.3 | 0.1 | N |  |  | OP | X | 8 | 2001 |  |  | N | IPP Non-CHP | 2 | X T: X; NG NG: LFG; NG BLQ: DFO; NG NG: DFO |  |  |  | N | N |  | 1H | [23 empty] | Y | Y | N
55938 | Industrial Power Generating Company LLC | 56681 | Amelia | VA | Amelia | 45 | Landfill Gas | IC |  | S | X | X | 36181305 |  | 0.3 | 1 | 0.3 | 0.3 | 0.1 | N |  |  | OP | X | 8 | 2001 |  |  | N | IPP Non-CHP | 2 | X T: X; NG NG: LFG; NG BLQ: DFO; NG NG: DFO |  |  |  | N | N |  | 1H | [23 empty] | Y | Y | N
55938 | Industrial Power Generating Company LLC | 56681 | Amelia | VA | Amelia | 46 | Landfill Gas | IC |  | S | X | X | 36181305 |  | 0.3 | 1 | 0.3 | 0.3 | 0.1 | N |  |  | OP | X | 8 | 2001 |  |  | N | IPP Non-CHP | 2 | X T: X; NG NG: LFG; NG BLQ: DFO; NG NG: DFO |  |  |  | N | N |  | 1H | [23 empty] | Y | Y | N
55938 | Industrial Power Generating Company LLC | 56681 | Amelia | VA | Amelia | 47 | Landfill Gas | IC |  | S | X | X | 36181305 |  | 0.3 | 1 | 0.3 | 0.3 | 0.1 | N |  |  | OP | X | 8 | 2001 |  |  | N | IPP Non-CHP | 2 | X T: X; NG NG: LFG; NG BLQ: DFO; NG NG: DFO |  |  |  | N | N |  | 1H | [23 empty] | Y | Y | N
55938 | Industrial Power Generating Company LLC | 56681 | Amelia | VA | Amelia | 48 | Landfill Gas | IC |  | S | X | X | 36181305 |  | 0.3 | 1 | 0.3 | 0.3 | 0.1 | N |  |  | OP | X | 8 | 2001 |  |  | N | IPP Non-CHP | 2 | X T: X; NG NG: LFG; NG BLQ: DFO; NG NG: DFO |  |  |  | N | N |  | 1H | [23 empty] | Y | Y | N
55938 | Industrial Power Generating Company LLC | 56681 | Amelia | VA | Amelia | 5 | Landfill Gas | IC |  | S | X | X | 36181305 |  | 0.3 | 1 | 0.3 | 0.3 | 0.1 | N |  |  | OP | X | 8 | 2001 |  |  | N | IPP Non-CHP | 2 | X T: X; NG NG: LFG; NG BLQ: DFO; NG NG: DFO |  |  |  | N | N |  | 1H | [23 empty] | Y | Y | N
55938 | Industrial Power Generating Company LLC | 56681 | Amelia | VA | Amelia | 6 | Landfill Gas | IC |  | S | X | X | 36181305 |  | 0.3 | 1 | 0.3 | 0.3 | 0.1 | N |  |  | OP | X | 8 | 2001 |  |  | N | IPP Non-CHP | 2 | X T: X; NG NG: LFG; NG BLQ: DFO; NG NG: DFO |  |  |  | N | N |  | 1H | [23 empty] | Y | Y | N
55938 | Industrial Power Generating Company LLC | 56681 | Amelia | VA | Amelia | 7 | Landfill Gas | IC |  | S | X | X | 36181305 |  | 0.3 | 1 | 0.3 | 0.3 | 0.1 | N |  |  | OP | X | 8 | 2001 |  |  | N | IPP Non-CHP | 2 | X T: X; NG NG: LFG; NG BLQ: DFO; NG NG: DFO |  |  |  | N | N |  | 1H | [23 empty] | Y | Y | N
55938 | Industrial Power Generating Company LLC | 56681 | Amelia | VA | Amelia | 8 | Landfill Gas | IC |  | S | X | X | 36181305 |  | 0.3 | 1 | 0.3 | 0.3 | 0.1 | N |  |  | OP | X | 8 | 2001 |  |  | N | IPP Non-CHP | 2 | X T: X; NG NG: LFG; NG BLQ: DFO; NG NG: DFO |  |  |  | N | N |  | 1H | [23 empty] | Y | Y | N
55938 | Industrial Power Generating Company LLC | 56681 | Amelia | VA | Amelia | 9 | Landfill Gas | IC |  | S | X | X | 36181305 |  | 0.3 | 1 | 0.3 | 0.3 | 0.1 | N |  |  | OP | X | 8 | 2001 |  |  | N | IPP Non-CHP | 2 | X T: X; NG NG: LFG; NG BLQ: DFO; NG NG: DFO |  |  |  | N | N |  | 1H | [23 empty] | Y | Y | N
55938 | Industrial Power Generating Company LLC | 56682 | Brunswick Landfill Gas | VA | Brunswick | 10 | Landfill Gas | IC |  | S | X | X | 57967665 |  | 0.3 | 1 | 0.3 | 0.3 | 0.1 | N |  |  | OP | X | 10 | 2007 |  |  | N | IPP Non-CHP | 2 | X T: X; NG NG: LFG; NG BLQ: DFO; NG NG: DFO |  |  |  | N | N |  | 1H | [23 empty] | Y | Y
55938 | Industrial Power Generating Company LLC | 56682 | Brunswick Landfill Gas | VA | Brunswick | 11 | Landfill Gas | IC |  | S | X | X | 57967665 |  | 0.3 | 1 | 0.3 | 0.3 | 0.1 | N |  |  | OP | X | 10 | 2007 |  |  | N | IPP Non-CHP | 2 | X T: X; NG NG: LFG; NG BLQ: DFO; NG NG: DFO |  |  |  | N | N |  | 1H | [23 empty] | Y | Y
55938 | Industrial Power Generating Company LLC | 56682 | Brunswick Landfill Gas | VA | Brunswick | 12 | Landfill Gas | IC |  | S | X | X | 57967665 |  | 0.3 | 1 | 0.3 | 0.3 | 0.1 | N |  |  | OP | X | 10 | 2007 |  |  | N | IPP Non-CHP | 2 | X T: X; NG NG: LFG; NG BLQ: DFO; NG NG: DFO |  |  |  | N | N |  | 1H | [23 empty] | Y | Y
55938 | Industrial Power Generating Company LLC | 56682 | Brunswick Landfill Gas | VA | Brunswick | 13 | Landfill Gas | IC |  | S | X | X | 57967665 |  | 0.3 | 1 | 0.3 | 0.3 | 0.1 | N |  |  | OP | X | 10 | 2007 |  |  | N | IPP Non-CHP | 2 | X T: X; NG NG: LFG; NG BLQ: DFO; NG NG: DFO |  |  |  | N | N |  | 1H | [23 empty] | Y | Y
55938 | Industrial Power Generating Company LLC | 56682 | Brunswick Landfill Gas | VA | Brunswick | 14 | Landfill Gas | IC |  | S | X | X | 57967665 |  | 0.3 | 1 | 0.3 | 0.3 | 0.1 | N |  |  | OP | X | 10 | 2007 |  |  | N | IPP Non-CHP | 2 | X T: X; NG NG: LFG; NG BLQ: DFO; NG NG: DFO |  |  |  | N | N |  | 1H | [23 empty] | Y | Y
55938 | Industrial Power Generating Company LLC | 56682 | Brunswick Landfill Gas | VA | Brunswick | 15 | Landfill Gas | IC |  | S | X | X | 57967665 |  | 0.3 | 1 | 0.3 | 0.3 | 0.1 | N |  |  | OP | X | 10 | 2007 |  |  | N | IPP Non-CHP | 2 | X T: X; NG NG: LFG; NG BLQ: DFO; NG NG: DFO |  |  |  | N | N |  | 1H | [23 empty] | Y | Y
55938 | Industrial Power Generating Company LLC | 56682 | Brunswick Landfill Gas | VA | Brunswick | 16 | Landfill Gas | IC |  | S | X | X | 57967665 |  | 0.3 | 1 | 0.3 | 0.3 | 0.1 | N |  |  | OP | X | 10 | 2007 |  |  | N | IPP Non-CHP | 2 | X T: X; NG NG: LFG; NG BLQ: DFO; NG NG: DFO |  |  |  | N | N |  | 1H | [23 empty] | Y | Y | N
55938 | Industrial Power Generating Company LLC | 56682 | Brunswick Landfill Gas | VA | Brunswick | 17 | Landfill Gas | IC |  | S | X | X | 57967665 |  | 0.3 | 1 | 0.3 | 0.3 | 0.1 | N |  |  | OP | X | 10 | 2007 |  |  | N | IPP Non-CHP | 2 | X T: X; NG NG: LFG; NG BLQ: DFO; NG NG: DFO |  |  |  | N | N |  | 1H | [23 empty] | Y | Y | N
55938 | Industrial Power Generating Company LLC | 56682 | Brunswick Landfill Gas | VA | Brunswick | 18 | Landfill Gas | IC |  | S | X | X | 57967665 |  | 0.3 | 1 | 0.3 | 0.3 | 0.1 | N |  |  | OP | X | 10 | 2007 |  |  | N | IPP Non-CHP | 2 | X T: X; NG NG: LFG; NG BLQ: DFO; NG NG: DFO |  |  |  | N | N |  | 1H | [23 empty] | Y | Y | N
55938 | Industrial Power Generating Company LLC | 56682 | Brunswick Landfill Gas | VA | Brunswick | 19 | Landfill Gas | IC |  | S | X | X | 57967665 |  | 0.3 | 1 | 0.3 | 0.3 | 0.1 | N |  |  | OP | X | 10 | 2007 |  |  | N | IPP Non-CHP | 2 | X T: X; NG NG: LFG; NG BLQ: DFO; NG NG: DFO |  |  |  | N | N |  | 1H | [23 empty] | Y | Y | N
55938 | Industrial Power Generating Company LLC | 56682 | Brunswick Landfill Gas | VA | Brunswick | 2 | Landfill Gas | IC |  | S | X | X | 57967665 |  | 0.3 | 1 | 0.3 | 0.3 | 0.1 | N |  |  | OP | X | 10 | 2007 |  |  | N | IPP Non-CHP | 2 | X T: X; NG NG: LFG; NG BLQ: DFO; NG NG: DFO |  |  |  | N | N |  | 1H | [23 empty] | Y | Y | N
55938 | Industrial Power Generating Company LLC | 56682 | Brunswick Landfill Gas | VA | Brunswick | 20 | Landfill Gas | IC |  | S | X | X | 57967665 |  | 0.3 | 1 | 0.3 | 0.3 | 0.1 | N |  |  | OP | X | 10 | 2007 |  |  | N | IPP Non-CHP | 2 | X T: X; NG NG: LFG; NG BLQ: DFO; NG NG: DFO |  |  |  | N | N |  | 1H | [23 empty] | Y | Y | N
55938 | Industrial Power Generating Company LLC | 56682 | Brunswick Landfill Gas | VA | Brunswick | 21 | Landfill Gas | IC |  | S | X | X | 57967665 |  | 0.3 | 1 | 0.3 | 0.3 | 0.1 | N |  |  | OP | X | 10 | 2007 |  |  | N | IPP Non-CHP | 2 | X T: X; NG NG: LFG; NG BLQ: DFO; NG NG: DFO |  |  |  | N | N |  | 1H | [23 empty] | Y | Y | N
55938 | Industrial Power Generating Company LLC | 56682 | Brunswick Landfill Gas | VA | Brunswick | 22 | Landfill Gas | IC |  | S | X | X | 57967665 |  | 0.3 | 1 | 0.3 | 0.3 | 0.1 | N |  |  | OP | X | 10 | 2007 |  |  | N | IPP Non-CHP | 2 | X T: X; NG NG: LFG; NG BLQ: DFO; NG NG: DFO |  |  |  | N | N |  | 1H | [23 empty] | Y | Y | N
55938 | Industrial Power Generating Company LLC | 56682 | Brunswick Landfill Gas | VA | Brunswick | 23 | Landfill Gas | IC |  | S | X | X | 57967665 |  | 0.3 | 1 | 0.3 | 0.3 | 0.1 | N |  |  | OP | X | 10 | 2007 |  |  | N | IPP Non-CHP | 2 | X T: X; NG NG: LFG; NG BLQ: DFO; NG NG: DFO |  |  |  | N | N |  | 1H | [23 empty] | Y | Y | N
55938 | Industrial Power Generating Company LLC | 56682 | Brunswick Landfill Gas | VA | Brunswick | 24 | Landfill Gas | IC |  | S | X | X | 57967665 |  | 0.3 | 1 | 0.3 | 0.3 | 0.1 | N |  |  | OP | X | 10 | 2007 |  |  | N | IPP Non-CHP | 2 | X T: X; NG NG: LFG; NG BLQ: DFO; NG NG: DFO |  |  |  | N | N |  | 1H | [23 empty] | Y | Y | N
55938 | Industrial Power Generating Company LLC | 56682 | Brunswick Landfill Gas | VA | Brunswick | 25 | Landfill Gas | IC |  | S | X | X | 57967665 |  | 0.3 | 1 | 0.3 | 0.3 | 0.1 | N |  |  | OP | X | 10 | 2007 |  |  | N | IPP Non-CHP | 2 | X T: X; NG NG: LFG; NG BLQ: DFO; NG NG: DFO |  |  |  | N | N |  | 1H | [23 empty] | Y | Y | N
55938 | Industrial Power Generating Company LLC | 56682 | Brunswick Landfill Gas | VA | Brunswick | 26 | Landfill Gas | IC |  | S | X | X | 57967665 |  | 0.3 | 1 | 0.3 | 0.3 | 0.1 | N |  |  | OP | X | 10 | 2007 |  |  | N | IPP Non-CHP | 2 | X T: X; NG NG: LFG; NG BLQ: DFO; NG NG: DFO |  |  |  | N | N |  | 1H | [23 empty] | Y | Y | N
55938 | Industrial Power Generating Company LLC | 56682 | Brunswick Landfill Gas | VA | Brunswick | 27 | Landfill Gas | IC |  | S | X | X | 57967665 |  | 0.3 | 1 | 0.3 | 0.3 | 0.1 | N |  |  | OP | X | 10 | 2007 |  |  | N | IPP Non-CHP | 2 | X T: X; NG NG: LFG; NG BLQ: DFO; NG NG: DFO |  |  |  | N | N |  | 1H | [23 empty] | Y | Y | N
55938 | Industrial Power Generating Company LLC | 56682 | Brunswick Landfill Gas | VA | Brunswick | 28 | Landfill Gas | IC |  | S | X | X | 57967665 |  | 0.3 | 1 | 0.3 | 0.3 | 0.1 | N |  |  | OP | X | 10 | 2007 |  |  | N | IPP Non-CHP | 2 | X T: X; NG NG: LFG; NG BLQ: DFO; NG NG: DFO |  |  |  |  | N |  | 1H | [23 empty] | Y | Y | N
55938 | Industrial Power Generating Company LLC | 56682 | Brunswick Landfill Gas | VA | Brunswick | 29 | Landfill Gas | IC |  | S | X | X | 57967665 |  | 0.3 | 1 | 0.3 | 0.3 | 0.1 | N |  |  | OP | X | 10 | 2007 |  |  | N | IPP Non-CHP | 2 | X T: X; NG NG: LFG; NG BLQ: DFO; NG NG: DFO |  |  |  | N | N |  | 1H | [23 empty] | Y | Y | N
55938 | Industrial Power Generating Company LLC | 56682 | Brunswick Landfill Gas | VA | Brunswick | 3 | Landfill Gas | IC |  | S | X | X | 57967665 |  | 0.3 | 1 | 0.3 | 0.3 | 0.1 | N |  |  | OP | X | 10 | 2007 |  |  | N | IPP Non-CHP | 2 | X T: X; NG NG: LFG; NG BLQ: DFO; NG NG: DFO |  |  |  | N | N |  | 1H | [23 empty] | Y | Y | N
55938 | Industrial Power Generating Company LLC | 56682 | Brunswick Landfill Gas | VA | Brunswick | 30 | Landfill Gas | IC |  | S | X | X | 57967665 |  | 0.3 | 1 | 0.3 | 0.3 | 0.1 | N |  |  | OP | X | 10 | 2007 |  |  | N | IPP Non-CHP | 2 | X T: X; NG NG: LFG; NG BLQ: DFO; NG NG: DFO |  |  |  | N | N |  | 1H | [23 empty] | Y | Y | N
55938 | Industrial Power Generating Company LLC | 56682 | Brunswick Landfill Gas | VA | Brunswick | 31 | Landfill Gas | IC |  | S | X | X | 57967665 |  | 0.3 | 1 | 0.3 | 0.3 | 0.1 | N |  |  | OP | X | 10 | 2007 |  |  | N | IPP Non-CHP | 2 | X T: X; NG NG: LFG; NG BLQ: DFO; NG NG: DFO |  |  |  | N | N |  | 1H | [23 empty] | Y | Y | N
55938 | Industrial Power Generating Company LLC | 56682 | Brunswick Landfill Gas | VA | Brunswick | 32 | Landfill Gas | IC |  | S | X | X | 57967665 |  | 0.3 | 1 | 0.3 | 0.3 | 0.1 | N |  |  | OP | X | 10 | 2007 |  |  | N | IPP Non-CHP | 2 | X T: X; NG NG: LFG; NG BLQ: DFO; NG NG: DFO |  |  |  | N | N |  | 1H | [23 empty] | Y | Y | N
55938 | Industrial Power Generating Company LLC | 56682 | Brunswick Landfill Gas | VA | Brunswick | 33 | Landfill Gas | IC |  | S | X | X | 57967665 |  | 0.3 | 1 | 0.3 | 0.3 | 0.1 | N |  |  | OP | X | 10 | 2007 |  |  | N | IPP Non-CHP | 2 | X T: X; NG NG: LFG; NG BLQ: DFO; NG NG: DFO |  |  |  | N | N |  | 1H | [23 empty] | Y | Y | N
55938 | Industrial Power Generating Company LLC | 56682 | Brunswick Landfill Gas | VA | Brunswick | 34 | Landfill Gas | IC |  | S | X | X | 57967665 |  | 0.3 | 1 | 0.3 | 0.3 | 0.1 | N |  |  | OP | X | 10 | 2007 |  |  | N | IPP Non-CHP | 2 | X T: X; NG NG: LFG; NG BLQ: DFO; NG NG: DFO |  |  |  | N | N |  | 1H | [23 empty] | Y | Y | N
55938 | Industrial Power Generating Company LLC | 56682 | Brunswick Landfill Gas | VA | Brunswick | 35 | Landfill Gas | IC |  | S | X | X | 57967665 |  | 0.3 | 1 | 0.3 | 0.3 | 0.1 | N |  |  | OP | X | 10 | 2007 |  |  | N | IPP Non-CHP | 2 | X T: X; NG NG: LFG; NG BLQ: DFO; NG NG: DFO |  |  |  | N | N |  | 1H | [23 empty] | Y | Y | N
55938 | Industrial Power Generating Company LLC | 56682 | Brunswick Landfill Gas | VA | Brunswick | 36 | Landfill Gas | IC |  | S | X | X | 57967665 |  | 0.3 | 1 | 0.3 | 0.3 | 0.1 | N |  |  | OP | X | 10 | 2007 |  |  | N | IPP Non-CHP | 2 | X T: X; NG NG: LFG; NG BLQ: DFO; NG NG: DFO |  |  |  | N | N |  | 1H | [23 empty] | Y | Y | N
55938 | Industrial Power Generating Company LLC | 56682 | Brunswick Landfill Gas | VA | Brunswick | 4 | Landfill Gas | IC |  | S | X | X | 57967665 |  | 0.3 | 1 | 0.3 | 0.3 | 0.1 | N |  |  | OP | X | 10 | 2007 |  |  | N | IPP Non-CHP | 2 | X T: X; NG NG: LFG; NG BLQ: DFO; NG NG: DFO |  |  |  | N | N |  | 1H | [23 empty] | Y | Y | N
55938 | Industrial Power Generating Company LLC | 56682 | Brunswick Landfill Gas | VA | Brunswick | 5 | Landfill Gas | IC |  | S | X | X | 57967665 |  | 0.3 | 1 | 0.3 | 0.3 | 0.1 | N |  |  | OP | X | 10 | 2007 |  |  | N | IPP Non-CHP | 2 | X T: X; NG NG: LFG; NG BLQ: DFO; NG NG: DFO |  |  |  | N | N |  | 1H | [23 empty] | Y | Y | N
55938 | Industrial Power Generating Company LLC | 56682 | Brunswick Landfill Gas | VA | Brunswick | 6 | Landfill Gas | IC |  | S | X | X | 57967665 |  | 0.3 | 1 | 0.3 | 0.3 | 0.1 | N |  |  | OP | X | 10 | 2007 |  |  | N | IPP Non-CHP | 2 | X T: X; NG NG: LFG; NG BLQ: DFO; NG NG: DFO |  |  |  | N | N |  | 1H | [23 empty] | Y | Y | N
55938 | Industrial Power Generating Company LLC | 56682 | Brunswick Landfill Gas | VA | Brunswick | 7 | Landfill Gas | IC |  | S | X | X | 57967665 |  | 0.3 | 1 | 0.3 | 0.3 | 0.1 | N |  |  | OP | X | 10 | 2007 |  |  | N | IPP Non-CHP | 2 | X T: X; NG NG: LFG; NG BLQ: DFO; NG NG: DFO |  |  |  | N | N |  | 1H | [23 empty] | Y | Y | N
55938 | Industrial Power Generating Company LLC | 56682 | Brunswick Landfill Gas | VA | Brunswick | 8 | Landfill Gas | IC |  | S | X | X | 57967665 |  | 0.3 | 1 | 0.3 | 0.3 | 0.1 | N |  |  | OP | X | 10 | 2007 |  |  | N | IPP Non-CHP | 2 | X T: X; NG NG: LFG; NG BLQ: DFO; NG NG: DFO |  |  |  | N | N |  | 1H | [23 empty] | Y | Y | N
55938 | Industrial Power Generating Company LLC | 56682 | Brunswick Landfill Gas | VA | Brunswick | 9 | Landfill Gas | IC |  | S | X | X | 57967665 |  | 0.3 | 1 | 0.3 | 0.3 | 0.1 | N |  |  | OP | X | 10 | 2007 |  |  | N | IPP Non-CHP | 2 | X T: X; NG NG: LFG; NG BLQ: DFO; NG NG: DFO |  |  |  | N | N |  | 1H | [23 empty] | Y | Y | N
55938 | Industrial Power Generating Company LLC | 56683 | Charles City | VA | Charles City | 1 | Landfill Gas | IC |  | S | X | X | 36181313 |  | 0.3 | 1 | 0.3 | 0.3 | 0.1 | N |  |  | OP | X | 11 | 2003 |  |  | N | IPP Non-CHP | 2 | X T: X; NG NG: LFG; NG BLQ: DFO; NG NG: DFO |  |  |  | N | N |  | 1H | [23 empty] | Y | Y | N
55938 | Industrial Power Generating Company LLC | 56683 | Charles City | VA | Charles City | 10 | Landfill Gas | IC |  | S | X | X | 36181313 |  | 0.3 | 1 | 0.3 | 0.3 | 0.1 | N |  |  | OP | X | 11 | 2003 |  |  | N | IPP Non-CHP | 2 | X T: X; NG NG: LFG; NG BLQ: DFO; NG NG: DFO |  |  |  | N | N |  | 1H | [23 empty] | Y | Y | N
55938 | Industrial Power Generating Company LLC | 56683 | Charles City | VA | Charles City | 11 | Landfill Gas | IC |  | S | X | X | 36181313 |  | 0.3 | 1 | 0.3 | 0.3 | 0.1 | N |  |  | OP | X | 11 | 2003 |  |  | N | IPP Non-CHP | 2 | X T: X; NG NG: LFG; NG BLQ: DFO; NG NG: DFO |  |  |  | N | N |  | 1H | [23 empty] | Y | Y | N
55938 | Industrial Power Generating Company LLC | 56683 | Charles City | VA | Charles City | 12 | Landfill Gas | IC |  | S | X | X | 36181313 |  | 0.3 | 1 | 0.3 | 0.3 | 0.1 | N |  |  | OP | X | 11 | 2003 |  |  | N | IPP Non-CHP | 2 | X T: X; NG NG: LFG; NG BLQ: DFO; NG NG: DFO |  |  |  | N | N |  | 1H | [23 empty] | Y | Y
55938 | Industrial Power Generating Company LLC | 56683 | Charles City | VA | Charles City | 13 | Landfill Gas | IC |  | S | X | X | 36181313 |  | 0.3 | 1 | 0.3 | 0.3 | 0.1 | N |  |  | OP | X | 11 | 2003 |  |  | N | IPP Non-CHP | 2 | X T: X; NG NG: LFG; NG BLQ: DFO; NG NG: DFO |  |  |  | N | N |  | 1H | [23 empty] | Y | Y
55938 | Industrial Power Generating Company LLC | 56683 | Charles City | VA | Charles City | 14 | Landfill Gas | IC |  | S | X | X | 36181313 |  | 0.3 | 1 | 0.3 | 0.3 | 0.1 | N |  |  | OP | X | 11 | 2003 |  |  | N | IPP Non-CHP | 2 | X T: X; NG NG: LFG; NG BLQ: DFO; NG NG: DFO |  |  |  | N | N |  | 1H | [23 empty] | Y | Y
55938 | Industrial Power Generating Company LLC | 56683 | Charles City | VA | Charles City | 15 | Landfill Gas | IC |  | S | X | X | 36181313 |  | 0.3 | 1 | 0.3 | 0.3 | 0.1 | N |  |  | OP | X | 11 | 2003 |  |  | N | IPP Non-CHP | 2 | X T: X; NG NG: LFG; NG BLQ: DFO; NG NG: DFO |  |  |  | N | N |  | 1H | [23 empty] | Y | Y | N
55938 | Industrial Power Generating Company LLC | 56683 | Charles City | VA | Charles City | 16 | Landfill Gas | IC |  | S | X | X | 36181313 |  | 0.3 | 1 | 0.3 | 0.3 | 0.1 | N |  |  | OP | X | 11 | 2003 |  |  | N | IPP Non-CHP | 2 | X T: X; NG NG: LFG; NG BLQ: DFO; NG NG: DFO |  |  |  | N | N |  | 1H | [23 empty] | Y | Y | N
55938 | Industrial Power Generating Company LLC | 56683 | Charles City | VA | Charles City | 17 | Landfill Gas | IC |  | S | X | X | 36181313 |  | 0.3 | 1 | 0.3 | 0.3 | 0.1 | N |  |  | OP | X | 11 | 2003 |  |  | N | IPP Non-CHP | 2 | X T: X; NG NG: LFG; NG BLQ: DFO; NG NG: DFO |  |  |  | N | N |  | 1H | [23 empty] | Y | Y | N
55938 | Industrial Power Generating Company LLC | 56683 | Charles City | VA | Charles City | 18 | Landfill Gas | IC |  | S | X | X | 36181313 |  | 0.3 | 1 | 0.3 | 0.3 | 0.1 | N |  |  | OP | X | 11 | 2003 |  |  | N | IPP Non-CHP | 2 | X T: X; NG NG: LFG; NG BLQ: DFO; NG NG: DFO |  |  |  | N | N |  | 1H | [23 empty] | Y | Y | N
55938 | Industrial Power Generating Company LLC | 56683 | Charles City | VA | Charles City | 19 | Landfill Gas | IC |  | S | X | X | 36181313 |  | 0.3 | 1 | 0.3 | 0.3 | 0.1 | N |  |  | OP | X | 11 | 2003 |  |  | N | IPP Non-CHP | 2 | X T: X; NG NG: LFG; NG BLQ: DFO; NG NG: DFO |  |  |  | N | N |  | 1H | [23 empty] | Y | Y | N
55938 | Industrial Power Generating Company LLC | 56683 | Charles City | VA | Charles City | 2 | Landfill Gas | IC |  | S | X | X | 36181313 |  | 0.3 | 1 | 0.3 | 0.3 | 0.1 | N |  |  | OP | X | 11 | 2003 |  |  | N | IPP Non-CHP | 2 | X T: X; NG NG: LFG; NG BLQ: DFO; NG NG: DFO |  |  |  | N | N |  | 1H | [23 empty] | Y | Y | N
55938 | Industrial Power Generating Company LLC | 56683 | Charles City | VA | Charles City | 20 | Landfill Gas | IC |  | S | X | X | 36181313 |  | 0.3 | 1 | 0.3 | 0.3 | 0.1 | N |  |  | OP | X | 11 | 2003 |  |  | N | IPP Non-CHP | 2 | X T: X; NG NG: LFG; NG BLQ: DFO; NG NG: DFO |  |  |  | N | N |  | 1H | [23 empty] | Y | Y | N
55938 | Industrial Power Generating Company LLC | 56683 | Charles City | VA | Charles City | 21 | Landfill Gas | IC |  | S | X | X | 36181313 |  | 0.3 | 1 | 0.3 | 0.3 | 0.1 | N |  |  | OP | X | 11 | 2003 |  |  | N | IPP Non-CHP | 2 | X T: X; NG NG: LFG; NG BLQ: DFO; NG NG: DFO |  |  |  | N | N |  | 1H | [23 empty] | Y | Y | N
55938 | Industrial Power Generating Company LLC | 56683 | Charles City | VA | Charles City | 22 | Landfill Gas | IC |  | S | X | X | 36181313 |  | 0.3 | 1 | 0.3 | 0.3 | 0.1 | N |  |  | OP | X | 11 | 2003 |  |  | N | IPP Non-CHP | 2 | X T: X; NG NG: LFG; NG BLQ: DFO; NG NG: DFO |  |  |  | N | N |  | 1H | [23 empty] | Y | Y | N
55938 | Industrial Power Generating Company LLC | 56683 | Charles City | VA | Charles City | 23 | Landfill Gas | IC |  | S | X | X | 36181313 |  | 0.3 | 1 | 0.3 | 0.3 | 0.1 | N |  |  | OP | X | 11 | 2003 |  |  | N | IPP Non-CHP | 2 | X T: X; NG NG: LFG; NG BLQ: DFO; NG NG: DFO |  |  |  | N | N |  | 1H | [23 empty] | Y | Y | N
55938 | Industrial Power Generating Company LLC | 56683 | Charles City | VA | Charles City | 24 | Landfill Gas | IC |  | S | X | X | 36181313 |  | 0.3 | 1 | 0.3 | 0.3 | 0.1 | N |  |  | OP | X | 11 | 2003 |  |  | N | IPP Non-CHP | 2 | X T: X; NG NG: LFG; NG BLQ: DFO; NG NG: DFO |  |  |  | N | N |  | 1H | [23 empty] | Y | Y | N
55938 | Industrial Power Generating Company LLC | 56683 | Charles City | VA | Charles City | 25 | Landfill Gas | IC |  | S | X | X | 36181313 |  | 0.3 | 1 | 0.3 | 0.3 | 0.1 | N |  |  | OP | X | 11 | 2003 |  |  | N | IPP Non-CHP | 2 | X T: X; NG NG: LFG; NG BLQ: DFO; NG NG: DFO |  |  |  | N | N |  | 1H | [23 empty] | Y | Y | N
55938 | Industrial Power Generating Company LLC | 56683 | Charles City | VA | Charles City | 26 | Landfill Gas | IC |  | S | X | X | 36181313 |  | 0.3 | 1 | 0.3 | 0.3 | 0.1 | N |  |  | OP | X | 11 | 2003 |  |  | N | IPP Non-CHP | 2 | X T: X; NG NG: LFG; NG BLQ: DFO; NG NG: DFO |  |  |  | N | N |  | 1H | [23 empty] | Y | Y | N
55938 | Industrial Power Generating Company LLC | 56683 | Charles City | VA | Charles City | 27 | Landfill Gas | IC |  | S | X | X | 36181313 |  | 0.3 | 1 | 0.3 | 0.3 | 0.1 | N |  |  | OP | X | 11 | 2003 |  |  | N | IPP Non-CHP | 2 | X T: X; NG NG: LFG; NG BLQ: DFO; NG NG: DFO |  |  |  | N | N |  | 1H | [23 empty] | Y | Y | N
55938 | Industrial Power Generating Company LLC | 56683 | Charles City | VA | Charles City | 28 | Landfill Gas | IC |  | S | X | X | 36181313 |  | 0.3 | 1 | 0.3 | 0.3 | 0.1 | N |  |  | OP | X | 11 | 2003 |  |  | N | IPP Non-CHP | 2 | X T: X; NG NG: LFG; NG BLQ: DFO; NG NG: DFO |  |  |  | N | N |  | 1H | [23 empty] | Y | Y | N
55938 | Industrial Power Generating Company LLC | 56683 | Charles City | VA | Charles City | 29 | Landfill Gas | IC |  | S | X | X | 36181313 |  | 0.3 | 1 | 0.3 | 0.3 | 0.1 | N |  |  | OP | X | 11 | 2003 |  |  | N | IPP Non-CHP | 2 | X T: X; NG NG: LFG; NG BLQ: DFO; NG NG: DFO |  |  |  | N | N |  | 1H | [23 empty] | Y | Y | N
55938 | Industrial Power Generating Company LLC | 56683 | Charles City | VA | Charles City | 3 | Landfill Gas | IC |  | S | X | X | 36181313 |  | 0.3 | 1 | 0.3 | 0.3 | 0.1 | N |  |  | OP | X | 11 | 2003 |  |  | N | IPP Non-CHP | 2 | X T: X; NG NG: LFG; NG BLQ: DFO; NG NG: DFO |  |  |  | N | N |  | 1H | [23 empty] | Y | Y | N
55938 | Industrial Power Generating Company LLC | 56683 | Charles City | VA | Charles City | 30 | Landfill Gas | IC |  | S | X | X | 36181313 |  | 0.3 | 1 | 0.3 | 0.3 | 0.1 | N |  |  | OP | X | 11 | 2003 |  |  | N | IPP Non-CHP | 2 | X T: X; NG NG: LFG; NG BLQ: DFO; NG NG: DFO |  |  |  | N | N |  | 1H | [23 empty] | Y | Y | N
55938 | Industrial Power Generating Company LLC | 56683 | Charles City | VA | Charles City | 31 | Landfill Gas | IC |  | S | X | X | 36181313 |  | 0.3 | 1 | 0.3 | 0.3 | 0.1 | N |  |  | OP | X | 11 | 2003 |  |  | N | IPP Non-CHP | 2 | X T: X; NG NG: LFG; NG BLQ: DFO; NG NG: DFO |  |  |  | N | N |  | 1H | [23 empty] | Y | Y | N
55938 | Industrial Power Generating Company LLC | 56683 | Charles City | VA | Charles City | 32 | Landfill Gas | IC |  | S | X | X | 36181313 |  | 0.3 | 1 | 0.3 | 0.3 | 0.1 | N |  |  | OP | X | 11 | 2003 |  |  | N | IPP Non-CHP | 2 | X T: X; NG NG: LFG; NG BLQ: DFO; NG NG: DFO |  |  |  | N | N |  | 1H | [23 empty] | Y | Y | N
55938 | Industrial Power Generating Company LLC | 56683 | Charles City | VA | Charles City | 33 | Landfill Gas | IC |  | S | X | X | 36181313 |  | 0.3 | 1 | 0.3 | 0.3 | 0.1 | N |  |  | OP | X | 11 | 2003 |  |  | N | IPP Non-CHP | 2 | X T: X; NG NG: LFG; NG BLQ: DFO; NG NG: DFO |  |  |  | N | N |  | 1H | [23 empty] | Y | Y | N
55938 | Industrial Power Generating Company LLC | 56683 | Charles City | VA | Charles City | 34 | Landfill Gas | IC |  | S | X | X | 36181313 |  | 0.3 | 1 | 0.3 | 0.3 | 0.1 | N |  |  | OP | X | 11 | 2003 |  |  | N | IPP Non-CHP | 2 | X T: X; NG NG: LFG; NG BLQ: DFO |  |  |  | N | N |  | 1H | [23 empty] | Y | Y | N
55938 | Industrial Power Generating Company LLC | 56683 | Charles City | VA | Charles City | 35 | Landfill Gas | IC |  | S | X | X | 36181313 |  | 0.3 | 1 | 0.3 | 0.3 | 0.1 | N |  |  | OP | X | 11 | 2003 |  |  | N | IPP Non-CHP | 2 | X T: X; NG NG: LFG; NG BLQ: DFO |  |  |  | N | N |  | 1H | [23 empty] | Y | Y | N
55938 | Industrial Power Generating Company LLC | 56683 | Charles City | VA | Charles City | 36 | Landfill Gas | IC |  | S | X | X | 36181313 |  | 0.3 | 1 | 0.3 | 0.3 | 0.1 | N |  |  | OP | X | 11 | 2003 |  |  | N | IPP Non-CHP | 2 | X T: X; NG NG: LFG; NG BLQ: DFO |  |  |  | N | N |  | 1H | [23 empty] | Y | Y | N
55938 | Industrial Power Generating Company LLC | 56683 | Charles City | VA | Charles City | 37 | Landfill Gas | IC |  | S | X | X | 36181313 |  | 0.3 | 1 | 0.3 | 0.3 | 0.1 | N |  |  | OP | X | 11 | 2003 |  |  | N | IPP Non-CHP | 2 | X T: X; NG NG: LFG; NG BLQ: DFO; NG NG: DFO |  |  |  | N | N |  | 1H | [23 empty] | Y | Y | N
55938 | Industrial Power Generating Company LLC | 56683 | Charles City | VA | Charles City | 38 | Landfill Gas | IC |  | S | X | X | 36181313 |  | 0.3 | 1 | 0.3 | 0.3 | 0.1 | N |  |  | OP | X | 11 | 2003 |  |  | N | IPP Non-CHP | 2 | X T: X; NG NG: LFG; NG BLQ: DFO; NG NG: DFO |  |  |  | N | N |  | 1H | [23 empty] | Y | Y | N
55938 | Industrial Power Generating Company LLC | 56683 | Charles City | VA | Charles City | 39 | Landfill Gas | IC |  | S | X | X | 36181313 |  | 0.3 | 1 | 0.3 | 0.3 | 0.1 | N |  |  | OP | X | 11 | 2003 |  |  | N | IPP Non-CHP | 2 | X T: X; NG NG: LFG; NG BLQ: DFO; NG NG: DFO |  |  |  | N | N |  | 1H | [23 empty] | Y | Y | N
55938 | Industrial Power Generating Company LLC | 56683 | Charles City | VA | Charles City | 4 | Landfill Gas | IC |  | S | X | X | 36181313 |  | 0.3 | 1 | 0.3 | 0.3 | 0.1 | N |  |  | OP | X | 11 | 2003 |  |  | N | IPP Non-CHP | 2 | X T: X; NG NG: LFG; NG BLQ: DFO; NG NG: DFO |  |  |  | N | N |  | 1H | [23 empty] | Y | Y | N
55938 | Industrial Power Generating Company LLC | 56683 | Charles City | VA | Charles City | 40 | Landfill Gas | IC |  | S | X | X | 36181313 |  | 0.3 | 1 | 0.3 | 0.3 | 0.1 | N |  |  | OP | X | 11 | 2003 |  |  | N | IPP Non-CHP | 2 | X T: X; NG NG: LFG; NG BLQ: DFO; NG NG: DFO |  |  |  | N | N |  | 1H | [23 empty] | Y | Y | N
55938 | Industrial Power Generating Company LLC | 56683 | Charles City | VA | Charles City | 41 | Landfill Gas | IC |  | S | X | X | 36181313 |  | 0.3 | 1 | 0.3 | 0.3 | 0.1 | N |  |  | OP | X | 11 | 2003 |  |  | N | IPP Non-CHP | 2 | X T: X; NG NG: LFG; NG BLQ: DFO; NG NG: DFO |  |  |  | N | N |  | 1H | [23 empty] | Y | Y | N
55938 | Industrial Power Generating Company LLC | 56683 | Charles City | VA | Charles City | 42 | Landfill Gas | IC |  | S | X | X | 36181313 |  | 0.3 | 1 | 0.3 | 0.3 | 0.1 | N |  |  | OP | X | 11 | 2003 |  |  | N | IPP Non-CHP | 2 | X T: X; NG NG: LFG; NG BLQ: DFO; NG NG: DFO |  |  |  | N | N |  | 1H | [23 empty] | Y | Y | N
55938 | Industrial Power Generating Company LLC | 56683 | Charles City | VA | Charles City | 43 | Landfill Gas | IC |  | S | X | X | 36181313 |  | 0.3 | 1 | 0.3 | 0.3 | 0.1 | N |  |  | OP | X | 11 | 2003 |  |  | N | IPP Non-CHP | 2 | X T: X; NG NG: LFG; NG BLQ: DFO; NG NG: DFO |  |  |  | N | N |  | 1H | [23 empty] | Y | Y | N
55938 | Industrial Power Generating Company LLC | 56683 | Charles City | VA | Charles City | 44 | Landfill Gas | IC |  | S | X | X | 36181313 |  | 0.3 | 1 | 0.3 | 0.3 | 0.1 | N |  |  | OP | X | 11 | 2003 |  |  | N | IPP Non-CHP | 2 | X T: X; NG NG: LFG; NG BLQ: DFO; NG NG: DFO |  |  |  | N | N |  | 1H | [23 empty] | Y | Y | N
55938 | Industrial Power Generating Company LLC | 56683 | Charles City | VA | Charles City | 45 | Landfill Gas | IC |  | S | X | X | 36181313 |  | 0.3 | 1 | 0.3 | 0.3 | 0.1 | N |  |  | OP | X | 11 | 2003 |  |  | N | IPP Non-CHP | 2 | X T: X; NG NG: LFG; NG BLQ: DFO; NG NG: DFO |  |  |  | N | N |  | 1H | [23 empty] | Y | Y | N
55938 | Industrial Power Generating Company LLC | 56683 | Charles City | VA | Charles City | 46 | Landfill Gas | IC |  | S | X | X | 36181313 |  | 0.3 | 1 | 0.3 | 0.3 | 0.1 | N |  |  | OP | X | 11 | 2003 |  |  | N | IPP Non-CHP | 2 | X T: X; NG NG: LFG; NG BLQ: DFO; NG NG: DFO |  |  |  | N | N |  | 1H | [23 empty] | Y | Y | N
55938 | Industrial Power Generating Company LLC | 56683 | Charles City | VA | Charles City | 47 | Landfill Gas | IC |  | S | X | X | 36181313 |  | 0.3 | 1 | 0.3 | 0.3 | 0.1 | N |  |  | OP | X | 11 | 2003 |  |  | N | IPP Non-CHP | 2 | X T: X; NG NG: LFG; NG BLQ: DFO; NG NG: DFO |  |  |  | N | N |  | 1H | [23 empty] | Y | Y | N
55938 | Industrial Power Generating Company LLC | 56683 | Charles City | VA | Charles City | 48 | Landfill Gas | IC |  | S | X | X | 36181313 |  | 0.3 | 1 | 0.3 | 0.3 | 0.1 | N |  |  | OP | X | 11 | 2003 |  |  | N | IPP Non-CHP | 2 | X T: X; NG NG: LFG; NG BLQ: DFO; NG NG: DFO |  |  |  | N | N |  | 1H | [23 empty] | Y | Y | N
55938 | Industrial Power Generating Company LLC | 56683 | Charles City | VA | Charles City | 5 | Landfill Gas | IC |  | S | X | X | 36181313 |  | 0.3 | 1 | 0.3 | 0.3 | 0.1 | N |  |  | OP | X | 11 | 2003 |  |  | N | IPP Non-CHP | 2 | X T: X; NG NG: LFG; NG BLQ: DFO; NG NG: DFO |  |  |  | N | N |  | 1H | [23 empty] | Y | Y | N
55938 | Industrial Power Generating Company LLC | 56683 | Charles City | VA | Charles City | 6 | Landfill Gas | IC |  | S | X | X | 36181313 |  | 0.3 | 1 | 0.3 | 0.3 | 0.1 | N |  |  | OP | X | 11 | 2003 |  |  | N | IPP Non-CHP | 2 | X T: X; NG NG: LFG; NG BLQ: DFO; NG NG: DFO |  |  |  | N | N |  | 1H | [23 empty] | Y | Y | N
55938 | Industrial Power Generating Company LLC | 56683 | Charles City | VA | Charles City | 7 | Landfill Gas | IC |  | S | X | X | 36181313 |  | 0.3 | 1 | 0.3 | 0.3 | 0.1 | N |  |  | OP | X | 11 | 2003 |  |  | N | IPP Non-CHP | 2 | X T: X; NG NG: LFG; NG BLQ: DFO; NG NG: DFO |  |  |  | N | N |  | 1H | [23 empty] | Y | Y | N
55938 | Industrial Power Generating Company LLC | 56683 | Charles City | VA | Charles City | 8 | Landfill Gas | IC |  | S | X | X | 36181313 |  | 0.3 | 1 | 0.3 | 0.3 | 0.1 | N |  |  | OP | X | 11 | 2003 |  |  | N | IPP Non-CHP | 2 | X T: X; NG NG: LFG; NG BLQ: DFO; NG NG: DFO |  |  |  | N | N |  | 1H | [23 empty] | Y | Y | N
55938 | Industrial Power Generating Company LLC | 56683 | Charles City | VA | Charles City | 9 | Landfill Gas | IC |  | S | X | X | 36181313 |  | 0.3 | 1 | 0.3 | 0.3 | 0.1 | N |  |  | OP | X | 11 | 2003 |  |  | N | IPP Non-CHP | 2 | X T: X; NG NG: LFG; NG BLQ: DFO; NG NG: DFO |  |  |  | N | N |  | 1H | [23 empty] | Y | Y | N
55938 | Industrial Power Generating Company LLC | 56684 | Chesterfield Landfill Gas | VA | Chesterfield | 1 | Landfill Gas | IC |  | S | X | X | 36181301 |  | 0.3 | 1 | 0.3 | 0.3 | 0.1 | N |  |  | OP | X | 6 | 2004 |  |  | N | IPP Non-CHP | 2 | X T: X; NG NG: LFG; NG BLQ: DFO; NG NG: DFO |  |  |  | N | N |  | 1H | [23 empty] | Y | Y | N
55938 | Industrial Power Generating Company LLC | 56684 | Chesterfield Landfill Gas | VA | Chesterfield | 10 | Landfill Gas | IC |  | S | X | X | 36181301 |  | 0.3 | 1 | 0.3 | 0.3 | 0.1 | N |  |  | OP | X | 6 | 2004 |  |  | N | IPP Non-CHP | 2 | X T: X; NG NG: LFG; NG BLQ: DFO; NG NG: DFO |  |  |  | N | N |  | 1H | [23 empty] | Y | Y | N
55938 | Industrial Power Generating Company LLC | 56684 | Chesterfield Landfill Gas | VA | Chesterfield | 11 | Landfill Gas | IC |  | S | X | X | 36181301 |  | 0.3 | 1 | 0.3 | 0.3 | 0.1 | N |  |  | OP | X | 6 | 2004 |  |  | N | IPP Non-CHP | 2 | X T: X; NG NG: LFG; NG BLQ: DFO; NG NG: DFO |  |  |  | N | N |  | 1H | [23 empty] | Y | Y | N
55938 | Industrial Power Generating Company LLC | 56684 | Chesterfield Landfill Gas | VA | Chesterfield | 12 | Landfill Gas | IC |  | S | X | X | 36181301 |  | 0.3 | 1 | 0.3 | 0.3 | 0.1 | N |  |  | OP | X | 6 | 2004 |  |  | N | IPP Non-CHP | 2 | X T: X; NG NG: LFG; NG BLQ: DFO; NG NG: DFO |  |  |  | N | N |  | 1H | [23 empty] | Y | Y | N
55938 | Industrial Power Generating Company LLC | 56684 | Chesterfield Landfill Gas | VA | Chesterfield | 13 | Landfill Gas | IC |  | S | X | X | 36181301 |  | 0.3 | 1 | 0.3 | 0.3 | 0.1 | N |  |  | OP | X | 6 | 2004 |  |  | N | IPP Non-CHP | 2 | X T: X; NG NG: LFG; NG BLQ: DFO; NG NG: DFO |  |  |  | N | N |  | 1H | [23 empty] | Y | Y | N
55938 | Industrial Power Generating Company LLC | 56684 | Chesterfield Landfill Gas | VA | Chesterfield | 14 | Landfill Gas | IC |  | S | X | X | 36181301 |  | 0.3 | 1 | 0.3 | 0.3 | 0.1 | N |  |  | OP | X | 6 | 2004 |  |  | N | IPP Non-CHP | 2 | X T: X; NG NG: LFG; NG BLQ: DFO; NG NG: DFO |  |  |  | N | N |  | 1H | [23 empty] | Y | Y | N
55938 | Industrial Power Generating Company LLC | 56684 | Chesterfield Landfill Gas | VA | Chesterfield | 15 | Landfill Gas | IC |  | S | X | X | 36181301 |  | 0.3 | 1 | 0.3 | 0.3 | 0.1 | N |  |  | OP | X | 6 | 2004 |  |  | N | IPP Non-CHP | 2 | X T: X; NG NG: LFG; NG BLQ: DFO; NG NG: DFO |  |  |  | N | N |  | 1H | [23 empty] | Y | Y | N
55938 | Industrial Power Generating Company LLC | 56684 | Chesterfield Landfill Gas | VA | Chesterfield | 16 | Landfill Gas | IC |  | S | X | X | 36181301 |  | 0.3 | 1 | 0.3 | 0.3 | 0.1 | N |  |  | OP | X | 6 | 2004 |  |  | N | IPP Non-CHP | 2 | X T: X; NG NG: LFG; NG BLQ: DFO; NG NG: DFO |  |  |  | N | N |  | 1H | [23 empty] | Y | Y | N
55938 | Industrial Power Generating Company LLC | 56684 | Chesterfield Landfill Gas | VA | Chesterfield | 17 | Landfill Gas | IC |  | S | X | X | 36181301 |  | 0.3 | 1 | 0.3 | 0.3 | 0.1 | N |  |  | OP | X | 6 | 2004 |  |  | N | IPP Non-CHP | 2 | X T: X; NG NG: LFG; NG BLQ: DFO; NG NG: DFO |  |  |  | N | N |  | 1H | [23 empty] | Y | Y | N
55938 | Industrial Power Generating Company LLC | 56684 | Chesterfield Landfill Gas | VA | Chesterfield | 18 | Landfill Gas | IC |  | S | X | X | 36181301 |  | 0.3 | 1 | 0.3 | 0.3 | 0.1 | N |  |  | OP | X | 6 | 2004 |  |  | N | IPP Non-CHP | 2 | X T: X; NG NG: LFG; NG BLQ: DFO; NG NG: DFO |  |  |  | N | N |  | 1H | [23 empty] | Y | Y | N
55938 | Industrial Power Generating Company LLC | 56684 | Chesterfield Landfill Gas | VA | Chesterfield | 19 | Landfill Gas | IC |  | S | X | X | 36181301 |  | 0.3 | 1 | 0.3 | 0.3 | 0.1 | N |  |  | OP | X | 6 | 2004 |  |  | N | IPP Non-CHP | 2 | X T: X; NG NG: LFG; NG BLQ: DFO; NG NG: DFO |  |  |  | N | N |  | 1H | [23 empty] | Y | Y | N
55938 | Industrial Power Generating Company LLC | 56684 | Chesterfield Landfill Gas | VA | Chesterfield | 2 | Landfill Gas | IC |  | S | X | X | 36181301 |  | 0.3 | 1 | 0.3 | 0.3 | 0.1 | N |  |  | OP | X | 6 | 2004 |  |  | N | IPP Non-CHP | 2 | X T: X; NG NG: LFG; NG BLQ: DFO; NG NG: DFO |  |  |  | N | N |  | 1H | [23 empty] | Y | Y | N
55938 | Industrial Power Generating Company LLC | 56684 | Chesterfield Landfill Gas | VA | Chesterfield | 20 | Landfill Gas | IC |  | S | X | X | 36181301 |  | 0.3 | 1 | 0.3 | 0.3 | 0.1 | N |  |  | OP | X | 6 | 2004 |  |  | N | IPP Non-CHP | 2 | X T: X; NG NG: LFG; NG BLQ: DFO; NG NG: DFO |  |  |  | N | N |  | 1H | [23 empty] | Y | Y | N
55938 | Industrial Power Generating Company LLC | 56684 | Chesterfield Landfill Gas | VA | Chesterfield | 21 | Landfill Gas | IC |  | S | X | X | 36181301 |  | 0.3 | 1 | 0.3 | 0.3 | 0.1 | N |  |  | OP | X | 6 | 2004 |  |  | N | IPP Non-CHP | 2 | X T: X; NG NG: LFG; NG BLQ: DFO; NG NG: DFO |  |  |  | N | N |  | 1H | [23 empty] | Y | Y | N
55938 | Industrial Power Generating Company LLC | 56684 | Chesterfield Landfill Gas | VA | Chesterfield | 22 | Landfill Gas | IC |  | S | X | X | 36181301 |  | 0.3 | 1 | 0.3 | 0.3 | 0.1 | N |  |  | OP | X | 6 | 2004 |  |  | N | IPP Non-CHP | 2 | X T: X; NG NG: LFG; NG BLQ: DFO; NG NG: DFO |  |  |  | N | N |  | 1H | [23 empty] | Y | Y | N
55938 | Industrial Power Generating Company LLC | 56684 | Chesterfield Landfill Gas | VA | Chesterfield | 23 | Landfill Gas | IC |  | S | X | X | 36181301 |  | 0.3 | 1 | 0.3 | 0.3 | 0.1 | N |  |  | OP | X | 6 | 2004 |  |  | N | IPP Non-CHP | 2 | X T: X; NG NG: LFG; NG BLQ: DFO; NG NG: DFO |  |  |  | N | N |  | 1H | [23 empty] | Y | Y | N
55938 | Industrial Power Generating Company LLC | 56684 | Chesterfield Landfill Gas | VA | Chesterfield | 24 | Landfill Gas | IC |  | S | X | X | 36181301 |  | 0.3 | 1 | 0.3 | 0.3 | 0.1 | N |  |  | OP | X | 6 | 2004 |  |  | N | IPP Non-CHP | 2 | X T: X; NG NG: LFG; NG BLQ: DFO; NG NG: DFO |  |  |  | N | N |  | 1H | [23 empty] | Y | Y | N
55938 | Industrial Power Generating Company LLC | 56684 | Chesterfield Landfill Gas | VA | Chesterfield | 25 | Landfill Gas | IC |  | S | X | X | 36181301 |  | 0.3 | 1 | 0.3 | 0.3 | 0.1 | N |  |  | OP | X | 6 | 2004 |  |  | N | IPP Non-CHP | 2 | X T: X; NG NG: LFG; NG BLQ: DFO; NG NG: DFO |  |  |  | N | N |  | 1H | [23 empty] | Y | Y | N
55938 | Industrial Power Generating Company LLC | 56684 | Chesterfield Landfill Gas | VA | Chesterfield | 26 | Landfill Gas | IC |  | S | X | X | 36181301 |  | 0.3 | 1 | 0.3 | 0.3 | 0.1 | N |  |  | OP | X | 6 | 2004 |  |  | N | IPP Non-CHP | 2 | X T: X; NG NG: LFG; NG BLQ: DFO; NG NG: DFO |  |  |  | N | N |  | 1H | [23 empty] | Y | Y | N
55938 | Industrial Power Generating Company LLC | 56684 | Chesterfield Landfill Gas | VA | Chesterfield | 27 | Landfill Gas | IC |  | S | X | X | 36181301 |  | 0.3 | 1 | 0.3 | 0.3 | 0.1 | N |  |  | OP | X | 6 | 2004 |  |  | N | IPP Non-CHP | 2 | X T: X; NG NG: LFG; NG BLQ: DFO; NG NG: DFO |  |  |  | N | N |  | 1H | [23 empty] | Y | Y | N
55938 | Industrial Power Generating Company LLC | 56684 | Chesterfield Landfill Gas | VA | Chesterfield | 28 | Landfill Gas | IC |  | S | X | X | 36181301 |  | 0.3 | 1 | 0.3 | 0.3 | 0.1 | N |  |  | OP | X | 6 | 2004 |  |  | N | IPP Non-CHP | 2 | X T: X; NG NG: LFG; NG BLQ: DFO; NG NG: DFO |  |  |  | N | N |  | 1H | [23 empty] | Y | Y | N
55938 | Industrial Power Generating Company LLC | 56684 | Chesterfield Landfill Gas | VA | Chesterfield | 29 | Landfill Gas | IC |  | S | X | X | 36181301 |  | 0.3 | 1 | 0.3 | 0.3 | 0.1 | N |  |  | OP | X | 6 | 2004 |  |  | N | IPP Non-CHP | 2 | X T: X; NG NG: LFG; NG BLQ: DFO; NG NG: DFO |  |  |  | N | N |  | 1H | [23 empty] | Y | Y | N
55938 | Industrial Power Generating Company LLC | 56684 | Chesterfield Landfill Gas | VA | Chesterfield | 3 | Landfill Gas | IC |  | S | X | X | 36181301 |  | 0.3 | 1 | 0.3 | 0.3 | 0.1 | N |  |  | OP | X | 6 | 2004 |  |  | N | IPP Non-CHP | 2 | X T: X; NG NG: LFG; NG BLQ: DFO; NG NG: DFO |  |  |  | N | N |  | 1H | [23 empty] | Y | Y | N
55938 | Industrial Power Generating Company LLC | 56684 | Chesterfield Landfill Gas | VA | Chesterfield | 30 | Landfill Gas | IC |  | S | X | X | 36181301 |  | 0.3 | 1 | 0.3 | 0.3 | 0.1 | N |  |  | OP | X | 6 | 2004 |  |  | N | IPP Non-CHP | 2 | X T: X; NG NG: LFG; NG BLQ: DFO; NG NG: DFO |  |  |  | N | N |  | 1H | [23 empty] | Y | Y | N
55938 | Industrial Power Generating Company LLC | 56684 | Chesterfield Landfill Gas | VA | Chesterfield | 31 | Landfill Gas | IC |  | S | X | X | 36181301 |  | 0.3 | 1 | 0.3 | 0.3 | 0.1 | N |  |  | OP | X | 6 | 2004 |  |  | N | IPP Non-CHP | 2 | X T: X; NG NG: LFG; NG BLQ: DFO |  |  |  | N | N |  | 1H | [23 empty] | Y | Y | N
55938 | Industrial Power Generating Company LLC | 56684 | Chesterfield Landfill Gas | VA | Chesterfield | 32 | Landfill Gas | IC |  | S | X | X | 36181301 |  | 0.3 | 1 | 0.3 | 0.3 | 0.1 | N |  |  | OP | X | 6 | 2004 |  |  | N | IPP Non-CHP | 2 | X T: X; NG NG: LFG; NG BLQ: DFO |  |  |  | N | N |  | 1H | [23 empty] | Y | Y | N
55938 | Industrial Power Generating Company LLC | 56684 | Chesterfield Landfill Gas | VA | Chesterfield | 33 | Landfill Gas | IC |  | S | X | X | 36181301 |  | 0.3 | 1 | 0.3 | 0.3 | 0.1 | N |  |  | OP | X | 6 | 2004 |  |  | N | IPP Non-CHP | 2 | X T: X; NG NG: LFG; NG BLQ: DFO |  |  |  | N | N |  | 1H | [23 empty] | Y | Y | N
55938 | Industrial Power Generating Company LLC | 56684 | Chesterfield Landfill Gas | VA | Chesterfield | 34 | Landfill Gas | IC |  | S | X | X | 36181301 |  | 0.3 | 1 | 0.3 | 0.3 | 0.1 | N |  |  | OP | X | 6 | 2004 |  |  | N | IPP Non-CHP | 2 | X T: X; NG NG: LFG; NG BLQ: DFO; NG NG: DFO |  |  |  | N | N |  | 1H | [23 empty] | Y | Y | N
55938 | Industrial Power Generating Company LLC | 56684 | Chesterfield Landfill Gas | VA | Chesterfield | 35 | Landfill Gas | IC |  | S | X | X | 36181301 |  | 0.3 | 1 | 0.3 | 0.3 | 0.1 | N |  |  | OP | X | 6 | 2004 |  |  | N | IPP Non-CHP | 2 | X T: X; NG NG: LFG; NG BLQ: DFO; NG NG: DFO |  |  |  | N | N |  | 1H | [23 empty] | Y | Y | N
55938 | Industrial Power Generating Company LLC | 56684 | Chesterfield Landfill Gas | VA | Chesterfield | 36 | Landfill Gas | IC |  | S | X | X | 36181301 |  | 0.3 | 1 | 0.3 | 0.3 | 0.1 | N |  |  | OP | X | 6 | 2004 |  |  | N | IPP Non-CHP | 2 | X T: X; NG NG: LFG; NG BLQ: DFO; NG NG: DFO |  |  |  | N | N |  | 1H | [23 empty] | Y | Y | N
55938 | Industrial Power Generating Company LLC | 56684 | Chesterfield Landfill Gas | VA | Chesterfield | 37 | Landfill Gas | IC |  | S | X | X | 36181301 |  | 0.3 | 1 | 0.3 | 0.3 | 0.1 | N |  |  | OP | X | 6 | 2004 |  |  | N | IPP Non-CHP | 2 | X T: X; NG NG: LFG; NG BLQ: DFO; NG NG: DFO |  |  |  | N | N |  | 1H | [23 empty] | Y | Y | N
55938 | Industrial Power Generating Company LLC | 56684 | Chesterfield Landfill Gas | VA | Chesterfield | 38 | Landfill Gas | IC |  | S | X | X | 36181301 |  | 0.3 | 1 | 0.3 | 0.3 | 0.1 | N |  |  | OP | X | 6 | 2004 |  |  | N | IPP Non-CHP | 2 | X T: X; NG NG: LFG; NG BLQ: DFO; NG NG: DFO |  |  |  | N | N |  | 1H | [23 empty] | Y | Y | N
55938 | Industrial Power Generating Company LLC | 56684 | Chesterfield Landfill Gas | VA | Chesterfield | 39 | Landfill Gas | IC |  | S | X | X | 36181301 |  | 0.3 | 1 | 0.3 | 0.3 | 0.1 | N |  |  | OP | X | 6 | 2004 |  |  | N | IPP Non-CHP | 2 | X T: X; NG NG: LFG; NG BLQ: DFO; NG NG: DFO |  |  |  | N | N |  | 1H | [23 empty] | Y | Y | N
55938 | Industrial Power Generating Company LLC | 56684 | Chesterfield Landfill Gas | VA | Chesterfield | 4 | Landfill Gas | IC |  | S | X | X | 36181301 |  | 0.3 | 1 | 0.3 | 0.3 | 0.1 | N |  |  | OP | X | 6 | 2004 |  |  | N | IPP Non-CHP | 2 | X T: X; NG NG: LFG; NG BLQ: DFO; NG NG: DFO |  |  |  | N | N |  | 1H | [23 empty] | Y | Y | N
55938 | Industrial Power Generating Company LLC | 56684 | Chesterfield Landfill Gas | VA | Chesterfield | 40 | Landfill Gas | IC |  | S | X | X | 36181301 |  | 0.3 | 1 | 0.3 | 0.3 | 0.1 | N |  |  | OP | X | 6 | 2004 |  |  | N | IPP Non-CHP | 2 | X T: X; NG NG: LFG; NG BLQ: DFO; NG NG: DFO |  |  |  | N | N |  | 1H | [23 empty] | Y | Y | N
55938 | Industrial Power Generating Company LLC | 56684 | Chesterfield Landfill Gas | VA | Chesterfield | 41 | Landfill Gas | IC |  | S | X | X | 36181301 |  | 0.3 | 1 | 0.3 | 0.3 | 0.1 | N |  |  | OP | X | 6 | 2004 |  |  | N | IPP Non-CHP | 2 | X T: X; NG NG: LFG; NG BLQ: DFO; NG NG: DFO |  |  |  | N | N |  | 1H | [23 empty] | Y | Y | N
55938 | Industrial Power Generating Company LLC | 56684 | Chesterfield Landfill Gas | VA | Chesterfield | 42 | Landfill Gas | IC |  | S | X | X | 36181301 |  | 0.3 | 1 | 0.3 | 0.3 | 0.1 | N |  |  | OP | X | 6 | 2004 |  |  | N | IPP Non-CHP | 2 | X T: X; NG NG: LFG; NG BLQ: DFO; NG NG: DFO |  |  |  | N | N |  | 1H | [23 empty] | Y | Y | N
55938 | Industrial Power Generating Company LLC | 56684 | Chesterfield Landfill Gas | VA | Chesterfield | 43 | Landfill Gas | IC |  | S | X | X | 36181301 |  | 0.3 | 1 | 0.3 | 0.3 | 0.1 | N |  |  | OP | X | 6 | 2004 |  |  | N | IPP Non-CHP | 2 | X T: X; NG NG: LFG; NG BLQ: DFO; NG NG: DFO |  |  |  | N | N |  | 1H | [23 empty] | Y | Y | N
55938 | Industrial Power Generating Company LLC | 56684 | Chesterfield Landfill Gas | VA | Chesterfield | 44 | Landfill Gas | IC |  | S | X | X | 36181301 |  | 0.3 | 1 | 0.3 | 0.3 | 0.1 | N |  |  | OP | X | 6 | 2004 |  |  | N | IPP Non-CHP | 2 | X T: X; NG NG: LFG; NG BLQ: DFO; NG NG: DFO |  |  |  | N | N |  | 1H | [23 empty] | Y | Y | N
55938 | Industrial Power Generating Company LLC | 56684 | Chesterfield Landfill Gas | VA | Chesterfield | 45 | Landfill Gas | IC |  | S | X | X | 36181301 |  | 0.3 | 1 | 0.3 | 0.3 | 0.1 | N |  |  | OP | X | 6 | 2004 |  |  | N | IPP Non-CHP | 2 | X T: X; NG NG: LFG; NG BLQ: DFO; NG NG: DFO |  |  |  | N | N |  | 1H | [23 empty] | Y | Y | N
55938 | Industrial Power Generating Company LLC | 56684 | Chesterfield Landfill Gas | VA | Chesterfield | 46 | Landfill Gas | IC |  | S | X | X | 36181301 |  | 0.3 | 1 | 0.3 | 0.3 | 0.1 | N |  |  | OP | X | 6 | 2004 |  |  | N | IPP Non-CHP | 2 | X T: X; NG NG: LFG; NG BLQ: DFO; NG NG: DFO |  |  |  | N | N |  | 1H | [23 empty] | Y | Y | N
55938 | Industrial Power Generating Company LLC | 56684 | Chesterfield Landfill Gas | VA | Chesterfield | 47 | Landfill Gas | IC |  | S | X | X | 36181301 |  | 0.3 | 1 | 0.3 | 0.3 | 0.1 | N |  |  | OP | X | 6 | 2004 |  |  | N | IPP Non-CHP | 2 | X T: X; NG NG: LFG; NG BLQ: DFO; NG NG: DFO |  |  |  | N | N |  | 1H | [23 empty] | Y | Y | N
55938 | Industrial Power Generating Company LLC | 56684 | Chesterfield Landfill Gas | VA | Chesterfield | 48 | Landfill Gas | IC |  | S | X | X | 36181301 |  | 0.3 | 1 | 0.3 | 0.3 | 0.1 | N |  |  | OP | X | 6 | 2004 |  |  | N | IPP Non-CHP | 2 | X T: X; NG NG: LFG; NG BLQ: DFO; NG NG: DFO |  |  |  | N | N |  | 1H | [23 empty] | Y | Y | N
55938 | Industrial Power Generating Company LLC | 56684 | Chesterfield Landfill Gas | VA | Chesterfield | 5 | Landfill Gas | IC |  | S | X | X | 36181301 |  | 0.3 | 1 | 0.3 | 0.3 | 0.1 | N |  |  | OP | X | 6 | 2004 |  |  | N | IPP Non-CHP | 2 | X T: X; NG NG: LFG; NG BLQ: DFO; NG NG: DFO |  |  |  | N | N |  | 1H | [23 empty] | Y | Y | N
55938 | Industrial Power Generating Company LLC | 56684 | Chesterfield Landfill Gas | VA | Chesterfield | 6 | Landfill Gas | IC |  | S | X | X | 36181301 |  | 0.3 | 1 | 0.3 | 0.3 | 0.1 | N |  |  | OP | X | 6 | 2004 |  |  | N | IPP Non-CHP | 2 | X T: X; NG NG: LFG; NG BLQ: DFO; NG NG: DFO |  |  |  | N | N |  | 1H | [23 empty] | Y | Y | N
55938 | Industrial Power Generating Company LLC | 56684 | Chesterfield Landfill Gas | VA | Chesterfield | 7 | Landfill Gas | IC |  | S | X | X | 36181301 |  | 0.3 | 1 | 0.3 | 0.3 | 0.1 | N |  |  | OP | X | 6 | 2004 |  |  | N | IPP Non-CHP | 2 | X T: X; NG NG: LFG; NG BLQ: DFO; NG NG: DFO |  |  |  | N | N |  | 1H | [23 empty] | Y | Y | N
55938 | Industrial Power Generating Company LLC | 56684 | Chesterfield Landfill Gas | VA | Chesterfield | 8 | Landfill Gas | IC |  | S | X | X | 36181301 |  | 0.3 | 1 | 0.3 | 0.3 | 0.1 | N |  |  | OP | X | 6 | 2004 |  |  | N | IPP Non-CHP | 2 | X T: X; NG NG: LFG; NG BLQ: DFO; NG NG: DFO |  |  |  | N | N |  | 1H | [23 empty] | Y | Y | N
55938 | Industrial Power Generating Company LLC | 56684 | Chesterfield Landfill Gas | VA | Chesterfield | 9 | Landfill Gas | IC |  | S | X | X | 36181301 |  | 0.3 | 1 | 0.3 | 0.3 | 0.1 | N |  |  | OP | X | 6 | 2004 |  |  | N | IPP Non-CHP | 2 | X T: X; NG NG: LFG; NG BLQ: DFO; NG NG: DFO |  |  |  | N | N |  | 1H | [23 empty] | Y | Y | N
55938 | Industrial Power Generating Company LLC | 56686 | King & Queen | VA | King and Queen | 1 | Landfill Gas | IC |  | S | X | X | 61482315 |  | 0.3 | 1 | 0.3 | 0.3 | 0.1 | N |  |  | OP | X | 1 | 2008 |  |  | N | IPP Non-CHP | 2 | X T: X; NG NG: LFG; NG BLQ: DFO; NG NG: DFO |  |  |  | N | N |  | 1H | [23 empty] | Y | Y | N
55938 | Industrial Power Generating Company LLC | 56686 | King & Queen | VA | King and Queen | 10 | Landfill Gas | IC |  | S | X | X | 61482315 |  | 0.3 | 1 | 0.3 | 0.3 | 0.1 | N |  |  | OP | X | 1 | 2008 |  |  | N | IPP Non-CHP | 2 | X T: X; NG NG: LFG; NG BLQ: DFO; NG NG: DFO |  |  |  | N | N |  | 1H | [23 empty] | Y | Y | N
55938 | Industrial Power Generating Company LLC | 56686 | King & Queen | VA | King and Queen | 11 | Landfill Gas | IC |  | S | X | X | 61482315 |  | 0.3 | 1 | 0.3 | 0.3 | 0.1 | N |  |  | OP | X | 1 | 2008 |  |  | N | IPP Non-CHP | 2 | X T: X; NG NG: LFG; NG BLQ: DFO; NG NG: DFO |  |  |  | N | N |  | 1H | [23 empty] | Y | Y | N
55938 | Industrial Power Generating Company LLC | 56686 | King & Queen | VA | King and Queen | 12 | Landfill Gas | IC |  | S | X | X | 61482315 |  | 0.3 | 1 | 0.3 | 0.3 | 0.1 | N |  |  | OP | X | 1 | 2008 |  |  | N | IPP Non-CHP | 2 | X T: X; NG NG: LFG; NG BLQ: DFO; NG NG: DFO |  |  |  | N | N |  | 1H | [23 empty] | Y | Y | N
55938 | Industrial Power Generating Company LLC | 56686 | King & Queen | VA | King and Queen | 13 | Landfill Gas | IC |  | S | X | X | 61482315 |  | 0.3 | 1 | 0.3 | 0.3 | 0.1 | N |  |  | OP | X | 1 | 2008 |  |  | N | IPP Non-CHP | 2 | X T: X; NG NG: LFG; NG BLQ: DFO; NG NG: DFO |  |  |  | N | N |  | 1H | [23 empty] | Y | Y | N
55938 | Industrial Power Generating Company LLC | 56686 | King & Queen | VA | King and Queen | 14 | Landfill Gas | IC |  | S | X | X | 61482315 |  | 0.3 | 1 | 0.3 | 0.3 | 0.1 | N |  |  | OP | X | 1 | 2008 |  |  | N | IPP Non-CHP | 2 | X T: X; NG NG: LFG; NG BLQ: DFO; NG NG: DFO |  |  |  | N | N |  | 1H | [23 empty] | Y | Y | N
55938 | Industrial Power Generating Company LLC | 56686 | King & Queen | VA | King and Queen | 15 | Landfill Gas | IC |  | S | X | X | 61482315 |  | 0.3 | 1 | 0.3 | 0.3 | 0.1 | N |  |  | OP | X | 1 | 2008 |  |  | N | IPP Non-CHP | 2 | X T: X; NG NG: LFG; NG BLQ: DFO; NG NG: DFO |  |  |  | N | N |  | 1H | [23 empty] | Y | Y | N
55938 | Industrial Power Generating Company LLC | 56686 | King & Queen | VA | King and Queen | 16 | Landfill Gas | IC |  | S | X | X | 61482315 |  | 0.3 | 1 | 0.3 | 0.3 | 0.1 | N |  |  | OP | X | 1 | 2008 |  |  | N | IPP Non-CHP | 2 | X T: X; NG NG: LFG; NG BLQ: DFO; NG NG: DFO |  |  |  | N | N |  | 1H | [23 empty] | Y | Y | N
55938 | Industrial Power Generating Company LLC | 56686 | King & Queen | VA | King and Queen | 17 | Landfill Gas | IC |  | S | X | X | 61482315 |  | 0.3 | 1 | 0.3 | 0.3 | 0.1 | N |  |  | OP | X | 1 | 2008 |  |  | N | IPP Non-CHP | 2 | X T: X; NG NG: LFG; NG BLQ: DFO; NG NG: DFO |  |  |  | N | N |  | 1H | [23 empty] | Y | Y | N
55938 | Industrial Power Generating Company LLC | 56686 | King & Queen | VA | King and Queen | 18 | Landfill Gas | IC |  | S | X | X | 61482315 |  | 0.3 | 1 | 0.3 | 0.3 | 0.1 | N |  |  | OP | X | 1 | 2008 |  |  | N | IPP Non-CHP | 2 | X T: X; NG NG: LFG; NG BLQ: DFO; NG NG: DFO |  |  |  | N | N |  | 1H | [23 empty] | Y | Y | N
55938 | Industrial Power Generating Company LLC | 56686 | King & Queen | VA | King and Queen | 19 | Landfill Gas | IC |  | S | X | X | 61482315 |  | 0.3 | 1 | 0.3 | 0.3 | 0.1 | N |  |  | OP | X | 1 | 2008 |  |  | N | IPP Non-CHP | 2 | X T: X; NG NG: LFG; NG BLQ: DFO; NG NG: DFO |  |  |  | N | N |  | 1H | [23 empty] | Y | Y | N
55938 | Industrial Power Generating Company LLC | 56686 | King & Queen | VA | King and Queen | 2 | Landfill Gas | IC |  | S | X | X | 61482315 |  | 0.3 | 1 | 0.3 | 0.3 | 0.1 | N |  |  | OP | X | 1 | 2008 |  |  | N | IPP Non-CHP | 2 | X T: X; NG NG: LFG; NG BLQ: DFO; NG NG: DFO |  |  |  | N | N |  | 1H | [23 empty] | Y | Y | N
55938 | Industrial Power Generating Company LLC | 56686 | King & Queen | VA | King and Queen | 20 | Landfill Gas | IC |  | S | X | X | 61482315 |  | 0.3 | 1 | 0.3 | 0.3 | 0.1 | N |  |  | OP | X | 1 | 2008 |  |  | N | IPP Non-CHP | 2 | X T: X; NG NG: LFG; NG BLQ: DFO; NG NG: DFO |  |  |  | N | N |  | 1H | [23 empty] | Y | Y | N
55938 | Industrial Power Generating Company LLC | 56686 | King & Queen | VA | King and Queen | 21 | Landfill Gas | IC |  | S | X | X | 61482315 |  | 0.3 | 1 | 0.3 | 0.3 | 0.1 | N |  |  | OP | X | 1 | 2008 |  |  | N | IPP Non-CHP | 2 | X T: X; NG NG: LFG; NG BLQ: DFO; NG NG: DFO |  |  |  | N | N |  | 1H | [23 empty] | Y | Y | N
55938 | Industrial Power Generating Company LLC | 56686 | King & Queen | VA | King and Queen | 22 | Landfill Gas | IC |  | S | X | X | 61482315 |  | 0.3 | 1 | 0.3 | 0.3 | 0.1 | N |  |  | OP | X | 1 | 2008 |  |  | N | IPP Non-CHP | 2 | X T: X; NG NG: LFG; NG BLQ: DFO; NG NG: DFO |  |  |  | N | N |  | 1H | [23 empty] | Y | Y | N
55938 | Industrial Power Generating Company LLC | 56686 | King & Queen | VA | King and Queen | 23 | Landfill Gas | IC |  | S | X | X | 61482315 |  | 0.3 | 1 | 0.3 | 0.3 | 0.1 | N |  |  | OP | X | 1 | 2008 |  |  | N | IPP Non-CHP | 2 | X T: X; NG NG: LFG; NG BLQ: DFO; NG NG: DFO |  |  |  | N | N |  | 1H | [23 empty] | Y | Y | N
55938 | Industrial Power Generating Company LLC | 56686 | King & Queen | VA | King and Queen | 24 | Landfill Gas | IC |  | S | X | X | 61482315 |  | 0.3 | 1 | 0.3 | 0.3 | 0.1 | N |  |  | OP | X | 1 | 2008 |  |  | N | IPP Non-CHP | 2 | X T: X; NG NG: LFG; NG BLQ: DFO; NG NG: DFO |  |  |  | N | N |  | 1H | [23 empty] | Y | Y | N
55938 | Industrial Power Generating Company LLC | 56686 | King & Queen | VA | King and Queen | 25 | Landfill Gas | IC |  | S | X | X | 61482315 |  | 0.3 | 1 | 0.3 | 0.3 | 0.1 | N |  |  | OP | X | 1 | 2008 |  |  | N | IPP Non-CHP | 2 | X T: X; NG NG: LFG; NG BLQ: DFO; NG NG: DFO |  |  |  | N | N |  | 1H | [23 empty] | Y | Y | N
55938 | Industrial Power Generating Company LLC | 56686 | King & Queen | VA | King and Queen | 26 | Landfill Gas | IC |  | S | X | X | 61482315 |  | 0.3 | 1 | 0.3 | 0.3 | 0.1 | N |  |  | OP | X | 1 | 2008 |  |  | N | IPP Non-CHP | 2 | X T: X; NG NG: LFG; NG BLQ: DFO; NG NG: DFO |  |  |  | N | N |  | 1H | [23 empty] | Y | Y | N
55938 | Industrial Power Generating Company LLC | 56686 | King & Queen | VA | King and Queen | 27 | Landfill Gas | IC |  | S | X | X | 61482315 |  | 0.3 | 1 | 0.3 | 0.3 | 0.1 | N |  |  | OP | X | 1 | 2008 |  |  | N | IPP Non-CHP | 2 | X T: X; NG NG: LFG; NG BLQ: DFO; NG NG: DFO |  |  |  | N | N |  | 1H | [23 empty] | Y | Y | N
55938 | Industrial Power Generating Company LLC | 56686 | King & Queen | VA | King and Queen | 28 | Landfill Gas | IC |  | S | X | X | 61482315 |  | 0.3 | 1 | 0.3 | 0.3 | 0.1 | N |  |  | OP | X | 1 | 2008 |  |  | N | IPP Non-CHP | 2 | X T: X; NG NG: LFG; NG BLQ: DFO; NG NG: DFO |  |  |  | N | N |  | 1H | [23 empty] | Y | Y | N
55938 | Industrial Power Generating Company LLC | 56686 | King & Queen | VA | King and Queen | 29 | Landfill Gas | IC |  | S | X | X | 61482315 |  | 0.3 | 1 | 0.3 | 0.3 | 0.1 | N |  |  | OP | X | 1 | 2008 |  |  | N | IPP Non-CHP | 2 | X T: X; NG NG: LFG; NG BLQ: DFO; NG NG: DFO |  |  |  | N | N |  | 1H | [23 empty] | Y | Y | N
55938 | Industrial Power Generating Company LLC | 56686 | King & Queen | VA | King and Queen | 3 | Landfill Gas | IC |  | S | X | X | 61482315 |  | 0.3 | 1 | 0.3 | 0.3 | 0.1 | N |  |  | OP | X | 1 | 2008 |  |  | N | IPP Non-CHP | 2 | X T: X; NG NG: LFG; NG BLQ: DFO; NG NG: DFO |  |  |  | N | N |  | 1H | [23 empty] | Y | Y | N
55938 | Industrial Power Generating Company LLC | 56686 | King & Queen | VA | King and Queen | 30 | Landfill Gas | IC |  | S | X | X | 61482315 |  | 0.3 | 1 | 0.3 | 0.3 | 0.1 | N |  |  | OP | X | 1 | 2008 |  |  | N | IPP Non-CHP | 2 | X T: X; NG NG: LFG; NG BLQ: DFO; NG NG: DFO |  |  |  | N | N |  | 1H | [23 empty] | Y | Y | N
55938 | Industrial Power Generating Company LLC | 56686 | King & Queen | VA | King and Queen | 31 | Landfill Gas | IC |  | S | X | X | 61482315 |  | 0.3 | 1 | 0.3 | 0.3 | 0.1 | N |  |  | OP | X | 1 | 2008 |  |  | N | IPP Non-CHP | 2 | X T: X; NG NG: LFG; NG BLQ: DFO; NG NG: DFO |  |  |  | N | N |  | 1H | [23 empty] | Y | Y | N
55938 | Industrial Power Generating Company LLC | 56686 | King & Queen | VA | King and Queen | 32 | Landfill Gas | IC |  | S | X | X | 61482315 |  | 0.3 | 1 | 0.3 | 0.3 | 0.1 | N |  |  | OP | X | 1 | 2008 |  |  | N | IPP Non-CHP | 2 | X T: X; NG NG: LFG; NG BLQ: DFO; NG NG: DFO |  |  |  | N | N |  | 1H | [23 empty] | Y | Y | N
55938 | Industrial Power Generating Company LLC | 56686 | King & Queen | VA | King and Queen | 33 | Landfill Gas | IC |  | S | X | X | 61482315 |  | 0.3 | 1 | 0.3 | 0.3 | 0.1 | N |  |  | OP | X | 1 | 2008 |  |  | N | IPP Non-CHP | 2 | X T: X; NG NG: LFG; NG BLQ: DFO; NG NG: DFO |  |  |  | N | N |  | 1H | [23 empty] | Y | Y | N
55938 | Industrial Power Generating Company LLC | 56686 | King & Queen | VA | King and Queen | 34 | Landfill Gas | IC |  | S | X | X | 61482315 |  | 0.3 | 1 | 0.3 | 0.3 | 0.1 | N |  |  | OP | X | 1 | 2008 |  |  | N | IPP Non-CHP | 2 | X T: X; NG NG: LFG; NG BLQ: DFO; NG NG: DFO |  |  |  | N | N |  | 1H | [23 empty] | Y | Y | N
55938 | Industrial Power Generating Company LLC | 56686 | King & Queen | VA | King and Queen | 35 | Landfill Gas | IC |  | S | X | X | 61482315 |  | 0.3 | 1 | 0.3 | 0.3 | 0.1 | N |  |  | OP | X | 1 | 2008 |  |  | N | IPP Non-CHP | 2 | X T: X; NG NG: LFG; NG BLQ: DFO; NG NG: DFO |  |  |  | N | N |  | 1H | [23 empty] | Y | Y | N
55938 | Industrial Power Generating Company LLC | 56686 | King & Queen | VA | King and Queen | 36 | Landfill Gas | IC |  | S | X | X | 61482315 |  | 0.3 | 1 | 0.3 | 0.3 | 0.1 | N |  |  | OP | X | 1 | 2008 |  |  | N | IPP Non-CHP | 2 | X T: X; NG NG: LFG; NG BLQ: DFO; NG NG: DFO |  |  |  | N | N |  | 1H | [23 empty] | Y | Y | N
55938 | Industrial Power Generating Company LLC | 56686 | King & Queen | VA | King and Queen | 4 | Landfill Gas | IC |  | S | X | X | 61482315 |  | 0.3 | 1 | 0.3 | 0.3 | 0.1 | N |  |  | OP | X | 1 | 2008 |  |  | N | IPP Non-CHP | 2 | X T: X; NG NG: LFG; NG BLQ: DFO; NG NG: DFO |  |  |  | N | N |  | 1H | [23 empty] | Y | Y | N
55938 | Industrial Power Generating Company LLC | 56686 | King & Queen | VA | King and Queen | 5 | Landfill Gas | IC |  | S | X | X | 61482315 |  | 0.3 | 1 | 0.3 | 0.3 | 0.1 | N |  |  | OP | X | 1 | 2008 |  |  | N | IPP Non-CHP | 2 | X T: X; NG NG: LFG; NG BLQ: DFO; NG NG: DFO |  |  |  | N | N |  | 1H | [23 empty] | Y | Y | N
55938 | Industrial Power Generating Company LLC | 56686 | King & Queen | VA | King and Queen | 6 | Landfill Gas | IC |  | S | X | X | 61482315 |  | 0.3 | 1 | 0.3 | 0.3 | 0.1 | N |  |  | OP | X | 1 | 2008 |  |  | N | IPP Non-CHP | 2 | X T: X; NG NG: LFG; NG BLQ: DFO; NG NG: DFO |  |  |  | N | N |  | 1H | [23 empty] | Y | Y | N
55938 | Industrial Power Generating Company LLC | 56686 | King & Queen | VA | King and Queen | 7 | Landfill Gas | IC |  | S | X | X | 61482315 |  | 0.3 | 1 | 0.3 | 0.3 | 0.1 | N |  |  | OP | X | 1 | 2008 |  |  | N | IPP Non-CHP | 2 | X T: X; NG NG: LFG; NG BLQ: DFO; NG NG: DFO |  |  |  | N | N |  | 1H | [23 empty] | Y | Y | N
55938 | Industrial Power Generating Company LLC | 56686 | King & Queen | VA | King and Queen | 8 | Landfill Gas | IC |  | S | X | X | 61482315 |  | 0.3 | 1 | 0.3 | 0.3 | 0.1 | N |  |  | OP | X | 1 | 2008 |  |  | N | IPP Non-CHP | 2 | X T: X; NG NG: LFG; NG BLQ: DFO; NG NG: DFO |  |  |  | N | N |  | 1H | [23 empty] | Y | Y | N
55938 | Industrial Power Generating Company LLC | 56686 | King & Queen | VA | King and Queen | 9 | Landfill Gas | IC |  | S | X | X | 61482315 |  | 0.3 | 1 | 0.3 | 0.3 | 0.1 | N |  |  | OP | X | 1 | 2008 |  |  | N | IPP Non-CHP | 2 | X T: X; NG NG: LFG; NG BLQ: DFO; NG NG: DFO |  |  |  | N | N |  | 1H | [23 empty] | Y | Y | N
55938 | Industrial Power Generating Company LLC | 56692 | Rockville 1 & 2 | VA | Goochland | 1A | Petroleum Liquids | IC |  | S | X | X | 36181315 | 36181315 | 0.3 | 1 | 0.3 | 0.3 | 0.1 | N |  |  | OP | X | 10 | 1995 |  |  | N | IPP Non-CHP | 2 | X T: X; NG NG: DFO; NG NG: DFO |  |  |  | N | N |  | 1H | [23 empty] | N
55938 | Industrial Power Generating Company LLC | 56692 | Rockville 1 & 2 | VA | Goochland | 1B | Petroleum Liquids | IC |  | S | X | X | 36181315 | 36181315 | 0.3 | 1 | 0.3 | 0.3 | 0.1 | N |  |  | OP | X | 10 | 1995 |  |  | N | IPP Non-CHP | 2 | X T: X; NG NG: DFO; NG NG: DFO |  |  |  | N | N |  | 1H | [23 empty] | N
55938 | Industrial Power Generating Company LLC | 56692 | Rockville 1 & 2 | VA | Goochland | 1C | Petroleum Liquids | IC |  | S | X | X | 36181315 | 36181315 | 0.3 | 1 | 0.3 | 0.3 | 0.1 | N |  |  | OP | X | 10 | 1995 |  |  | N | IPP Non-CHP | 2 | X T: X; NG NG: DFO; NG NG: DFO |  |  |  | N | N |  | 1H | [23 empty] | N
55938 | Industrial Power Generating Company LLC | 56692 | Rockville 1 & 2 | VA | Goochland | 1D | Petroleum Liquids | IC |  | S | X | X | 36181315 | 36181315 | 0.3 | 1 | 0.3 | 0.3 | 0.1 | N |  |  | OP | X | 10 | 1995 |  |  | N | IPP Non-CHP | 2 | X T: X; NG NG: DFO; NG NG: DFO |  |  |  | N | N |  | 1H | [23 empty] | N
55938 | Industrial Power Generating Company LLC | 56692 | Rockville 1 & 2 | VA | Goochland | 1E | Petroleum Liquids | IC |  | S | X | X | 36181315 | 36181315 | 0.3 | 1 | 0.3 | 0.3 | 0.1 | N |  |  | OP | X | 10 | 1995 |  |  | N | IPP Non-CHP | 2 | X T: X; NG NG: DFO; NG NG: DFO |  |  |  | N | N |  | 1H | [23 empty] | N
55938 | Industrial Power Generating Company LLC | 56692 | Rockville 1 & 2 | VA | Goochland | 1F | Petroleum Liquids | IC |  | S | X | X | 36181315 | 36181315 | 0.3 | 1 | 0.3 | 0.3 | 0.1 | N |  |  | OP | X | 10 | 1995 |  |  | N | IPP Non-CHP | 2 | X T: X; NG NG: DFO; NG NG: DFO |  |  |  | N | N |  | 1H | [23 empty] | N
55938 | Industrial Power Generating Company LLC | 56692 | Rockville 1 & 2 | VA | Goochland | 1G | Petroleum Liquids | IC |  | S | X | X | 36181315 | 36181315 | 0.3 | 1 | 0.3 | 0.3 | 0.1 | N |  |  | OP | X | 10 | 1995 |  |  | N | IPP Non-CHP | 2 | X T: X; NG NG: DFO; NG NG: DFO |  |  |  | N | N |  | 1H | [23 empty] | N
55938 | Industrial Power Generating Company LLC | 56692 | Rockville 1 & 2 | VA | Goochland | 1H | Petroleum Liquids | IC |  | S | X | X | 36181315 | 36181315 | 0.3 | 1 | 0.3 | 0.3 | 0.1 | N |  |  | OP | X | 10 | 1995 |  |  | N | IPP Non-CHP | 2 | X T: X; NG NG: DFO; NG NG: DFO |  |  |  | N | N |  | 1H | [23 empty] | N
55938 | Industrial Power Generating Company LLC | 56692 | Rockville 1 & 2 | VA | Goochland | 1I | Petroleum Liquids | IC |  | S | X | X | 36181315 | 36181315 | 0.3 | 1 | 0.3 | 0.3 | 0.1 | N |  |  | OP | X | 10 | 1995 |  |  | N | IPP Non-CHP | 2 | X T: X; NG NG: DFO; NG NG: DFO |  |  |  | N | N |  | 1H | [23 empty] | N
55938 | Industrial Power Generating Company LLC | 56692 | Rockville 1 & 2 | VA | Goochland | 1J | Petroleum Liquids | IC |  | S | X | X | 36181315 | 36181315 | 0.3 | 1 | 0.3 | 0.3 | 0.1 | N |  |  | OP | X | 10 | 1995 |  |  | N | IPP Non-CHP | 2 | X T: X; NG NG: DFO; NG NG: DFO |  |  |  | N | N |  | 1H | [23 empty] | N
55938 | Industrial Power Generating Company LLC | 56692 | Rockville 1 & 2 | VA | Goochland | 1K | Petroleum Liquids | IC |  | S | X | X | 36181315 | 36181315 | 0.3 | 1 | 0.3 | 0.3 | 0.1 | N |  |  | OP | X | 10 | 1995 |  |  | N | IPP Non-CHP | 2 | X T: X; NG NG: DFO; NG NG: DFO |  |  |  | N | N |  | 1H | [23 empty] | N
55938 | Industrial Power Generating Company LLC | 56692 | Rockville 1 & 2 | VA | Goochland | 1L | Petroleum Liquids | IC |  | S | X | X | 36181315 | 36181315 | 0.3 | 1 | 0.3 | 0.3 | 0.1 | N |  |  | OP | X | 10 | 1995 |  |  | N | IPP Non-CHP | 2 | X T: X; NG NG: DFO; NG NG: DFO |  |  |  | N | N |  | 1H | [23 empty] | N
55938 | Industrial Power Generating Company LLC | 56692 | Rockville 1 & 2 | VA | Goochland | 1M | Petroleum Liquids | IC |  | S | X | X | 36181315 | 36181315 | 0.3 | 1 | 0.3 | 0.3 | 0.1 | N |  |  | OP | X | 10 | 1995 |  |  | N | IPP Non-CHP | 2 | X T: X; NG NG: DFO; NG NG: DFO |  |  |  | N | N |  | 1H | [23 empty] | N
55938 | Industrial Power Generating Company LLC | 56692 | Rockville 1 & 2 | VA | Goochland | 1N | Petroleum Liquids | IC |  | S | X | X | 36181315 | 36181315 | 0.3 | 1 | 0.3 | 0.3 | 0.1 | N |  |  | OP | X | 10 | 1995 |  |  | N | IPP Non-CHP | 2 | X T: X; NG NG: DFO; NG NG: DFO |  |  |  | N | N |  | 1H | [23 empty] | N
55938 | Industrial Power Generating Company LLC | 56692 | Rockville 1 & 2 | VA | Goochland | 1O | Petroleum Liquids | IC |  | S | X | X | 36181315 | 36181315 | 0.3 | 1 | 0.3 | 0.3 | 0.1 | N |  |  | OP | X | 10 | 1995 |  |  | N | IPP Non-CHP | 2 | X T: X; NG NG: DFO; NG NG: DFO |  |  |  | N | N |  | 1H | [23 empty] | N
55938 | Industrial Power Generating Company LLC | 56692 | Rockville 1 & 2 | VA | Goochland | 2A | Petroleum Liquids | IC |  | S | X | X | 36181317 | 36181317 | 0.3 | 1 | 0.3 | 0.3 | 0.1 | N |  |  | OP | X | 6 | 2000 |  |  | N | IPP Non-CHP | 2 | X T: X; NG NG: DFO; NG NG: DFO |  |  |  | N | N |  | 1H | [23 empty] | N
55938 | Industrial Power Generating Company LLC | 56692 | Rockville 1 & 2 | VA | Goochland | 2B | Petroleum Liquids | IC |  | S | X | X | 36181317 | 36181317 | 0.3 | 1 | 0.3 | 0.3 | 0.1 | N |  |  | OP | X | 6 | 2000 |  |  | N | IPP Non-CHP | 2 | X T: X; NG NG: DFO; NG NG: DFO |  |  |  | N | N |  | 1H | [23 empty] | N
55938 | Industrial Power Generating Company LLC | 56692 | Rockville 1 & 2 | VA | Goochland | 2C | Petroleum Liquids | IC |  | S | X | X | 36181317 | 36181317 | 0.3 | 1 | 0.3 | 0.3 | 0.1 | N |  |  | OP | X | 6 | 2000 |  |  | N | IPP Non-CHP | 2 | X T: X; NG NG: DFO; NG NG: DFO |  |  |  | N | N |  | 1H | [23 empty] | N
55938 | Industrial Power Generating Company LLC | 56692 | Rockville 1 & 2 | VA | Goochland | 2D | Petroleum Liquids | IC |  | S | X | X | 36181317 | 36181317 | 0.3 | 1 | 0.3 | 0.3 | 0.1 | N |  |  | OP | X | 6 | 2000 |  |  | N | IPP Non-CHP | 2 | X T: X; NG NG: DFO; NG NG: DFO |  |  |  | N | N |  | 1H | [23 empty] | N
55938 | Industrial Power Generating Company LLC | 56692 | Rockville 1 & 2 | VA | Goochland | 2E | Petroleum Liquids | IC |  | S | X | X | 36181317 | 36181317 | 0.3 | 1 | 0.3 | 0.3 | 0.1 | N |  |  | OP | X | 6 | 2000 |  |  | N | IPP Non-CHP | 2 | X T: X; NG NG: DFO; NG NG: DFO |  |  |  | N | N |  | 1H | [23 empty] | N
55938 | Industrial Power Generating Company LLC | 56692 | Rockville 1 & 2 | VA | Goochland | 2F | Petroleum Liquids | IC |  | S | X | X | 36181317 | 36181317 | 0.3 | 1 | 0.3 | 0.3 | 0.1 | N |  |  | OP | X | 6 | 2000 |  |  | N | IPP Non-CHP | 2 | X T: X; NG NG: DFO; NG NG: DFO |  |  |  | N | N |  | 1H | [23 empty] | N | N
55938 | Industrial Power Generating Company LLC | 56692 | Rockville 1 & 2 | VA | Goochland | 2G | Petroleum Liquids | IC |  | S | X | X | 36181317 | 36181317 | 0.3 | 1 | 0.3 | 0.3 | 0.1 | N |  |  | OP | X | 6 | 2000 |  |  | N | IPP Non-CHP | 2 | X T: X; NG NG: DFO; NG NG: DFO |  |  |  | N | N |  | 1H | [23 empty] | N | N
55938 | Industrial Power Generating Company LLC | 56692 | Rockville 1 & 2 | VA | Goochland | 2H | Petroleum Liquids | IC |  | S | X | X | 36181317 | 36181317 | 0.3 | 1 | 0.3 | 0.3 | 0.1 | N |  |  | OP | X | 6 | 2000 |  |  | N | IPP Non-CHP | 2 | X T: X; NG NG: DFO; NG NG: DFO |  |  |  | N | N |  | 1H | [23 empty] | N | N
55938 | Industrial Power Generating Company LLC | 56692 | Rockville 1 & 2 | VA | Goochland | 2I | Petroleum Liquids | IC |  | S | X | X | 36181317 | 36181317 | 0.3 | 1 | 0.3 | 0.3 | 0.1 | N |  |  | OP | X | 6 | 2000 |  |  | N | IPP Non-CHP | 2 | X T: X; NG NG: DFO; NG NG: DFO |  |  |  | N | N |  | 1H | [23 empty] | N
55938 | Industrial Power Generating Company LLC | 56692 | Rockville 1 & 2 | VA | Goochland | 2J | Petroleum Liquids | IC |  | S | X | X | 36181317 | 36181317 | 0.3 | 1 | 0.3 | 0.3 | 0.1 | N |  |  | OP | X | 6 | 2000 |  |  | N | IPP Non-CHP | 2 | X T: X; NG NG: DFO; NG NG: DFO |  |  |  | N | N |  | 1H | [23 empty] | N
55938 | Industrial Power Generating Company LLC | 56692 | Rockville 1 & 2 | VA | Goochland | 2K | Petroleum Liquids | IC |  | S | X | X | 36181317 | 36181317 | 0.3 | 1 | 0.3 | 0.3 | 0.1 | N |  |  | OP | X | 6 | 2000 |  |  | N | IPP Non-CHP | 2 | X T: X; NG NG: DFO; NG NG: DFO |  |  |  | N | N |  | 1H | [23 empty] | N
55938 | Industrial Power Generating Company LLC | 56692 | Rockville 1 & 2 | VA | Goochland | 2L | Petroleum Liquids | IC |  | S | X | X | 36181317 | 36181317 | 0.3 | 1 | 0.3 | 0.3 | 0.1 | N |  |  | OP | X | 6 | 2000 |  |  | N | IPP Non-CHP | 2 | X T: X; NG NG: DFO; NG NG: DFO |  |  |  | N | N |  | 1H | [23 empty] | N
55938 | Industrial Power Generating Company LLC | 56692 | Rockville 1 & 2 | VA | Goochland | 2M | Petroleum Liquids | IC |  | S | X | X | 36181317 | 36181317 | 0.3 | 1 | 0.3 | 0.3 | 0.1 | N |  |  | OP | X | 6 | 2000 |  |  | N | IPP Non-CHP | 2 | X T: X; NG NG: DFO; NG NG: DFO |  |  |  | N | N |  | 1H | [23 empty] | N
55938 | Industrial Power Generating Company LLC | 56692 | Rockville 1 & 2 | VA | Goochland | 2N | Petroleum Liquids | IC |  | S | X | X | 36181317 | 36181317 | 0.3 | 1 | 0.3 | 0.3 | 0.1 | N |  |  | OP | X | 6 | 2000 |  |  | N | IPP Non-CHP | 2 | X T: X; NG NG: DFO; NG NG: DFO |  |  |  | N | N |  | 1H | [23 empty] | N
55938 | Industrial Power Generating Company LLC | 56692 | Rockville 1 & 2 | VA | Goochland | 2O | Petroleum Liquids | IC |  | S | X | X | 36181317 | 36181317 | 0.3 | 1 | 0.3 | 0.3 | 0.1 | N |  |  | OP | X | 6 | 2000 |  |  | N | IPP Non-CHP | 2 | X T: X; NG NG: DFO; NG NG: DFO |  |  |  | N | N |  | 1H | [23 empty] | N
55938 | Industrial Power Generating Company LLC | 56692 | Rockville 1 & 2 | VA | Goochland | 2P | Petroleum Liquids | IC |  | S | X | X | 36181317 | 36181317 | 0.3 | 1 | 0.3 | 0.3 | 0.1 | N |  |  | OP | X | 6 | 2000 |  |  | N | IPP Non-CHP | 2 | X T: X; NG NG: DFO; NG NG: DFO |  |  |  | N | N |  | 1H | [23 empty] | N
55938 | Industrial Power Generating Company LLC | 56692 | Rockville 1 & 2 | VA | Goochland | 2Q | Petroleum Liquids | IC |  | S | X | X | 36181317 | 36181317 | 0.3 | 1 | 0.3 | 0.3 | 0.1 | N |  |  | OP | X | 6 | 2000 |  |  | N | IPP Non-CHP | 2 | X T: X; NG NG: DFO; NG NG: DFO |  |  |  | N | N |  | 1H | [23 empty] | N
55938 | Industrial Power Generating Company LLC | 56692 | Rockville 1 & 2 | VA | Goochland | 2R | Petroleum Liquids | IC |  | S | X | X | 36181317 | 36181317 | 0.3 | 1 | 0.3 | 0.3 | 0.1 | N |  |  | OP | X | 6 | 2000 |  |  | N | IPP Non-CHP | 2 | X T: X; NG NG: DFO; NG NG: DFO |  |  |  | N | N |  | 1H | [23 empty] | N
55938 | Industrial Power Generating Company LLC | 56692 | Rockville 1 & 2 | VA | Goochland | 2S | Petroleum Liquids | IC |  | S | X | X | 36181317 | 36181317 | 0.3 | 1 | 0.3 | 0.3 | 0.1 | N |  |  | OP | X | 6 | 2000 |  |  | N | IPP Non-CHP | 2 | X T: X; NG NG: DFO; NG NG: DFO |  |  |  | N | N |  | 1H | [23 empty] | N
55938 | Industrial Power Generating Company LLC | 56692 | Rockville 1 & 2 | VA | Goochland | 2T | Petroleum Liquids | IC |  | S | X | X | 36181317 | 36181317 | 0.3 | 1 | 0.3 | 0.3 | 0.1 | N |  |  | OP | X | 6 | 2000 |  |  | N | IPP Non-CHP | 2 | X T: X; NG NG: DFO; NG NG: DFO |  |  |  | N | N |  | 1H | [23 empty] | N
55938 | Industrial Power Generating Company LLC | 56692 | Rockville 1 & 2 | VA | Goochland | 2U | Petroleum Liquids | IC |  | S | X | X | 36181317 | 36181317 | 0.3 | 1 | 0.3 | 0.3 | 0.1 | N |  |  | OP | X | 6 | 2000 |  |  | N | IPP Non-CHP | 2 | X T: X; NG NG: DFO; NG NG: DFO |  |  |  | N | N |  | 1H | [23 empty] | N
55938 | Industrial Power Generating Company LLC | 56693 | Virginia Beach | VA | Virginia Beach City | 1 | Landfill Gas | IC |  | S | X | X | 36181319 |  | 0.3 | 1 | 0.3 | 0.3 | 0.1 | N |  |  | OP | X | 11 | 2001 |  |  | N | IPP Non-CHP | 2 | X T: X; NG NG: LFG; NG BLQ: DFO; NG NG: DFO |  |  |  | N | N |  | 1H | [23 empty] | Y | Y | N
55938 | Industrial Power Generating Company LLC | 56693 | Virginia Beach | VA | Virginia Beach City | 10 | Landfill Gas | IC |  | S | X | X | 36181319 |  | 0.3 | 1 | 0.3 | 0.3 | 0.1 | N |  |  | OP | X | 11 | 2001 |  |  | N | IPP Non-CHP | 2 | X T: X; NG NG: LFG; NG BLQ: DFO; NG NG: DFO |  |  |  | N | N |  | 1H | [23 empty] | Y | Y | N
55938 | Industrial Power Generating Company LLC | 56693 | Virginia Beach | VA | Virginia Beach City | 11 | Landfill Gas | IC |  | S | X | X | 36181319 |  | 0.3 | 1 | 0.3 | 0.3 | 0.1 | N |  |  | OP | X | 11 | 2001 |  |  | N | IPP Non-CHP | 2 | X T: X; NG NG: LFG; NG BLQ: DFO; NG NG: DFO |  |  |  | N | N |  | 1H | [23 empty] | Y | Y | N
55938 | Industrial Power Generating Company LLC | 56693 | Virginia Beach | VA | Virginia Beach City | 12 | Landfill Gas | IC |  | S | X | X | 36181319 |  | 0.3 | 1 | 0.3 | 0.3 | 0.1 | N |  |  | OP | X | 11 | 2001 |  |  | N | IPP Non-CHP | 2 | X T: X; NG NG: LFG; NG BLQ: DFO; NG NG: DFO |  |  |  | N | N |  | 1H | [23 empty] | Y | Y | N
55938 | Industrial Power Generating Company LLC | 56693 | Virginia Beach | VA | Virginia Beach City | 13 | Landfill Gas | IC |  | S | X | X | 36181319 |  | 0.3 | 1 | 0.3 | 0.3 | 0.1 | N |  |  | OP | X | 11 | 2001 |  |  | N | IPP Non-CHP | 2 | X T: X; NG NG: LFG; NG BLQ: DFO; NG NG: DFO |  |  |  | N | N |  | 1H | [23 empty] | Y | Y | N
55938 | Industrial Power Generating Company LLC | 56693 | Virginia Beach | VA | Virginia Beach City | 14 | Landfill Gas | IC |  | S | X | X | 36181319 |  | 0.3 | 1 | 0.3 | 0.3 | 0.1 | N |  |  | OP | X | 11 | 2001 |  |  | N | IPP Non-CHP | 2 | X T: X; NG NG: LFG; NG BLQ: DFO; NG NG: DFO |  |  |  | N | N |  | 1H | [23 empty] | Y | Y | N
55938 | Industrial Power Generating Company LLC | 56693 | Virginia Beach | VA | Virginia Beach City | 15 | Landfill Gas | IC |  | S | X | X | 36181319 |  | 0.3 | 1 | 0.3 | 0.3 | 0.1 | N |  |  | OP | X | 11 | 2001 |  |  | N | IPP Non-CHP | 2 | X T: X; NG NG: LFG; NG BLQ: DFO; NG NG: DFO |  |  |  | N | N |  | 1H | [23 empty] | Y | Y | N
55938 | Industrial Power Generating Company LLC | 56693 | Virginia Beach | VA | Virginia Beach City | 16 | Landfill Gas | IC |  | S | X | X | 36181319 |  | 0.3 | 1 | 0.3 | 0.3 | 0.1 | N |  |  | OP | X | 11 | 2001 |  |  | N | IPP Non-CHP | 2 | X T: X; NG NG: LFG; NG BLQ: DFO; NG NG: DFO |  |  |  | N | N |  | 1H | [23 empty] | Y | Y | N
55938 | Industrial Power Generating Company LLC | 56693 | Virginia Beach | VA | Virginia Beach City | 17 | Landfill Gas | IC |  | S | X | X | 36181319 |  | 0.3 | 1 | 0.3 | 0.3 | 0.1 | N |  |  | OP | X | 11 | 2001 |  |  | N | IPP Non-CHP | 2 | X T: X; NG NG: LFG; NG BLQ: DFO; NG NG: DFO |  |  |  | N | N |  | 1H | [23 empty] | Y | Y | N
55938 | Industrial Power Generating Company LLC | 56693 | Virginia Beach | VA | Virginia Beach City | 18 | Landfill Gas | IC |  | S | X | X | 36181319 |  | 0.3 | 1 | 0.3 | 0.3 | 0.1 | N |  |  | OP | X | 11 | 2001 |  |  | N | IPP Non-CHP | 2 | X T: X; NG NG: LFG; NG BLQ: DFO; NG NG: DFO |  |  |  | N | N |  | 1H | [23 empty] | Y | Y | N
55938 | Industrial Power Generating Company LLC | 56693 | Virginia Beach | VA | Virginia Beach City | 19 | Landfill Gas | IC |  | S | X | X | 36181319 |  | 0.3 | 1 | 0.3 | 0.3 | 0.1 | N |  |  | OP | X | 11 | 2001 |  |  | N | IPP Non-CHP | 2 | X T: X; NG NG: LFG; NG BLQ: DFO; NG NG: DFO |  |  |  | N | N |  | 1H | [23 empty] | Y | Y | N
55938 | Industrial Power Generating Company LLC | 56693 | Virginia Beach | VA | Virginia Beach City | 2 | Landfill Gas | IC |  | S | X | X | 36181319 |  | 0.3 | 1 | 0.3 | 0.3 | 0.1 | N |  |  | OP | X | 11 | 2001 |  |  | N | IPP Non-CHP | 2 | X T: X; NG NG: LFG; NG BLQ: DFO; NG NG: DFO |  |  |  | N | N |  | 1H | [23 empty] | Y | Y | N
55938 | Industrial Power Generating Company LLC | 56693 | Virginia Beach | VA | Virginia Beach City | 20 | Landfill Gas | IC |  | S | X | X | 36181319 |  | 0.3 | 1 | 0.3 | 0.3 | 0.1 | N |  |  | OP | X | 11 | 2001 |  |  | N | IPP Non-CHP | 2 | X T: X; NG NG: LFG; NG BLQ: DFO; NG NG: DFO |  |  |  | N | N |  | 1H | [23 empty] | Y | Y | N
55938 | Industrial Power Generating Company LLC | 56693 | Virginia Beach | VA | Virginia Beach City | 21 | Landfill Gas | IC |  | S | X | X | 36181319 |  | 0.3 | 1 | 0.3 | 0.3 | 0.1 | N |  |  | OP | X | 11 | 2001 |  |  | N | IPP Non-CHP | 2 | X T: X; NG NG: LFG; NG BLQ: DFO; NG NG: DFO |  |  |  | N | N |  | 1H | [23 empty] | Y | Y | N
55938 | Industrial Power Generating Company LLC | 56693 | Virginia Beach | VA | Virginia Beach City | 22 | Landfill Gas | IC |  | S | X | X | 36181319 |  | 0.3 | 1 | 0.3 | 0.3 | 0.1 | N |  |  | OP | X | 11 | 2001 |  |  | N | IPP Non-CHP | 2 | X T: X; NG NG: LFG; NG BLQ: DFO; NG NG: DFO |  |  |  | N | N |  | 1H | [23 empty] | Y | Y | N
55938 | Industrial Power Generating Company LLC | 56693 | Virginia Beach | VA | Virginia Beach City | 23 | Landfill Gas | IC |  | S | X | X | 36181319 |  | 0.3 | 1 | 0.3 | 0.3 | 0.1 | N |  |  | OP | X | 11 | 2001 |  |  | N | IPP Non-CHP | 2 | X T: X; NG NG: LFG; NG BLQ: DFO; NG NG: DFO |  |  |  | N | N |  | 1H | [23 empty] | Y | Y | N
55938 | Industrial Power Generating Company LLC | 56693 | Virginia Beach | VA | Virginia Beach City | 24 | Landfill Gas | IC |  | S | X | X | 36181319 |  | 0.3 | 1 | 0.3 | 0.3 | 0.1 | N |  |  | OP | X | 11 | 2001 |  |  | N | IPP Non-CHP | 2 | X T: X; NG NG: LFG; NG BLQ: DFO; NG NG: DFO |  |  |  | N | N |  | 1H | [23 empty] | Y | Y | N
55938 | Industrial Power Generating Company LLC | 56693 | Virginia Beach | VA | Virginia Beach City | 25 | Landfill Gas | IC |  | S | X | X | 36181319 |  | 0.3 | 1 | 0.3 | 0.3 | 0.1 | N |  |  | OP | X | 11 | 2001 |  |  | N | IPP Non-CHP | 2 | X T: X; NG NG: LFG; NG BLQ: DFO; NG NG: DFO |  |  |  | N | N |  | 1H | [23 empty] | Y | Y | N
55938 | Industrial Power Generating Company LLC | 56693 | Virginia Beach | VA | Virginia Beach City | 26 | Landfill Gas | IC |  | S | X | X | 36181319 |  | 0.3 | 1 | 0.3 | 0.3 | 0.1 | N |  |  | OP | X | 11 | 2001 |  |  | N | IPP Non-CHP | 2 | X T: X; NG NG: LFG; NG BLQ: DFO; NG NG: DFO |  |  |  | N | N |  | 1H | [23 empty] | Y | Y | N
55938 | Industrial Power Generating Company LLC | 56693 | Virginia Beach | VA | Virginia Beach City | 27 | Landfill Gas | IC |  | S | X | X | 36181319 |  | 0.3 | 1 | 0.3 | 0.3 | 0.1 | N |  |  | OP | X | 11 | 2001 |  |  | N | IPP Non-CHP | 2 | X T: X; NG NG: LFG; NG BLQ: DFO; NG NG: DFO |  |  |  | N | N |  | 1H | [23 empty] | Y | Y | N
55938 | Industrial Power Generating Company LLC | 56693 | Virginia Beach | VA | Virginia Beach City | 28 | Landfill Gas | IC |  | S | X | X | 36181319 |  | 0.3 | 1 | 0.3 | 0.3 | 0.1 | N |  |  | OP | X | 11 | 2001 |  |  | N | IPP Non-CHP | 2 | X T: X; NG NG: LFG; NG BLQ: DFO; NG NG: DFO |  |  |  | N | N |  | 1H | [23 empty] | Y | Y | N
55938 | Industrial Power Generating Company LLC | 56693 | Virginia Beach | VA | Virginia Beach City | 29 | Landfill Gas | IC |  | S | X | X | 36181319 |  | 0.3 | 1 | 0.3 | 0.3 | 0.1 | N |  |  | OP | X | 11 | 2001 |  |  | N | IPP Non-CHP | 2 | X T: X; NG NG: LFG; NG BLQ: DFO; NG NG: DFO |  |  |  | N | N |  | 1H | [23 empty] | Y | Y | N
55938 | Industrial Power Generating Company LLC | 56693 | Virginia Beach | VA | Virginia Beach City | 3 | Landfill Gas | IC |  | S | X | X | 36181319 |  | 0.3 | 1 | 0.3 | 0.3 | 0.1 | N |  |  | OP | X | 11 | 2001 |  |  | N | IPP Non-CHP | 2 | X T: X; NG NG: LFG; NG BLQ: DFO; NG NG: DFO |  |  |  | N | N |  | 1H | [23 empty] | Y | Y | N
55938 | Industrial Power Generating Company LLC | 56693 | Virginia Beach | VA | Virginia Beach City | 30 | Landfill Gas | IC |  | S | X | X | 36181319 |  | 0.3 | 1 | 0.3 | 0.3 | 0.1 | N |  |  | OP | X | 11 | 2001 |  |  | N | IPP Non-CHP | 2 | X T: X; NG NG: LFG; NG BLQ: DFO; NG NG: DFO |  |  |  | N | N |  | 1H | [23 empty] | Y | Y | N
55938 | Industrial Power Generating Company LLC | 56693 | Virginia Beach | VA | Virginia Beach City | 31 | Landfill Gas | IC |  | S | X | X | 36181319 |  | 0.3 | 1 | 0.3 | 0.3 | 0.1 | N |  |  | OP | X | 11 | 2001 |  |  | N | IPP Non-CHP | 2 | X T: X; NG NG: LFG; NG BLQ: DFO; NG NG: DFO |  |  |  | N | N |  | 1H | [23 empty] | Y | Y | N
55938 | Industrial Power Generating Company LLC | 56693 | Virginia Beach | VA | Virginia Beach City | 32 | Landfill Gas | IC |  | S | X | X | 36181319 |  | 0.3 | 1 | 0.3 | 0.3 | 0.1 | N |  |  | OP | X | 11 | 2001 |  |  | N | IPP Non-CHP | 2 | X T: X; NG NG: LFG; NG BLQ: DFO; NG NG: DFO |  |  |  | N | N |  | 1H | [23 empty] | Y | Y | N
55938 | Industrial Power Generating Company LLC | 56693 | Virginia Beach | VA | Virginia Beach City | 33 | Landfill Gas | IC |  | S | X | X | 36181319 |  | 0.3 | 1 | 0.3 | 0.3 | 0.1 | N |  |  | OP | X | 11 | 2001 |  |  | N | IPP Non-CHP | 2 | X T: X; NG NG: LFG; NG BLQ: DFO; NG NG: DFO |  |  |  | N | N |  | 1H | [23 empty] | Y | Y | N
55938 | Industrial Power Generating Company LLC | 56693 | Virginia Beach | VA | Virginia Beach City | 34 | Landfill Gas | IC |  | S | X | X | 36181319 |  | 0.3 | 1 | 0.3 | 0.3 | 0.1 | N |  |  | OP | X | 11 | 2001 |  |  | N | IPP Non-CHP | 2 | X T: X; NG NG: LFG; NG BLQ: DFO; NG NG: DFO |  |  |  | N | N |  | 1H | [23 empty] | Y | Y | N
55938 | Industrial Power Generating Company LLC | 56693 | Virginia Beach | VA | Virginia Beach City | 35 | Landfill Gas | IC |  | S | X | X | 36181319 |  | 0.3 | 1 | 0.3 | 0.3 | 0.1 | N |  |  | OP | X | 11 | 2001 |  |  | N | IPP Non-CHP | 2 | X T: X; NG NG: LFG; NG BLQ: DFO; NG NG: DFO |  |  |  | N | N |  | 1H | [23 empty] | Y | Y | N
55938 | Industrial Power Generating Company LLC | 56693 | Virginia Beach | VA | Virginia Beach City | 36 | Landfill Gas | IC |  | S | X | X | 36181319 |  | 0.3 | 1 | 0.3 | 0.3 | 0.1 | N |  |  | OP | X | 11 | 2001 |  |  | N | IPP Non-CHP | 2 | X T: X; NG NG: LFG; NG BLQ: DFO; NG NG: DFO |  |  |  | N | N |  | 1H | [23 empty] | Y | Y | N
55938 | Industrial Power Generating Company LLC | 56693 | Virginia Beach | VA | Virginia Beach City | 4 | Landfill Gas | IC |  | S | X | X | 36181319 |  | 0.3 | 1 | 0.3 | 0.3 | 0.1 | N |  |  | OP | X | 11 | 2001 |  |  | N | IPP Non-CHP | 2 | X T: X; NG NG: LFG; NG BLQ: DFO; NG NG: DFO |  |  |  | N | N |  | 1H | [23 empty] | Y | Y | N
55938 | Industrial Power Generating Company LLC | 56693 | Virginia Beach | VA | Virginia Beach City | 5 | Landfill Gas | IC |  | S | X | X | 36181319 |  | 0.3 | 1 | 0.3 | 0.3 | 0.1 | N |  |  | OP | X | 11 | 2001 |  |  | N | IPP Non-CHP | 2 | X T: X; NG NG: LFG; NG BLQ: DFO; NG NG: DFO |  |  |  | N | N |  | 1H | [23 empty] | Y | Y | N
55938 | Industrial Power Generating Company LLC | 56693 | Virginia Beach | VA | Virginia Beach City | 6 | Landfill Gas | IC |  | S | X | X | 36181319 |  | 0.3 | 1 | 0.3 | 0.3 | 0.1 | N |  |  | OP | X | 11 | 2001 |  |  | N | IPP Non-CHP | 2 | X T: X; NG NG: LFG; NG BLQ: DFO; NG NG: DFO |  |  |  | N | N |  | 1H | [23 empty] | Y | Y | N
55938 | Industrial Power Generating Company LLC | 56693 | Virginia Beach | VA | Virginia Beach City | 7 | Landfill Gas | IC |  | S | X | X | 36181319 |  | 0.3 | 1 | 0.3 | 0.3 | 0.1 | N |  |  | OP | X | 11 | 2001 |  |  | N | IPP Non-CHP | 2 | X T: X; NG NG: LFG; NG BLQ: DFO; NG NG: DFO |  |  |  | N | N |  | 1H | [23 empty] | Y | Y | N
55938 | Industrial Power Generating Company LLC | 56693 | Virginia Beach | VA | Virginia Beach City | 8 | Landfill Gas | IC |  | S | X | X | 36181319 |  | 0.3 | 1 | 0.3 | 0.3 | 0.1 | N |  |  | OP | X | 11 | 2001 |  |  | N | IPP Non-CHP | 2 | X T: X; NG NG: LFG; NG BLQ: DFO; NG NG: DFO |  |  |  | N | N |  | 1H | [23 empty] | Y | Y | N
55938 | Industrial Power Generating Company LLC | 56693 | Virginia Beach | VA | Virginia Beach City | 9 | Landfill Gas | IC |  | S | X | X | 36181319 |  | 0.3 | 1 | 0.3 | 0.3 | 0.1 | N |  |  | OP | X | 11 | 2001 |  |  | N | IPP Non-CHP | 2 | X T: X; NG NG: LFG; NG BLQ: DFO; NG NG: DFO |  |  |  | N | N |  | 1H | [23 empty] | Y | Y | N
55938 | Industrial Power Generating Company LLC | 57356 | Henrico | VA | Henrico | 1 | Landfill Gas | IC |  | S | X | X | 98370469 |  | 0.3 | 1 | 0.3 | 0.3 | 0.1 | N |  |  | OP | X | 9 | 2010 |  |  | N | IPP Non-CHP | 2 | X T: X; NG NG: LFG; NG BLQ: DFO; NG NG: DFO |  |  |  | N | N |  | 1H | [23 empty] | Y | Y | N
55938 | Industrial Power Generating Company LLC | 57356 | Henrico | VA | Henrico | 10 | Landfill Gas | IC |  | S | X | X | 98370469 |  | 0.3 | 1 | 0.3 | 0.3 | 0.1 | N |  |  | OP | X | 9 | 2010 |  |  | N | IPP Non-CHP | 2 | X T: X; NG NG: LFG; NG BLQ: DFO; NG NG: DFO |  |  |  | N | N |  | 1H | [23 empty] | Y | Y | N
55938 | Industrial Power Generating Company LLC | 57356 | Henrico | VA | Henrico | 11 | Landfill Gas | IC |  | S | X | X | 98370469 |  | 0.3 | 1 | 0.3 | 0.3 | 0.1 | N |  |  | OP | X | 9 | 2010 |  |  | N | IPP Non-CHP | 2 | X T: X; NG NG: LFG; NG BLQ: DFO; NG NG: DFO |  |  |  | N | N |  | 1H | [23 empty] | Y | Y | N
55938 | Industrial Power Generating Company LLC | 57356 | Henrico | VA | Henrico | 12 | Landfill Gas | IC |  | S | X | X | 98370469 |  | 0.3 | 1 | 0.3 | 0.3 | 0.1 | N |  |  | OP | X | 9 | 2010 |  |  | N | IPP Non-CHP | 2 | X T: X; NG NG: LFG; NG BLQ: DFO; NG NG: DFO |  |  |  | N | N |  | 1H | [23 empty] | Y | Y | N
55938 | Industrial Power Generating Company LLC | 57356 | Henrico | VA | Henrico | 2 | Landfill Gas | IC |  | S | X | X | 98370469 |  | 0.3 | 1 | 0.3 | 0.3 | 0.1 | N |  |  | OP | X | 9 | 2010 |  |  | N | IPP Non-CHP | 2 | X T: X; NG NG: LFG; NG BLQ: DFO; NG NG: DFO |  |  |  | N | N |  | 1H | [23 empty] | Y | Y | N
55938 | Industrial Power Generating Company LLC | 57356 | Henrico | VA | Henrico | 3 | Landfill Gas | IC |  | S | X | X | 98370469 |  | 0.3 | 1 | 0.3 | 0.3 | 0.1 | N |  |  | OP | X | 9 | 2010 |  |  | N | IPP Non-CHP | 2 | X T: X; NG NG: LFG; NG BLQ: DFO; NG NG: DFO |  |  |  | N | N |  | 1H | [23 empty] | Y | Y | N
55938 | Industrial Power Generating Company LLC | 57356 | Henrico | VA | Henrico | 4 | Landfill Gas | IC |  | S | X | X | 98370469 |  | 0.3 | 1 | 0.3 | 0.3 | 0.1 | N |  |  | OP | X | 9 | 2010 |  |  | N | IPP Non-CHP | 2 | X T: X; NG NG: LFG; NG BLQ: DFO; NG NG: DFO |  |  |  | N | N |  | 1H | [23 empty] | Y | Y | N
55938 | Industrial Power Generating Company LLC | 57356 | Henrico | VA | Henrico | 5 | Landfill Gas | IC |  | S | X | X | 98370469 |  | 0.3 | 1 | 0.3 | 0.3 | 0.1 | N |  |  | OP | X | 9 | 2010 |  |  | N | IPP Non-CHP | 2 | X T: X; NG NG: LFG; NG BLQ: DFO; NG NG: DFO |  |  |  | N | N |  | 1H | [23 empty] | Y | Y | N
55938 | Industrial Power Generating Company LLC | 57356 | Henrico | VA | Henrico | 6 | Landfill Gas | IC |  | S | X | X | 98370469 |  | 0.3 | 1 | 0.3 | 0.3 | 0.1 | N |  |  | OP | X | 9 | 2010 |  |  | N | IPP Non-CHP | 2 | X T: X; NG NG: LFG; NG BLQ: DFO; NG NG: DFO |  |  |  | N | N |  | 1H | [23 empty] | Y | Y | N
55938 | Industrial Power Generating Company LLC | 57356 | Henrico | VA | Henrico | 7 | Landfill Gas | IC |  | S | X | X | 98370469 |  | 0.3 | 1 | 0.3 | 0.3 | 0.1 | N |  |  | OP | X | 9 | 2010 |  |  | N | IPP Non-CHP | 2 | X T: X; NG NG: LFG; NG BLQ: DFO; NG NG: DFO |  |  |  | N | N |  | 1H | [23 empty] | Y | Y | N
55938 | Industrial Power Generating Company LLC | 57356 | Henrico | VA | Henrico | 8 | Landfill Gas | IC |  | S | X | X | 98370469 |  | 0.3 | 1 | 0.3 | 0.3 | 0.1 | N |  |  | OP | X | 9 | 2010 |  |  | N | IPP Non-CHP | 2 | X T: X; NG NG: LFG; NG BLQ: DFO; NG NG: DFO |  |  |  | N | N |  | 1H | [23 empty] | Y | Y | N
55938 | Industrial Power Generating Company LLC | 57356 | Henrico | VA | Henrico | 9 | Landfill Gas | IC |  | S | X | X | 98370469 |  | 0.3 | 1 | 0.3 | 0.3 | 0.1 | N |  |  | OP | X | 9 | 2010 |  |  | N | IPP Non-CHP | 2 | X T: X; NG NG: LFG; NG BLQ: DFO; NG NG: DFO |  |  |  | N | N |  | 1H | [23 empty] | Y | Y | N
59452 | Ingenco Renewable Development, LLC | 59845 | New River | VA | Pulaski | E1 | Landfill Gas | IC |  | S | X | X | 1165480777 |  | 0.3 | 1 | 0.3 | 0.3 | 0.1 | N |  |  | OP | X | 9 | 2013 |  |  | N | IPP Non-CHP | 2 | X T: X; NG NG: LFG; NG BLQ: DFO; NG NG: DFO |  |  |  | N | N |  | 1H | [23 empty] | Y | Y
59452 | Ingenco Renewable Development, LLC | 59845 | New River | VA | Pulaski | E10 | Landfill Gas | IC |  | S | X | X | 1165480777 |  | 0.3 | 1 | 0.3 | 0.3 | 0.1 | N |  |  | OP | X | 9 | 2013 |  |  | N | IPP Non-CHP | 2 | X T: X; NG NG: LFG; NG BLQ: DFO; NG NG: DFO |  |  |  | N | N |  | 1H | [23 empty] | Y | Y
59452 | Ingenco Renewable Development, LLC | 59845 | New River | VA | Pulaski | E11 | Landfill Gas | IC |  | S | X | X | 1165480777 |  | 0.3 | 1 | 0.3 | 0.3 | 0.1 | N |  |  | OP | X | 9 | 2013 |  |  | N | IPP Non-CHP | 2 | X T: X; NG NG: LFG; NG BLQ: DFO; NG NG: DFO |  |  |  | N | N |  | 1H | [23 empty] | Y | Y
59452 | Ingenco Renewable Development, LLC | 59845 | New River | VA | Pulaski | E12 | Landfill Gas | IC |  | S | X | X | 1165480777 |  | 0.3 | 1 | 0.3 | 0.3 | 0.1 | N |  |  | OP | X | 9 | 2013 |  |  | N | IPP Non-CHP | 2 | X T: X; NG NG: LFG; NG BLQ: DFO; NG NG: DFO |  |  |  | N | N |  | 1H | [23 empty] | Y | Y
59452 | Ingenco Renewable Development, LLC | 59845 | New River | VA | Pulaski | E13 | Landfill Gas | IC |  | S | X | X | 1165480777 |  | 0.3 | 1 | 0.3 | 0.3 | 0.1 | N |  |  | OP | X | 9 | 2013 |  |  | N | IPP Non-CHP | 2 | X T: X; NG NG: LFG; NG BLQ: DFO; NG NG: DFO |  |  |  | N | N |  | 1H | [23 empty] | Y | Y
59452 | Ingenco Renewable Development, LLC | 59845 | New River | VA | Pulaski | E14 | Landfill Gas | IC |  | S | X | X | 1165480777 |  | 0.3 | 1 | 0.3 | 0.3 | 0.1 | N |  |  | OP | X | 9 | 2013 |  |  | N | IPP Non-CHP | 2 | X T: X; NG NG: LFG; NG BLQ: DFO; NG NG: DFO |  |  |  | N | N |  | 1H | [23 empty] | Y | Y
59452 | Ingenco Renewable Development, LLC | 59845 | New River | VA | Pulaski | E15 | Landfill Gas | IC |  | S | X | X | 1165480777 |  | 0.3 | 1 | 0.3 | 0.3 | 0.1 | N |  |  | OP | X | 9 | 2013 |  |  | N | IPP Non-CHP | 2 | X T: X; NG NG: LFG; NG BLQ: DFO; NG NG: DFO |  |  |  | N | N |  | 1H | [23 empty] | Y | Y
59452 | Ingenco Renewable Development, LLC | 59845 | New River | VA | Pulaski | E16 | Landfill Gas | IC |  | S | X | X | 1165480777 |  | 0.3 | 1 | 0.3 | 0.3 | 0.1 | N |  |  | OP | X | 9 | 2013 |  |  | N | IPP Non-CHP | 2 | X T: X; NG NG: LFG; NG BLQ: DFO; NG NG: DFO |  |  |  | N | N |  | 1H | [23 empty] | Y | Y
59452 | Ingenco Renewable Development, LLC | 59845 | New River | VA | Pulaski | E17 | Landfill Gas | IC |  | S | X | X | 1165480777 |  | 0.3 | 1 | 0.3 | 0.3 | 0.1 | N |  |  | OP | X | 9 | 2013 |  |  | N | IPP Non-CHP | 2 | X T: X; NG NG: LFG; NG BLQ: DFO; NG NG: DFO |  |  |  | N | N |  | 1H | [23 empty] | Y | Y
59452 | Ingenco Renewable Development, LLC | 59845 | New River | VA | Pulaski | E18 | Landfill Gas | IC |  | S | X | X | 1165480777 |  | 0.3 | 1 | 0.3 | 0.3 | 0.1 | N |  |  | OP | X | 9 | 2013 |  |  | N | IPP Non-CHP | 2 | X T: X; NG NG: LFG; NG BLQ: DFO; NG NG: DFO |  |  |  | N | N |  | 1H | [23 empty] | Y | Y
59452 | Ingenco Renewable Development, LLC | 59845 | New River | VA | Pulaski | E2 | Landfill Gas | IC |  | S | X | X | 1165480777 |  | 0.3 | 1 | 0.3 | 0.3 | 0.1 | N |  |  | OP | X | 9 | 2013 |  |  | N | IPP Non-CHP | 2 | X T: X; NG NG: LFG; NG BLQ: DFO; NG NG: DFO |  |  |  | N | N |  | 1H | [23 empty] | Y | Y
59452 | Ingenco Renewable Development, LLC | 59845 | New River | VA | Pulaski | E3 | Landfill Gas | IC |  | S | X | X | 1165480777 |  | 0.3 | 1 | 0.3 | 0.3 | 0.1 | N |  |  | OP | X | 9 | 2013 |  |  | N | IPP Non-CHP | 2 | X T: X; NG NG: LFG; NG BLQ: DFO; NG NG: DFO |  |  |  | N | N |  | 1H | [23 empty] | Y | Y
59452 | Ingenco Renewable Development, LLC | 59845 | New River | VA | Pulaski | E4 | Landfill Gas | IC |  | S | X | X | 1165480777 |  | 0.3 | 1 | 0.3 | 0.3 | 0.1 | N |  |  | OP | X | 9 | 2013 |  |  | N | IPP Non-CHP | 2 | X T: X; NG NG: LFG; NG BLQ: DFO; NG NG: DFO |  |  |  | N | N |  | 1H | [23 empty] | Y | Y
59452 | Ingenco Renewable Development, LLC | 59845 | New River | VA | Pulaski | E5 | Landfill Gas | IC |  | S | X | X | 1165480777 |  | 0.3 | 1 | 0.3 | 0.3 | 0.1 | N |  |  | OP | X | 9 | 2013 |  |  | N | IPP Non-CHP | 2 | X T: X; NG NG: LFG; NG BLQ: DFO; NG NG: DFO |  |  |  | N | N |  | 1H | [23 empty] | Y | Y
59452 | Ingenco Renewable Development, LLC | 59845 | New River | VA | Pulaski | E6 | Landfill Gas | IC |  | S | X | X | 1165480777 |  | 0.3 | 1 | 0.3 | 0.3 | 0.1 | N |  |  | OP | X | 9 | 2013 |  |  | N | IPP Non-CHP | 2 | X T: X; NG NG: LFG; NG BLQ: DFO; NG NG: DFO |  |  |  | N | N |  | 1H | [23 empty] | Y | Y
59452 | Ingenco Renewable Development, LLC | 59845 | New River | VA | Pulaski | E7 | Landfill Gas | IC |  | S | X | X | 1165480777 |  | 0.3 | 1 | 0.3 | 0.3 | 0.1 | N |  |  | OP | X | 9 | 2013 |  |  | N | IPP Non-CHP | 2 | X T: X; NG NG: LFG; NG BLQ: DFO; NG NG: DFO |  |  |  | N | N |  | 1H | [23 empty] | Y | Y
59452 | Ingenco Renewable Development, LLC | 59845 | New River | VA | Pulaski | E8 | Landfill Gas | IC |  | S | X | X | 1165480777 |  | 0.3 | 1 | 0.3 | 0.3 | 0.1 | N |  |  | OP | X | 9 | 2013 |  |  | N | IPP Non-CHP | 2 | X T: X; NG NG: LFG; NG BLQ: DFO; NG NG: DFO |  |  |  | N | N |  | 1H | [23 empty] | Y | Y
59452 | Ingenco Renewable Development, LLC | 59845 | New River | VA | Pulaski | E9 | Landfill Gas | IC |  | S | X | X | 1165480777 |  | 0.3 | 1 | 0.3 | 0.3 | 0.1 | N |  |  | OP | X | 9 | 2013 |  |  | N | IPP Non-CHP | 2 | X T: X; NG NG: LFG; NG BLQ: DFO; NG NG: DFO |  |  |  | N | N |  | 1H | [23 empty] | Y | Y
59452 | Ingenco Renewable Development, LLC | 60222 | Bristol Plant | VA | Bristol City | A1 | Landfill Gas | IC |  | S | X | X |  |  | 0.3 | 1 | 0.3 | 0.3 | 0.1 | N |  |  | OP | X | 10 | 2016 |  |  | N | IPP Non-CHP | 2 | X T: X; NG NG: LFG; NG BLQ: DFO; NG NG: DFO |  |  |  | N | N |  | 1H | [23 empty] | Y | Y | N
59452 | Ingenco Renewable Development, LLC | 60222 | Bristol Plant | VA | Bristol City | A2 | Landfill Gas | IC |  | S | X | X |  |  | 0.3 | 1 | 0.3 | 0.3 | 0.1 | N |  |  | OP | X | 10 | 2016 |  |  | N | IPP Non-CHP | 2 | X T: X; NG NG: LFG; NG BLQ: DFO; NG NG: DFO |  |  |  | N | N |  | 1H | [23 empty] | Y | Y | N
59452 | Ingenco Renewable Development, LLC | 60222 | Bristol Plant | VA | Bristol City | A3 | Landfill Gas | IC |  | S | X | X |  |  | 0.3 | 1 | 0.3 | 0.3 | 0.1 | N |  |  | OP | X | 10 | 2016 |  |  | N | IPP Non-CHP | 2 | X T: X; NG NG: LFG; NG BLQ: DFO; NG NG: DFO |  |  |  | N | N |  | 1H | [23 empty] | Y | Y | N
59452 | Ingenco Renewable Development, LLC | 60222 | Bristol Plant | VA | Bristol City | A4 | Landfill Gas | IC |  | S | X | X |  |  | 0.3 | 1 | 0.3 | 0.3 | 0.1 | N |  |  | OP | X | 10 | 2016 |  |  | N | IPP Non-CHP | 2 | X T: X; NG NG: LFG; NG BLQ: DFO; NG NG: DFO |  |  |  | N | N |  | 1H | [23 empty] | Y | Y | N
59452 | Ingenco Renewable Development, LLC | 60222 | Bristol Plant | VA | Bristol City | A5 | Landfill Gas | IC |  | S | X | X |  |  | 0.3 | 1 | 0.3 | 0.3 | 0.1 | N |  |  | OP | X | 10 | 2016 |  |  | N | IPP Non-CHP | 2 | X T: X; NG NG: LFG; NG BLQ: DFO; NG NG: DFO |  |  |  | N | N |  | 1H | [23 empty] | Y | Y | N
59452 | Ingenco Renewable Development, LLC | 60222 | Bristol Plant | VA | Bristol City | A6 | Landfill Gas | IC |  | S | X | X |  |  | 0.3 | 1 | 0.3 | 0.3 | 0.1 | N |  |  | OP | X | 10 | 2016 |  |  | N | IPP Non-CHP | 2 | X T: X; NG NG: LFG; NG BLQ: DFO; NG NG: DFO |  |  |  | N | N |  | 1H | [23 empty] | Y | Y | N
59452 | Ingenco Renewable Development, LLC | 60222 | Bristol Plant | VA | Bristol City | C1 | Landfill Gas | IC |  | S | X | X |  |  | 0.3 | 1 | 0.3 | 0.3 | 0.1 | N |  |  | OP | X | 12 | 2015 |  |  | N | IPP Non-CHP | 2 | X T: X; NG NG: LFG; NG BLQ: DFO; NG NG: DFO |  |  |  | N | N |  | 1H | [23 empty] | Y | Y
59452 | Ingenco Renewable Development, LLC | 60222 | Bristol Plant | VA | Bristol City | C2 | Landfill Gas | IC |  | S | X | X |  |  | 0.3 | 1 | 0.3 | 0.3 | 0.1 | N |  |  | OP | X | 12 | 2015 |  |  | N | IPP Non-CHP | 2 | X T: X; NG NG: LFG; NG BLQ: DFO; NG NG: DFO |  |  |  | N | N |  | 1H | [23 empty] | Y | Y
59452 | Ingenco Renewable Development, LLC | 60222 | Bristol Plant | VA | Bristol City | C3 | Landfill Gas | IC |  | S | X | X |  |  | 0.3 | 1 | 0.3 | 0.3 | 0.1 | N |  |  | OP | X | 12 | 2015 |  |  | N | IPP Non-CHP | 2 | X T: X; NG NG: LFG; NG BLQ: DFO; NG NG: DFO |  |  |  | N | N |  | 1H | [23 empty] | Y | Y
59452 | Ingenco Renewable Development, LLC | 60222 | Bristol Plant | VA | Bristol City | C4 | Landfill Gas | IC |  | S | X | X |  |  | 0.3 | 1 | 0.3 | 0.3 | 0.1 | N |  |  | OP | X | 12 | 2015 |  |  | N | IPP Non-CHP | 2 | X T: X; NG NG: LFG; NG BLQ: DFO; NG NG: DFO |  |  |  | N | N |  | 1H | [23 empty] | Y | Y
59452 | Ingenco Renewable Development, LLC | 60222 | Bristol Plant | VA | Bristol City | C5 | Landfill Gas | IC |  | S | X | X |  |  | 0.3 | 1 | 0.3 | 0.3 | 0.1 | N |  |  | OP | X | 12 | 2015 |  |  | N | IPP Non-CHP | 2 | X T: X; NG NG: LFG; NG BLQ: DFO; NG NG: DFO |  |  |  | N | N |  | 1H | [23 empty] | Y | Y
59452 | Ingenco Renewable Development, LLC | 60222 | Bristol Plant | VA | Bristol City | C6 | Landfill Gas | IC |  | S | X | X |  |  | 0.3 | 1 | 0.3 | 0.3 | 0.1 | N |  |  | OP | X | 12 | 2015 |  |  | N | IPP Non-CHP | 2 | X T: X; NG NG: LFG; NG BLQ: DFO; NG NG: DFO |  |  |  | N | N |  | 1H | [23 empty] | Y | Y
12320 | Merck & Co Inc | 52148 | Elkton | VA | Rockingham | GEN5 | Natural Gas Steam Turbine | ST |  | S | X | X |  |  | 0.4 | 0.8 | 0.4 | 0.4 | 0.1 | N |  |  | OP | X | 6 | 1982 |  |  | Y | Industrial CHP | 7 | X T: T; NG NG: NG; NG BLQ: DFO; NG NG: NG |  |  |  | N | N |  | 12H | [23 empty] | Y | N | Y
40229 | Old Dominion Electric Coop | 59614 | Monterey Diesel Generation Facility | VA | Highland | MDG1 | Petroleum Liquids | IC |  | S | X | X | NA | NA | 0.6 | 0.8 | 0.6 | 0.6 | 0 | N |  |  | OP | X | 5 | 2016 |  |  | N | Electric Utility | 1 | X T: X; NG NG: DFO |  |  |  | N | N |  | 10M | [20 empty] | N |  |  | N | N | N
40229 | Old Dominion Electric Coop | 59614 | Monterey Diesel Generation Facility | VA | Highland | MDG10 | Petroleum Liquids | IC |  | S | X | X | NA | NA | 0.6 | 0.8 | 0.6 | 0.6 | 0 | N |  |  | OP | X | 5 | 2016 |  |  | N | Electric Utility | 1 | X T: X; NG NG: DFO |  |  |  | N | N |  | 10M | [20 empty] | N |  |  | N | N | N
40229 | Old Dominion Electric Coop | 59614 | Monterey Diesel Generation Facility | VA | Highland | MDG2 | Petroleum Liquids | IC |  | S | X | X | NA | NA | 0.6 | 0.8 | 0.6 | 0.6 | 0 | N |  |  | OP | X | 5 | 2016 |  |  | N | Electric Utility | 1 | X T: X; NG NG: DFO |  |  |  | N | N |  | 10M | [20 empty] | N |  |  | N | N | N
40229 | Old Dominion Electric Coop | 59614 | Monterey Diesel Generation Facility | VA | Highland | MDG3 | Petroleum Liquids | IC |  | S | X | X | NA | NA | 0.6 | 0.8 | 0.6 | 0.6 | 0 | N |  |  | OP | X | 5 | 2016 |  |  | N | Electric Utility | 1 | X T: X; NG NG: DFO |  |  |  | N | N |  | 10M | [20 empty] | N |  |  | N | N | N
40229 | Old Dominion Electric Coop | 59614 | Monterey Diesel Generation Facility | VA | Highland | MDG4 | Petroleum Liquids | IC |  | S | X | X | NA | NA | 0.6 | 0.8 | 0.6 | 0.6 | 0 | N |  |  | OP | X | 5 | 2016 |  |  | N | Electric Utility | 1 | X T: X; NG NG: DFO |  |  |  | N | N |  | 10M | [20 empty] | N |  |  | N | N | N
40229 | Old Dominion Electric Coop | 59614 | Monterey Diesel Generation Facility | VA | Highland | MDG5 | Petroleum Liquids | IC |  | S | X | X | NA | NA | 0.6 | 0.8 | 0.6 | 0.6 | 0 | N |  |  | OP | X | 5 | 2016 |  |  | N | Electric Utility | 1 | X T: X; NG NG: DFO |  |  |  | N | N |  | 10M | [20 empty] | N |  |  | N | N | N
40229 | Old Dominion Electric Coop | 59614 | Monterey Diesel Generation Facility | VA | Highland | MDG6 | Petroleum Liquids | IC |  | S | X | X | NA | NA | 0.6 | 0.8 | 0.6 | 0.6 | 0 | N |  |  | OP | X | 5 | 2016 |  |  | N | Electric Utility | 1 | X T: X; NG NG: DFO |  |  |  | N | N |  | 10M | [20 empty] | N |  |  | N | N | N
40229 | Old Dominion Electric Coop | 59614 | Monterey Diesel Generation Facility | VA | Highland | MDG7 | Petroleum Liquids | IC |  | S | X | X | NA | NA | 0.6 | 0.8 | 0.6 | 0.6 | 0 | N |  |  | OP | X | 5 | 2016 |  |  | N | Electric Utility | 1 | X T: X; NG NG: DFO |  |  |  | N | N |  | 10M | [20 empty] | N |  |  | N | N | N
40229 | Old Dominion Electric Coop | 59614 | Monterey Diesel Generation Facility | VA | Highland | MDG8 | Petroleum Liquids | IC |  | S | X | X | NA | NA | 0.6 | 0.8 | 0.6 | 0.6 | 0 | N |  |  | OP | X | 5 | 2016 |  |  | N | Electric Utility | 1 | X T: X; NG NG: DFO |  |  |  | N | N |  | 10M | [20 empty] | N |  |  | N | N | N
40229 | Old Dominion Electric Coop | 59614 | Monterey Diesel Generation Facility | VA | Highland | MDG9 | Petroleum Liquids | IC |  | S | X | X | NA | NA | 0.6 | 0.8 | 0.6 | 0.6 | 0 | N |  |  | OP | X | 5 | 2016 |  |  | N | Electric Utility | 1 | X T: X; NG NG: DFO |  |  |  | N | N |  | 10M | [20 empty] | N |  |  | N | N | N
56355 | LES Project Holdings LLC | 54723 | I 95 Landfill Phase II | VA | Fairfax | UNT1 | Landfill Gas | IC |  | S | X | X |  |  | 0.8 | 0.95 | 0.8 | 0.8 | 0.3 | N |  |  | OP | X | 3 | 1993 |  |  | N | IPP Non-CHP | 2 | X T: X; NG NG: LFG |  |  |  | N | N |  | 10M | [23 empty] | N
56355 | LES Project Holdings LLC | 54723 | I 95 Landfill Phase II | VA | Fairfax | UNT2 | Landfill Gas | IC |  | S | X | X |  |  | 0.8 | 0.95 | 0.8 | 0.8 | 0.3 | N |  |  | OP | X | 3 | 1993 |  |  | N | IPP Non-CHP | 2 | X T: X; NG NG: LFG |  |  |  | N | N |  | 10M | [23 empty] | N
56355 | LES Project Holdings LLC | 54723 | I 95 Landfill Phase II | VA | Fairfax | UNT3 | Landfill Gas | IC |  | S | X | X |  |  | 0.8 | 0.95 | 0.8 | 0.8 | 0.3 | N |  |  | OP | X | 3 | 1993 |  |  | N | IPP Non-CHP | 2 | X T: X; NG NG: LFG |  |  |  | N | N |  | 10M | [23 empty] | N
56355 | LES Project Holdings LLC | 54723 | I 95 Landfill Phase II | VA | Fairfax | UNT4 | Landfill Gas | IC |  | S | X | X |  |  | 0.8 | 0.95 | 0.8 | 0.8 | 0.3 | N |  |  | OP | X | 3 | 1993 |  |  | N | IPP Non-CHP | 2 | X T: X; NG NG: LFG |  |  |  | N | N |  | 10M | [23 empty] | N
18190 | Mas Suffolk RNG, LLC | 54781 | Mas Suffolk RNG, LLC | VA | Suffolk City | SU1 | Landfill Gas | IC |  | S | X | X |  |  | 0.8 | 0.8 | 0.7 | 0.7 | 0.6 | N |  |  | OP | X | 11 | 1994 | 10 | 2021 | N | IPP Non-CHP | 2 | X T: X; NG NG: LFG | [6 empty] | 10M | [23 empty] | N
18190 | Mas Suffolk RNG, LLC | 54781 | Mas Suffolk RNG, LLC | VA | Suffolk City | SU2 | Landfill Gas | IC |  | S | X | X |  |  | 0.8 | 0.8 | 0.7 | 0.7 | 0.6 | N |  |  | OP | X | 11 | 1994 | 10 | 2021 | N | IPP Non-CHP | 2 | X T: X; NG NG: LFG |  |  |  | N | N |  | 10M | [23 empty] | N
18190 | Mas Suffolk RNG, LLC | 54781 | Mas Suffolk RNG, LLC | VA | Suffolk City | SU3 | Landfill Gas | IC |  | S | X | X |  |  | 0.8 | 0.8 | 0.7 | 0.7 | 0.6 | N |  |  | OP | X | 11 | 1994 | 10 | 2021 | N | IPP Non-CHP | 2 | X T: X; NG NG: LFG |  |  |  | N | N |  | 10M | [23 empty] | N
18190 | Mas Suffolk RNG, LLC | 54781 | Mas Suffolk RNG, LLC | VA | Suffolk City | SU4 | Landfill Gas | IC |  | S | X | X |  |  | 0.8 | 0.8 | 0.7 | 0.7 | 0.6 | N |  |  | OP | X | 11 | 1994 | 10 | 2021 | N | IPP Non-CHP | 2 | X T: X; NG NG: LFG |  |  |  | N | N |  | 10M | [23 empty] | N
54842 | WM Renewable Energy LLC | 56531 | Waste Management Bethel LFGTE | VA | Hampton City | GEN1 | Landfill Gas | IC |  | S | X | X | 53049067 | 53049067 | 0.8 | 0.98 | 0.8 | 0.8 | 0.5 | N |  |  | OP | X | 2 | 2008 |  |  | N | IPP Non-CHP | 2 | X T: X; NG NG: LFG | [6 empty] | 1H | [23 empty] | N | N | N
54842 | WM Renewable Energy LLC | 56531 | Waste Management Bethel LFGTE | VA | Hampton City | GEN2 | Landfill Gas | IC |  | S | X | X | 53049067 | 53049067 | 0.8 | 0.98 | 0.8 | 0.8 | 0.5 | N |  |  | OP | X | 2 | 2008 |  |  | N | IPP Non-CHP | 2 | X T: X; NG NG: LFG | [6 empty] | 1H | [23 empty] | N | N | N
54842 | WM Renewable Energy LLC | 56531 | Waste Management Bethel LFGTE | VA | Hampton City | GEN3 | Landfill Gas | IC |  | S | X | X | 53049067 | 53049067 | 0.8 | 0.98 | 0.8 | 0.8 | 0.5 | N |  |  | OP | X | 2 | 2008 |  |  | N | IPP Non-CHP | 2 | X T: X; NG NG: LFG | [6 empty] | 1H | [23 empty] | N | N | N
54842 | WM Renewable Energy LLC | 56531 | Waste Management Bethel LFGTE | VA | Hampton City | GEN4 | Landfill Gas | IC |  | S | X | X | 53049067 | 53049067 | 0.8 | 0.98 | 0.8 | 0.8 | 0.5 | N |  |  | OP | X | 2 | 2008 |  |  | N | IPP Non-CHP | 2 | X T: X; NG NG: LFG | [6 empty] | 1H | [23 empty] | N | N | N
54842 | WM Renewable Energy LLC | 56531 | Waste Management Bethel LFGTE | VA | Hampton City | GEN5 | Landfill Gas | IC |  | S | X | X | 53049067 | 53049067 | 0.8 | 0.98 | 0.8 | 0.8 | 0.5 | N |  |  | OP | X | 2 | 2008 |  |  | N | IPP Non-CHP | 2 | X T: X; NG NG: LFG | [6 empty] | 1H | [23 empty] | N | N | N
54842 | WM Renewable Energy LLC | 56531 | Waste Management Bethel LFGTE | VA | Hampton City | GEN6 | Landfill Gas | IC |  | S | X | X | 53049067 | 53049067 | 0.8 | 0.98 | 0.8 | 0.8 | 0.5 | N |  |  | OP | X | 2 | 2008 |  |  | N | IPP Non-CHP | 2 | X T: X; NG NG: LFG | [6 empty] | 1H | [23 empty] | N | N | N
54842 | WM Renewable Energy LLC | 57018 | Waste Management Middle Peninsula LFGTE | VA | Middlesex | GEN1 | Landfill Gas | IC |  | S | X | X | PNODE74008741 | PNODE74008741 | 0.8 | 0.98 | 0.8 | 0.8 | 0.5 | N |  |  | OP | X | 9 | 2009 |  |  | N | IPP Non-CHP | 2 | X T: X; NG NG: LFG |  |  |  | N |  |  | 1H | [23 empty] | N | N | N
54842 | WM Renewable Energy LLC | 57018 | Waste Management Middle Peninsula LFGTE | VA | Middlesex | GEN2 | Landfill Gas | IC |  | S | X | X | PNODE74008741 | PNODE74008741 | 0.8 | 0.98 | 0.8 | 0.8 | 0.5 | N |  |  | OP | X | 9 | 2009 |  |  | N | IPP Non-CHP | 2 | X T: X; NG NG: LFG |  |  |  | N |  |  | 1H | [23 empty] | N | N | N
54842 | WM Renewable Energy LLC | 57018 | Waste Management Middle Peninsula LFGTE | VA | Middlesex | GEN3 | Landfill Gas | IC |  | S | X | X | PNODE74008741 | PNODE74008741 | 0.8 | 0.98 | 0.8 | 0.8 | 0.5 | N |  |  | OP | X | 9 | 2009 |  |  | N | IPP Non-CHP | 2 | X T: X; NG NG: LFG |  |  |  | N |  |  | 1H | [23 empty] | N | N | N
54842 | WM Renewable Energy LLC | 57018 | Waste Management Middle Peninsula LFGTE | VA | Middlesex | GEN4 | Landfill Gas | IC |  | S | X | X | PNODE74008741 | PNODE74008741 | 0.8 | 0.98 | 0.8 | 0.8 | 0.5 | N |  |  | OP | X | 9 | 2009 |  |  | N | IPP Non-CHP | 2 | X T: X; NG NG: LFG |  |  |  | N |  |  | 1H | [23 empty] | N | N | N
54842 | WM Renewable Energy LLC | 57018 | Waste Management Middle Peninsula LFGTE | VA | Middlesex | GEN5 | Landfill Gas | IC |  | S | X | X | PNODE74008741 | PNODE74008741 | 0.8 | 0.98 | 0.8 | 0.8 | 0.5 | N |  |  | OP | X | 9 | 2009 |  |  | N | IPP Non-CHP | 2 | X T: X; NG NG: LFG |  |  |  | N |  |  | 1H | [23 empty] | N | N | N
54842 | WM Renewable Energy LLC | 57018 | Waste Management Middle Peninsula LFGTE | VA | Middlesex | GEN6 | Landfill Gas | IC |  | S | X | X | PNODE74008741 | PNODE74008741 | 0.8 | 0.98 | 0.8 | 0.8 | 0.5 | N |  |  | OP | X | 9 | 2009 |  |  | N | IPP Non-CHP | 2 | X T: X; NG NG: LFG |  |  |  | N |  |  | 1H | [23 empty] | N | N | N
54842 | WM Renewable Energy LLC | 57018 | Waste Management Middle Peninsula LFGTE | VA | Middlesex | GEN7 | Landfill Gas | IC |  | S | X | X | PNODE74008741 | PNODE74008741 | 0.8 | 0.98 | 0.8 | 0.8 | 0.5 | N |  |  | OP | X | 9 | 2009 |  |  | N | IPP Non-CHP | 2 | X T: X; NG NG: LFG |  |  |  | N |  |  | 1H | [23 empty] | N | N | N
54842 | WM Renewable Energy LLC | 57018 | Waste Management Middle Peninsula LFGTE | VA | Middlesex | GEN8 | Landfill Gas | IC |  | S | X | X | PNODE74008741 | PNODE74008741 | 0.8 | 0.98 | 0.8 | 0.8 | 0.5 | N |  |  | OP | X | 9 | 2009 |  |  | N | IPP Non-CHP | 2 | X T: X; NG NG: LFG |  |  |  | N |  |  | 1H | [23 empty] | N | N | N
12320 | Merck & Co Inc | 52148 | Elkton | VA | Rockingham | GEN2 | Petroleum Liquids | IC |  | S | X | X |  |  | 0.9 | 0.8 | 0.8 | 0.8 | 0.1 | N |  |  | SB | Y | 6 | 1982 |  |  | N | Industrial CHP | 7 | X T: X; NG NG: DFO |  |  |  | N | N |  | 1H | [23 empty] | N | N | N
57230 | MM Prince William Energy LLC | 55156 | MM Prince William Energy | VA | Prince William | UNT1 | Landfill Gas | IC |  | S | X | X |  |  | 0.9 | 0.98 | 0.9 | 0.9 | 0.7 | N |  |  | OP | X | 11 | 1998 |  |  | N | IPP Non-CHP | 2 | X T: X; NG NG: LFG |  |  |  | N | N |  | 1H | [23 empty] | N
57230 | MM Prince William Energy LLC | 55156 | MM Prince William Energy | VA | Prince William | UNT2 | Landfill Gas | IC |  | S | X | X |  |  | 0.9 | 0.98 | 0.9 | 0.9 | 0.7 | N |  |  | OP | X | 11 | 1998 |  |  | N | IPP Non-CHP | 2 | X T: X; NG NG: LFG |  |  |  | N | N |  | 1H | [23 empty] | N
57051 | Frederick County Virginia | 57754 | Frederick County LFGTE Facility | VA | Frederick | 1 | Landfill Gas | IC |  | S | X | X | 83734407 | 83734407 | 1 | 0.99 | 1 | 1 | 0.5 | N |  |  | OP | X | 11 | 2010 |  |  | N | Commercial Non-CHP | 4 | X T: X; NG NG: LFG |  |  |  | N | N |  | 10M | [23 empty] | N | N | N
57051 | Frederick County Virginia | 57754 | Frederick County LFGTE Facility | VA | Frederick | 2 | Landfill Gas | IC |  | S | X | X | 83734407 | 83734407 | 1 | 0.99 | 1 | 1 | 0.5 | N |  |  | OP | X | 11 | 2010 |  |  | N | Commercial Non-CHP | 4 | X T: X; NG NG: LFG |  |  |  | N | N |  | 10M | [23 empty] | N | N | N
11560 | City of Manassas - (VA) | 7438 | Church Street Plant | VA | Prince William | C3A | Petroleum Liquids | IC |  | S | X | X |  |  | 1.1 | 0.8 | 1 | 1 | 0.3 | N |  |  | OP | X | 6 | 1996 |  |  | N | Electric Utility | 1 | X T: X; NG NG: DFO |  |  |  | N | N |  | 10M | [23 empty] | N | N | N
12320 | Merck & Co Inc | 52148 | Elkton | VA | Rockingham | GEN3 | Natural Gas Internal Combustion Engine | IC |  | S | X | X |  |  | 1.1 | 0.8 | 1 | 1 | 0.1 | N |  |  | OP | X | 3 | 2016 |  |  | N | Industrial CHP | 7 | [11 empty] | N | N |  | 10M | [23 empty] | N | N | N | bar: X T to NG NG
56100 | AMERESCO Stafford LLC | 56894 | Ameresco Stafford | VA | Stafford | 1 | Landfill Gas | IC |  | S | X | X |  |  | 1.1 | 1 | 1 | 1 | 0.5 | N |  |  | OP | X | 5 | 2009 |  |  | N | IPP Non-CHP | 2 | X T: X; NG NG: LFG |  |  |  | N | N |  | 10M | [23 empty] | N
56100 | AMERESCO Stafford LLC | 56894 | Ameresco Stafford | VA | Stafford | 2 | Landfill Gas | IC |  | S | X | X |  |  | 1.1 | 1 | 1 | 1 | 0.5 | N |  |  | OP | X | 5 | 2009 |  |  | N | IPP Non-CHP | 2 | X T: X; NG NG: LFG |  |  |  | N | N |  | 10M | [23 empty] | N
11770 | City of Martinsville - (VA) | 57893 | Martinsville LFG Generator | VA | Henry | LFG1 | Landfill Gas | IC |  | S | X | X |  |  | 1.1 | 1 | 1 | 1 | 0.6 | N |  |  | OP | X | 3 | 2012 |  |  | N | Electric Utility | 1 | X T: X; NG NG: LFG; NG BLQ: NG |  |  |  | N | N |  | 1H | [23 empty] | Y | Y | N
84 | A & N Electric Coop | 6390 | Tangier | VA | Accomack | 5 | Petroleum Liquids | IC |  | S | X | X |  |  | 1.2 | 0.8 | 1.2 | 1.2 | 0.1 | N |  |  | OP | X | 12 | 1993 |  |  | N | Electric Utility | 1 | X T: X; NG NG: DFO |  |  |  | N | N |  | 1H | [23 empty] | N | N | N
84 | A & N Electric Coop | 6390 | Tangier | VA | Accomack | 6 | Petroleum Liquids | IC |  | S | X | X |  |  | 1.2 | 0.8 | 1.2 | 1.2 | 0.1 | N |  |  | OP | X | 12 | 1993 |  |  | N | Electric Utility | 1 | X T: X; NG NG: DFO |  |  |  | N | N |  | 1H | [23 empty] | N | N
16558 | City of Salem - (VA) | 56519 | Salem Electric Department | VA | Salem City | 1 | Petroleum Liquids | IC |  | S | X | X |  |  | 1.3 | 0.8 | 1.3 | 1.3 | 0.1 | N |  |  | SB | Y | 12 | 2007 |  |  | N | Electric Utility | 1 | X T: X; NG NG: DFO |  |  |  | N | N |  | 10M | [23 empty] | N | N | N
57436 | Molson Coors Shenandoah Brewery | 58057 | Molson Coors Shenandoah Brewery | VA | Rockingham | WWTP | Other Waste Biomass | GT |  | S | X | X |  |  | 1.4 | 1 | 1.4 | 1.4 | 0.5 | N |  |  | OP | X | 6 | 2012 |  |  | N | Industrial Non-CHP | 6 | X T: X; NG NG: OBG |  |  |  | N |  |  | 12H | [23 empty] | N | N | N
11560 | City of Manassas - (VA) | 7439 | Godwin Drive Plant | VA | Prince William | C10 | Petroleum Liquids | IC |  | S | X | X |  |  | 1.5 | 0.8 | 1.5 | 1.5 | 0.3 | N |  |  | OP | X | 11 | 1992 |  |  | N | Electric Utility | 1 | X T: X; NG NG: DFO |  |  |  | N | N |  | 10M | [23 empty] | N | N | N
4619 | Town of Culpeper- (VA) | 56367 | Electric Avenue Facility | VA | Culpeper | 4 | Petroleum Liquids | IC |  | S | X | X |  |  | 1.5 | 0.8 | 1.5 | 1.5 | 1 | N |  |  | OP | X | 2 | 1997 |  |  | N | Electric Utility | 1 | X T: X; NG NG: DFO |  |  |  | N | N |  | 10M | [23 empty] | N
11560 | City of Manassas - (VA) | 7438 | Church Street Plant | VA | Prince William | C5 | Petroleum Liquids | IC |  | S | X | X |  |  | 1.6 | 0.8 | 1.5 | 1.5 | 0.3 | N |  |  | OP | X | 2 | 1987 |  |  | N | Electric Utility | 1 | X T: X; NG NG: DFO |  |  |  | N | N |  | 10M | [23 empty] | N | N | N
11560 | City of Manassas - (VA) | 7438 | Church Street Plant | VA | Prince William | C6 | Petroleum Liquids | IC |  | S | X | X |  |  | 1.6 | 0.8 | 1.5 | 1.5 | 0.3 | N |  |  | OP | X | 2 | 1987 |  |  | N | Electric Utility | 1 | X T: X; NG NG: DFO |  |  |  | N | N |  | 10M | [23 empty] | N | N | N
11560 | City of Manassas - (VA) | 7439 | Godwin Drive Plant | VA | Prince William | C7 | Petroleum Liquids | IC |  | S | X | X |  |  | 1.6 | 0.8 | 1.5 | 1.5 | 0.3 | N |  |  | OP | X | 5 | 1990 |  |  | N | Electric Utility | 1 | X T: X; NG NG: DFO |  |  |  | N | N |  | 10M | [23 empty] | N | N | N
11560 | City of Manassas - (VA) | 7439 | Godwin Drive Plant | VA | Prince William | C8 | Petroleum Liquids | IC |  | S | X | X |  |  | 1.6 | 0.8 | 1.5 | 1.5 | 0.3 | N |  |  | OP | X | 5 | 1990 |  |  | N | Electric Utility | 1 | X T: X; NG NG: DFO |  |  |  | N | N |  | 10M | [23 empty] | N | N | N
11560 | City of Manassas - (VA) | 7439 | Godwin Drive Plant | VA | Prince William | C9 | Petroleum Liquids | IC |  | S | X | X |  |  | 1.6 | 0.8 | 1.5 | 1.5 | 0.3 | N |  |  | OP | X | 11 | 1992 |  |  | N | Electric Utility | 1 | X T: X; NG NG: DFO |  |  |  | N | N |  | 10M | [23 empty] | N | N | N
11560 | City of Manassas - (VA) | 7440 | VMEA 1 Credit Gen | VA | Prince William | V10 | Petroleum Liquids | IC |  | J | X | X |  |  | 1.6 | 0.8 | 1.5 | 1.5 | 0.3 | N |  |  | OP | X | 5 | 1990 |  |  | N | Electric Utility | 1 | X T: X; NG NG: DFO |  |  |  | N | N |  | 10M | [23 empty] | N | N | N
11560 | City of Manassas - (VA) | 7440 | VMEA 1 Credit Gen | VA | Prince William | V3 | Petroleum Liquids | IC |  | J | X | X |  |  | 1.6 | 0.8 | 1.5 | 1.5 | 0.3 | N |  |  | OP | X | 5 | 1990 |  |  | N | Electric Utility | 1 | X T: X; NG NG: DFO |  |  |  | N | N |  | 10M | [23 empty] | N | N | N
11560 | City of Manassas - (VA) | 7440 | VMEA 1 Credit Gen | VA | Prince William | V4 | Petroleum Liquids | IC |  | J | X | X |  |  | 1.6 | 0.8 | 1.5 | 1.5 | 0.3 | N |  |  | OP | X | 5 | 1990 |  |  | N | Electric Utility | 1 | X T: X; NG NG: DFO |  |  |  | N | N |  | 10M | [23 empty] | N | N | N
11560 | City of Manassas - (VA) | 7440 | VMEA 1 Credit Gen | VA | Prince William | V5 | Petroleum Liquids | IC |  | J | X | X |  |  | 1.6 | 0.8 | 1.5 | 1.5 | 0.3 | N |  |  | OP | X | 5 | 1990 |  |  | N | Electric Utility | 1 | X T: X; NG NG: DFO |  |  |  | N | N |  | 10M | [23 empty] | N | N | N
11560 | City of Manassas - (VA) | 7440 | VMEA 1 Credit Gen | VA | Prince William | V6 | Petroleum Liquids | IC |  | J | X | X |  |  | 1.6 | 0.8 | 1.5 | 1.5 | 0.3 | N |  |  | OP | X | 5 | 1990 |  |  | N | Electric Utility | 1 | X T: X; NG NG: DFO |  |  |  | N | N |  | 10M | [23 empty] | N | N | N
11560 | City of Manassas - (VA) | 7440 | VMEA 1 Credit Gen | VA | Prince William | V7 | Petroleum Liquids | IC |  | J | X | X |  |  | 1.6 | 0.8 | 1.5 | 1.5 | 0.3 | N |  |  | OP | X | 5 | 1990 |  |  | N | Electric Utility | 1 | X T: X; NG NG: DFO |  |  |  | N | N |  | 10M | [23 empty] | N | N | N
11560 | City of Manassas - (VA) | 7440 | VMEA 1 Credit Gen | VA | Prince William | V8 | Petroleum Liquids | IC |  | J | X | X |  |  | 1.6 | 0.8 | 1.5 | 1.5 | 0.3 | N |  |  | OP | X | 5 | 1990 |  |  | N | Electric Utility | 1 | X T: X; NG NG: DFO |  |  |  | N | N |  | 10M | [23 empty] | N | N | N
11560 | City of Manassas - (VA) | 7441 | VMEA Peaking Gen | VA | Prince William | V1 | Petroleum Liquids | IC |  | J | X | X |  |  | 1.6 | 0.8 | 1.5 | 1.5 | 0.3 | N |  |  | OP | X | 11 | 1992 |  |  | N | Electric Utility | 1 | X T: X; NG NG: DFO |  |  |  | N | N |  | 10M | [23 empty] | N | N | N
11560 | City of Manassas - (VA) | 7441 | VMEA Peaking Gen | VA | Prince William | V11 | Petroleum Liquids | IC |  | J | X | X |  |  | 1.6 | 0.8 | 1.5 | 1.5 | 0.3 | N |  |  | OP | X | 7 | 1993 |  |  | N | Electric Utility | 1 | X T: X; NG NG: DFO |  |  |  | N | N |  | 10M | [23 empty] | N | N | N
11560 | City of Manassas - (VA) | 7441 | VMEA Peaking Gen | VA | Prince William | V12 | Petroleum Liquids | IC |  | J | X | X |  |  | 1.6 | 0.8 | 1.5 | 1.5 | 0.3 | N |  |  | OP | X | 7 | 1993 |  |  | N | Electric Utility | 1 | X T: X; NG NG: DFO |  |  |  | N | N |  | 10M | [23 empty] | N | N | N
11560 | City of Manassas - (VA) | 7441 | VMEA Peaking Gen | VA | Prince William | V2 | Petroleum Liquids | IC |  | J | X | X |  |  | 1.6 | 0.8 | 1.5 | 1.5 | 0.3 | N |  |  | OP | X | 11 | 1992 |  |  | N | Electric Utility | 1 | X T: X; NG NG: DFO |  |  |  | N | N |  | 10M | [23 empty] | N | N | N
57230 | MM Prince William Energy LLC | 55156 | MM Prince William Energy | VA | Prince William | UNT3 | Landfill Gas | IC |  | S | X | X |  |  | 1.6 | 0.98 | 1.6 | 1.6 | 0.8 | N |  |  | OP | X | 10 | 2013 |  |  | N | IPP Non-CHP | 2 | X T: X; NG NG: LFG |  |  |  | N | N |  | 10M | [23 empty] | N
57230 | MM Prince William Energy LLC | 55156 | MM Prince William Energy | VA | Prince William | UNT4 | Landfill Gas | IC |  | S | X | X |  |  | 1.6 | 0.98 | 1.6 | 1.6 | 0.8 | N |  |  | OP | X | 10 | 2013 |  |  | N | IPP Non-CHP | 2 | X T: X; NG NG: LFG |  |  |  | N | N |  | 10M | [23 empty] | N
57230 | MM Prince William Energy LLC | 55156 | MM Prince William Energy | VA | Prince William | UNT5 | Landfill Gas | IC |  | S | X | X |  |  | 1.6 | 0.98 | 1.6 | 1.6 | 0.8 | N |  |  | OP | X | 10 | 2013 |  |  | N | IPP Non-CHP | 2 | X T: X; NG NG: LFG |  |  |  | N | N |  | 10M | [23 empty] | N
6715 | City of Franklin - (VA) | 55953 | Pretlow | VA | Southampton | 1 | Petroleum Liquids | IC |  | S | X | X |  |  | 1.6 | 0.8 | 1.6 | 1.6 | 0.5 | N |  |  | OP | X | 4 | 2001 |  |  | N | Electric Utility | 1 | X T: X; NG NG: DFO |  |  |  | N | N |  | 10M | [23 empty] | N |  | N
6715 | City of Franklin - (VA) | 55953 | Pretlow | VA | Southampton | 2 | Petroleum Liquids | IC |  | S | X | X |  |  | 1.6 | 0.8 | 1.6 | 1.6 | 0.5 | N |  |  | OP | X | 4 | 2001 |  |  | N | Electric Utility | 1 | X T: X; NG NG: DFO |  |  |  | N | N |  | 10M | [23 empty] | N |  | N
6715 | City of Franklin - (VA) | 55954 | Downtown | VA | Southampton | 1 | Petroleum Liquids | IC |  | S | X | X |  |  | 1.6 | 0.8 | 1.6 | 1.6 | 0.5 | N |  |  | OP | X | 11 | 1992 |  |  | N | Electric Utility | 1 | X T: X; NG NG: DFO |  |  |  | N | N |  | 10M | [23 empty] | N | N | N
6715 | City of Franklin - (VA) | 55954 | Downtown | VA | Southampton | 2 | Petroleum Liquids | IC |  | S | X | X |  |  | 1.6 | 0.8 | 1.6 | 1.6 | 0.5 | N |  |  | OP | X | 11 | 1992 |  |  | N | Electric Utility | 1 | X T: X; NG NG: DFO |  |  |  | N | N |  | 10M | [23 empty] | N | N | N
57259 | Richmond Energy LLC | 57897 | Richmond Energy | VA | Henrico | UNT1 | Landfill Gas | IC |  | S | X | X |  |  | 1.6 | 0.98 | 1.6 | 1.6 | 1.3 | N |  |  | OP | X | 1 | 2012 |  |  | N | IPP Non-CHP | 2 | X T: X; NG NG: LFG |  |  |  | N | N |  | 1H | [23 empty] | N
57259 | Richmond Energy LLC | 57897 | Richmond Energy | VA | Henrico | UNT2 | Landfill Gas | IC |  | S | X | X |  |  | 1.6 | 0.98 | 1.6 | 1.6 | 1.3 | N |  |  | OP | X | 1 | 2012 |  |  | N | IPP Non-CHP | 2 | X T: X; NG NG: LFG |  |  |  | N | N |  | 1H | [23 empty] | N
57259 | Richmond Energy LLC | 57897 | Richmond Energy | VA | Henrico | UNT3 | Landfill Gas | IC |  | S | X | X |  |  | 1.6 | 0.98 | 1.6 | 1.6 | 1.3 | N |  |  | OP | X | 1 | 2012 |  |  | N | IPP Non-CHP | 2 | X T: X; NG NG: LFG |  |  |  | N | N |  | 1H | [23 empty] | N
57259 | Richmond Energy LLC | 57897 | Richmond Energy | VA | Henrico | UNT4 | Landfill Gas | IC |  | S | X | X |  |  | 1.6 | 0.98 | 1.6 | 1.6 | 1.3 | N |  |  | OP | X | 1 | 2012 |  |  | N | IPP Non-CHP | 2 | X T: X; NG NG: LFG |  |  |  | N | N |  | 1H | [23 empty] | N
11560 | City of Manassas - (VA) | 7797 | Dominion/Lo Mar | VA | Prince William | DOM2 | Petroleum Liquids | IC |  | S | X | X |  |  | 1.8 | 0.8 | 1.7 | 1.7 | 0.3 | N |  |  | OP | X | 8 | 1997 |  |  | N | Electric Utility | 1 | X T: X; NG NG: DFO |  |  |  | N | N |  | 10M | [23 empty] | N | N | N
11560 | City of Manassas - (VA) | 7797 | Dominion/Lo Mar | VA | Prince William | LOM1 | Petroleum Liquids | IC |  | S | X | X |  |  | 1.8 | 0.8 | 1.7 | 1.7 | 0.3 | N |  |  | OP | X | 8 | 1997 |  |  | N | Electric Utility | 1 | X T: X; NG NG: DFO |  |  |  | N | N |  | 10M | [23 empty] | N
11560 | City of Manassas - (VA) | 7797 | Dominion/Lo Mar | VA | Prince William | LOM2 | Petroleum Liquids | IC |  | S | X | X |  |  | 1.8 | 0.8 | 1.7 | 1.7 | 0.3 | N |  |  | OP | X | 8 | 1997 |  |  | N | Electric Utility | 1 | X T: X; NG NG: DFO |  |  |  | N | N |  | 10M | [23 empty] | N
11560 | City of Manassas - (VA) | 7797 | Dominion/Lo Mar | VA | Prince William | LOM3 | Petroleum Liquids | IC |  | S | X | X |  |  | 1.8 | 0.8 | 1.7 | 1.7 | 0.3 | N |  |  | OP | X | 8 | 1997 |  |  | N | Electric Utility | 1 | X T: X; NG NG: DFO |  |  |  | N | N |  | 10M | [23 empty] | N
11560 | City of Manassas - (VA) | 7798 | Gateway Gen | VA | Prince William | 1 | Petroleum Liquids | IC |  | S | X | X |  |  | 1.8 | 0.8 | 1.7 | 1.7 | 0.3 | N |  |  | OP | X | 3 | 1996 |  |  | N | Electric Utility | 1 | X T: X; NG NG: DFO |  |  |  | N | N |  | 10M | [23 empty] | N | N | N
11560 | City of Manassas - (VA) | 7798 | Gateway Gen | VA | Prince William | 2 | Petroleum Liquids | IC |  | S | X | X |  |  | 1.8 | 0.8 | 1.7 | 1.7 | 0.3 | N |  |  | OP | X | 6 | 2009 |  |  | N | Electric Utility | 1 | X T: X; NG NG: DFO |  |  |  | N | N |  | 10M | [23 empty] | N | N | N
16558 | City of Salem - (VA) | 56289 | Salem Street Dept | VA | Salem City | 1 | Petroleum Liquids | IC |  | S | X | X |  |  | 1.8 | 0.8 | 2 | 2 | 0.1 | N |  |  | SB | Y | 7 | 2005 |  |  | N | Commercial Non-CHP | 4 | X T: X; NG NG: DFO |  |  |  | N | N |  | 10M | [20 empty] | N |  |  | N | N | N
4794 | City of Danville - (VA) | 56363 | Danville New Design Plant | VA | Danville City | GEN 1 | Petroleum Liquids | IC |  | S | X | X |  |  | 1.8 | 0.9 | 1.2 | 1.2 | 0.5 | N |  |  | OS | X | 7 | 2005 |  |  | N | Electric Utility | 1 | X T: X; NG NG: DFO |  |  |  | N | N |  | 1H | [23 empty] | N | N | N
4794 | City of Danville - (VA) | 56364 | Danville Kentuck Road Plant | VA | Pittsylvania | GEN 1 | Petroleum Liquids | IC |  | S | X | X |  |  | 1.8 | 0.9 | 1.2 | 1.2 | 0.5 |  |  |  | OS | X | 7 | 2005 |  |  | N | Electric Utility | 1 | X T: X; NG NG: DFO |  |  |  | N | N |  | 1H | [23 empty] | N | N | N
4619 | Town of Culpeper- (VA) | 56367 | Electric Avenue Facility | VA | Culpeper | 1 | Petroleum Liquids | IC |  | S | X | X |  |  | 1.8 | 0.8 | 1.8 | 1.8 | 1.8 | N |  |  | OP | X | 12 | 2004 |  |  | N | Electric Utility | 1 | X T: X; NG NG: DFO |  |  |  | N |  |  | 10M | [23 empty] | N |  | N
4619 | Town of Culpeper- (VA) | 56367 | Electric Avenue Facility | VA | Culpeper | 2 | Petroleum Liquids | IC |  | S | X | X |  |  | 1.8 | 0.8 | 1.8 | 1.8 | 1.8 | N |  |  | OP | X | 12 | 2004 |  |  | N | Electric Utility | 1 | X T: X; NG NG: DFO |  |  |  | N | N |  | 10M | [23 empty] | N |  | N
4619 | Town of Culpeper- (VA) | 56367 | Electric Avenue Facility | VA | Culpeper | 3 | Petroleum Liquids | IC |  | S | X | X |  |  | 1.8 | 0.8 | 1.8 | 1.8 | 1.8 | N |  |  | OP | X | 12 | 2004 |  |  | N | Electric Utility | 1 | X T: X; NG NG: DFO |  |  |  | N | N |  | 10M | [23 empty] | N |  | N
11560 | City of Manassas - (VA) | 56368 | Water Treatment Plant Generators | VA | Prince William | WP1 | Petroleum Liquids | IC |  | S | X | X |  |  | 1.8 | 0.8 | 1.7 | 1.7 | 0.3 | N |  |  | OP | X | 4 | 2007 |  |  | N | Electric Utility | 1 | X T: X; NG NG: DFO |  |  |  | N | N |  | 10M | [23 empty] | N | N | N
1456 | Town of Bedford - (VA) | 63173 | Orange Street G1 | VA | Bedford | 1 | Petroleum Liquids | IC |  | S | X | X | Blue Ridge | Blue Ridge | 1.8 | 0.8 | 1.8 | 1.8 | 1.8 | N |  |  | OP | X | 7 | 2005 |  |  | N | Electric Utility | 1 | X T: X; NG NG: DFO |  |  |  | N | N |  | 10M | [23 empty] | N | N | N
56609 | Calpine Mid-Atlantic Generation LLC | 3782 | Bayview | VA | Northampton | BAYV | Petroleum Liquids | IC |  | S | X | X | 50872 | 50872 | 2 | 0.8 | 2.1 | 2.1 | 2 | N |  |  | SB | Y | 10 | 1963 |  |  | N | IPP Non-CHP | 2 | X T: X; NG NG: DFO |  |  |  | N | N |  | 1H | [23 empty] | N | N
56609 | Calpine Mid-Atlantic Generation LLC | 3782 | Bayview | VA | Northampton | BYV2 | Petroleum Liquids | IC |  | S | X | X | 50873 | 50873 | 2 | 0.8 | 2.1 | 2.1 | 2 | N |  |  | SB | Y | 10 | 1963 |  |  | N | IPP Non-CHP | 2 | X T: X; NG NG: DFO |  |  |  | N | N |  | 1H | [23 empty] | N | N
56609 | Calpine Mid-Atlantic Generation LLC | 3782 | Bayview | VA | Northampton | BYV3 | Petroleum Liquids | IC |  | S | X | X | 50874 | 50874 | 2 | 0.8 | 2.1 | 2.1 | 2 | N |  |  | SB | Y | 10 | 1963 |  |  | N | IPP Non-CHP | 2 | X T: X; NG NG: DFO |  |  |  | N | N |  | 1H | [23 empty] | N | N
56609 | Calpine Mid-Atlantic Generation LLC | 3782 | Bayview | VA | Northampton | BYV4 | Petroleum Liquids | IC |  | S | X | X | 50875 | 50875 | 2 | 0.8 | 2.1 | 2.1 | 2 | N |  |  | SB | Y | 10 | 1963 |  |  | N | IPP Non-CHP | 2 | X T: X; NG NG: DFO |  |  |  | N |  |  | 1H | [23 empty] | N
56609 | Calpine Mid-Atlantic Generation LLC | 3782 | Bayview | VA | Northampton | BYV5 | Petroleum Liquids | IC |  | S | X | X | 50876 | 50876 | 2 | 0.8 | 2.1 | 2.1 | 2 | N |  |  | SB | Y | 10 | 1963 |  |  | N | IPP Non-CHP | 2 | X T: X; NG NG: DFO |  |  |  | N |  |  | 1H | [23 empty] | N
56609 | Calpine Mid-Atlantic Generation LLC | 3782 | Bayview | VA | Northampton | BYV6 | Petroleum Liquids | IC |  | S | X | X | 50877 | 50877 | 2 | 0.8 | 2.1 | 2.1 | 2 | N |  |  | SB | Y | 10 | 1963 |  |  | N | IPP Non-CHP | 2 | X T: X; NG NG: DFO |  |  |  | N |  |  | 1H | [23 empty] | N
11560 | City of Manassas - (VA) | 7440 | VMEA 1 Credit Gen | VA | Prince William | V9-1 | Petroleum Liquids | IC |  | J | X | X |  |  | 2 | 0.8 | 1.8 | 1.8 | 0.3 | N |  |  | OP | X | 4 | 2009 |  |  | N | Electric Utility | 1 | X T: X; NG NG: DFO |  |  |  | N | N |  | 10M | [23 empty] | N | N | N
40229 | Old Dominion Electric Coop | 7940 | Ponton Diesel Generating Facility | VA | Amelia | 1 | Petroleum Liquids | IC |  | S | X | X |  |  | 2 | 0.8 | 2 | 2 | 0.2 | N |  |  | SB | Y | 12 | 2002 |  |  | N | Electric Utility | 1 | X T: X; NG NG: DFO |  |  |  | N | N |  | 10M | [20 empty] | N |  |  | N | N
40229 | Old Dominion Electric Coop | 7940 | Ponton Diesel Generating Facility | VA | Amelia | 2 | Petroleum Liquids | IC |  | S | X | X |  |  | 2 | 0.8 | 2 | 2 | 0.2 | N |  |  | SB | Y | 12 | 2002 |  |  | N | Electric Utility | 1 | X T: X; NG NG: DFO |  |  |  | N | N |  | 10M | [20 empty] | N |  |  | N | N
40229 | Old Dominion Electric Coop | 7941 | Nottoway Diesel Generating Facility | VA | Southampton | 1 | Petroleum Liquids | IC |  | S | X | X |  |  | 2 | 0.8 | 2 | 2 | 0.2 | N |  |  | SB | Y | 11 | 2002 |  |  | N | Electric Utility | 1 | X T: X; NG NG: DFO |  |  |  | N | N |  | 10M | [20 empty] | N |  |  | N | N
40229 | Old Dominion Electric Coop | 7941 | Nottoway Diesel Generating Facility | VA | Southampton | 2 | Petroleum Liquids | IC |  | S | X | X |  |  | 2 | 0.8 | 2 | 2 | 0.2 | N |  |  | SB | Y | 11 | 2002 |  |  | N | Electric Utility | 1 | X T: X; NG NG: DFO |  |  |  | N | N |  | 10M | [20 empty] | N |  |  | N | N
8198 | City of Harrisonburg - (VA) | 56004 | Mount Clinton | VA | Rockingham | D-2 | Petroleum Liquids | IC |  | S | X | X |  |  | 2 | 0.8 | 2 | 2 | 0.5 | N |  |  | OP | X | 9 | 2002 |  |  | N | Electric Utility | 1 | X T: X; NG NG: DFO |  |  |  | N | N |  | 10M | [23 empty] | N | N | N
8198 | City of Harrisonburg - (VA) | 56004 | Mount Clinton | VA | Rockingham | D-3 | Petroleum Liquids | IC |  | S | X | X |  |  | 2 | 0.8 | 2 | 2 | 0.5 | N |  |  | OP | X | 9 | 2002 |  |  | N | Electric Utility | 1 | X T: X; NG NG: DFO |  |  |  | N | N |  | 10M | [23 empty] | N | N | N
8198 | City of Harrisonburg - (VA) | 56004 | Mount Clinton | VA | Rockingham | D-5 | Petroleum Liquids | IC |  | S | X | X |  |  | 2 | 0.8 | 2 | 2 | 0.5 | N |  |  | OP | X | 4 | 2004 |  |  | N | Electric Utility | 1 | X T: X; NG NG: DFO |  |  |  | N | N |  | 10M | [23 empty] | N | N | N
8198 | City of Harrisonburg - (VA) | 56004 | Mount Clinton | VA | Rockingham | D-7 | Petroleum Liquids | IC |  | S | X | X |  |  | 2 | 0.8 | 2 | 2 | 0.5 | N |  |  | OP | X | 11 | 2009 |  |  | N | Electric Utility | 1 | X T: X; NG NG: DFO |  |  |  | N | N |  | 10M | [23 empty] | N | N | N
8198 | City of Harrisonburg - (VA) | 56004 | Mount Clinton | VA | Rockingham | D-8 | Petroleum Liquids | IC |  | S | X | X |  |  | 2 | 0.8 | 2 | 2 | 0.5 | N |  |  | OP | X | 11 | 2009 |  |  | N | Electric Utility | 1 | X T: X; NG NG: DFO |  |  |  | N | N |  | 10M | [23 empty] | N | N | N
8198 | City of Harrisonburg - (VA) | 56005 | Pleasant Valley (VA) | VA | Rockingham | D-4 | Petroleum Liquids | IC |  | S | X | X |  |  | 2 | 0.8 | 2 | 2 | 0.5 | N |  |  | OP | X | 9 | 2002 |  |  | N | Electric Utility | 1 | X T: X; NG NG: DFO |  |  |  | N | N |  | 10M | [23 empty] | N | N | N
8198 | City of Harrisonburg - (VA) | 56005 | Pleasant Valley (VA) | VA | Rockingham | D-6 | Petroleum Liquids | IC |  | S | X | X |  |  | 2 | 0.8 | 2 | 2 | 0.5 | N |  |  | OP | X | 9 | 2006 |  |  | N | Electric Utility | 1 | X T: X; NG NG: DFO |  |  |  | N | N |  | 10M | [23 empty] | N | N | N
16558 | City of Salem - (VA) | 56288 | Salem Water Plant | VA | Salem City | 1 | Petroleum Liquids | IC |  | S | X | X |  |  | 2 | 0.8 | 2 | 2 | 0.1 | N |  |  | SB | Y | 8 | 2003 |  |  | N | Commercial Non-CHP | 4 | X T: X; NG NG: DFO |  |  |  | N | N |  | 10M | [20 empty] | Y | 6 | 2021 | N | N | N
40229 | Old Dominion Electric Coop | 60234 | Belle Haven Diesel Generation Facility | VA | Accomack | BDG10 | Petroleum Liquids | IC |  | S | X | X |  |  | 2 | 0.8 | 2 | 2 | 0.2 | N |  |  | SB | Y | 11 | 2002 |  |  | N | Electric Utility | 1 | X T: X; NG NG: DFO |  |  |  | N | N |  | 10M | [20 empty] | N |  |  | N | N
40229 | Old Dominion Electric Coop | 60234 | Belle Haven Diesel Generation Facility | VA | Accomack | BDG9 | Petroleum Liquids | IC |  | S | X | X |  |  | 2 | 0.8 | 2 | 2 | 0.2 | N |  |  | SB | Y | 11 | 2002 |  |  | N | Electric Utility | 1 | X T: X; NG NG: DFO |  |  |  | N | N |  | 10M | [20 empty] | N |  |  | N | N
40229 | Old Dominion Electric Coop | 60235 | Perdue Diesel Generation Facility | VA | Accomack | PDG5 | Petroleum Liquids | IC |  | S | X | X |  |  | 2 | 0.8 | 2 | 2 | 0.2 | N |  |  | SB | Y | 11 | 2002 |  |  | N | Electric Utility | 1 | X T: X; NG NG: DFO |  |  |  | N | N |  | 10M | [20 empty] | N |  |  | N | N
40229 | Old Dominion Electric Coop | 60235 | Perdue Diesel Generation Facility | VA | Accomack | PDG6 | Petroleum Liquids | IC |  | S | X | X |  |  | 2 | 0.8 | 2 | 2 | 0.2 | N |  |  | SB | Y | 11 | 2002 |  |  | N | Electric Utility | 1 | X T: X; NG NG: DFO |  |  |  | N | N |  | 10M | [20 empty] | N |  |  | N | N
40229 | Old Dominion Electric Coop | 60236 | Onancock Diesel Generation Facility | VA | Accomack | ODG7 | Petroleum Liquids | IC |  | S | X | X |  |  | 2 | 0.8 | 2 | 2 | 0.2 | N |  |  | SB | Y | 11 | 2002 |  |  | N | Electric Utility | 1 | X T: X; NG NG: DFO |  |  |  | N | N |  | 10M | [20 empty] | N |  |  | N | N
40229 | Old Dominion Electric Coop | 60236 | Onancock Diesel Generation Facility | VA | Accomack | ODG8 | Petroleum Liquids | IC |  | S | X | X |  |  | 2 | 0.8 | 2 | 2 | 0.2 | N |  |  | SB | Y | 11 | 2002 |  |  | N | Electric Utility | 1 | X T: X; NG NG: DFO |  |  |  | N | N |  | 10M | [20 empty] | N |  |  | N | N
54842 | WM Renewable Energy LLC | 57022 | Waste Management King George LFGTE | VA | King George | GEN1 | Landfill Gas | GT |  | S | X | X | PNODE74008741 | PNODE74008741 | 3.3 | 0.98 | 2.8 | 3.2 | 1 | N |  |  | OP | X | 5 | 2010 |  |  | N | IPP Non-CHP | 2 | X T: X; NG NG: LFG | [6 empty] | 1H | [23 empty] | N | N | N
54842 | WM Renewable Energy LLC | 57022 | Waste Management King George LFGTE | VA | King George | GEN2 | Landfill Gas | GT |  | S | X | X | PNODE74008741 | PNODE74008741 | 3.3 | 0.98 | 2.8 | 3.2 | 1 | N |  |  | OP | X | 5 | 2010 |  |  | N | IPP Non-CHP | 2 | X T: X; NG NG: LFG | [6 empty] | 1H | [23 empty] | N | N | N
54842 | WM Renewable Energy LLC | 57022 | Waste Management King George LFGTE | VA | King George | GEN3 | Landfill Gas | GT |  | S | X | X | PNODE74008741 | PNODE74008741 | 3.3 | 0.98 | 2.8 | 3.2 | 1 | N |  |  | OP | X | 5 | 2010 |  |  | N | IPP Non-CHP | 2 | X T: X; NG NG: LFG | [6 empty] | 1H | [23 empty] | N | N | N
54842 | WM Renewable Energy LLC | 57022 | Waste Management King George LFGTE | VA | King George | GEN4 | Landfill Gas | GT |  | S | X | X | PNODE74008741 | PNODE74008741 | 3.3 | 0.98 | 2.9 | 3.3 | 1 | N |  |  | OP | X | 6 | 2011 |  |  | N | IPP Non-CHP | 2 | X T: X; NG NG: LFG |  |  |  | N |  |  | 1H | [23 empty] | N | N | N
17465 | WestRock-West Point Mill | 10017 | WestRock-West Point Mill | VA | King William | GEN8 | Wood/Wood Waste Biomass | ST |  | S | X | X |  |  | 5 | 0.8 | 5 | 5 | 1.8 | N |  |  | OS | X | 1 | 1954 |  |  | Y | Industrial CHP | 7 | T | BLQ | NG | WDS | BIT | SLW | RFO | NG |  |  |  | N | N |  | OVER |  | Y |  | Y | Y | [18 empty] | Y | Y | N
22218 | U S Army-Radford | 52072 | Radford Army Ammunition Plant | VA | Montgomery | GEN1 | Natural Gas Steam Turbine | ST |  | S | X | X |  |  | 6 | 0.85 | 5.6 | 5.6 | 2 | N |  |  | OP | X | 1 | 1990 |  |  | N | Industrial Non-CHP | 6 | X T: X; LFG BLQ: NG; LFG NG: DFO; LFG NG: NG |  |  |  | N | N |  | 12H |  | N | [21 empty] | Y | N | N
22218 | U S Army-Radford | 52072 | Radford Army Ammunition Plant | VA | Montgomery | GEN2 | Natural Gas Steam Turbine | ST |  | S | X | X |  |  | 6 | 0.85 | 5.6 | 5.6 | 2 | N |  |  | OP | X | 1 | 1990 |  |  | N | Industrial Non-CHP | 6 | X T: X; LFG BLQ: NG; LFG NG: DFO; LFG NG: NG |  |  |  | N | N |  | 12H |  | N | [21 empty] | Y | N | N
22218 | U S Army-Radford | 52072 | Radford Army Ammunition Plant | VA | Montgomery | GEN3 | Natural Gas Steam Turbine | ST |  | S | X | X |  |  | 6 | 0.85 | 5.6 | 5.6 | 2 | N |  |  | OP | X | 1 | 1990 |  |  | N | Industrial Non-CHP | 6 | X T: X; LFG BLQ: NG; LFG NG: DFO; LFG NG: NG |  |  |  | N | N |  | 12H |  | N | [21 empty] | Y | N | N
57151 | Celanese Acetate LLC | 52089 | Celanese Acetate LLC | VA | Giles | GEN1 | Natural Gas Steam Turbine | ST |  | S | X | X |  |  | 6 | 0.7 | 6 | 6 | 2 | N |  |  | OP | X | 1 | 1942 |  |  | Y | Industrial CHP | 7 | X T: T; LFG BLQ: NG; LFG NG: DFO; LFG NG: NG |  |  |  | N | N |  | 12H |  | N |  |  | N | [15 empty] | N |  |  | Y | Y | Y
57151 | Celanese Acetate LLC | 52089 | Celanese Acetate LLC | VA | Giles | GEN2 | Natural Gas Steam Turbine | ST |  | S | X | X |  |  | 6 | 0.7 | 6 | 6 | 2 | N |  |  | OP | X | 1 | 1942 |  |  | Y | Industrial CHP | 7 | X T: T; LFG BLQ: NG; LFG NG: DFO; LFG NG: NG |  |  |  | N | N |  | 12H |  | N |  |  | N | [15 empty] | N |  |  | Y | Y | Y
57151 | Celanese Acetate LLC | 52089 | Celanese Acetate LLC | VA | Giles | GEN3 | Natural Gas Steam Turbine | ST |  | S | X | X |  |  | 6 | 0.7 | 6 | 6 | 2 | N |  |  | OP | X | 1 | 1944 |  |  | Y | Industrial CHP | 7 | X T: T; LFG BLQ: NG; LFG NG: DFO; LFG NG: NG |  |  |  | N | N |  | 12H |  | N |  |  | N | [18 empty] | Y | Y | Y
55988 | Virginia Polytechnic Inst and State Unv | 56785 | Virginia Tech Power Plant | VA | Montgomery | WG01 | Natural Gas Steam Turbine | ST |  | S | X | X |  |  | 6.3 | 0.833 | 2.5 | 6.3 | 1 | N |  |  | OA | X | 3 | 1976 |  |  | Y | Commercial CHP | 5 | T | NG | BIT | DFO |  |  |  | WDS |  |  |  | N | N |  | OVER |  | N | Y |  | Y | [18 empty] | Y | Y | Y
12320 | Merck & Co Inc | 52148 | Elkton | VA | Rockingham | GEN1 | Natural Gas Steam Turbine | ST |  | S | X | X |  |  | 7.2 | 0.8 | 6 | 6 | 0.5 | N |  |  | OP | X | 6 | 1982 |  |  | Y | Industrial CHP | 7 | X T: T; LFG BLQ: NG; LFG NG: DFO; LFG NG: NG |  |  |  | N | N |  | 12H | [23 empty] | Y | N | Y
7167 | GP Big Island LLC | 50479 | Georgia-Pacific Big Island | VA | Bedford | GEN1 | Wood/Wood Waste Biomass | ST |  | S | X | X |  |  | 7.5 | 1 | 7 | 7 | 3.5 | N |  |  | OP | X | 6 | 1965 |  |  | Y | Industrial CHP | 7 | T | WDS | NG | OBS |  |  |  | WDS | NG |  |  | N | N |  | 12H |  | N |  |  | N | [18 empty] | Y | Y | N
57151 | Celanese Acetate LLC | 52089 | Celanese Acetate LLC | VA | Giles | GEN4 | Natural Gas Steam Turbine | ST |  | S | X | X |  |  | 9.2 | 0.9 | 9.2 | 9.2 | 2 | N |  |  | OP | X | 1 | 1966 |  |  | Y | Industrial CHP | 7 | X T: T; LFG BLQ: NG; LFG NG: DFO; LFG NG: NG |  |  |  | N | N |  | 12H |  | N |  |  | N | [18 empty] | Y | Y | Y
17465 | WestRock-West Point Mill | 10017 | WestRock-West Point Mill | VA | King William | GEN9 | Wood/Wood Waste Biomass | ST |  | S | X | X |  |  | 10 | 0.8 | 10 | 10 | 4 | N |  |  | OP | X | 10 | 1960 |  |  | Y | Industrial CHP | 7 | T | BLQ | NG | WDS | BIT | SLW | RFO | NG |  |  |  | N | N |  | OVER |  | Y |  | Y | Y | [18 empty] | Y | Y | N
20508 | WestRock Corp | 50900 | Covington Facility | VA | Covington City | GEN3 | Conventional Steam Coal | ST |  | S | X | X |  |  | 10.5 | 0.85 | 10.5 | 10.5 | 5 | N |  |  | OP | X | 1 | 1951 |  |  | Y | Industrial CHP | 7 | T | BIT | NG | WDS | RFO | DFO | BLQ | NG | RFO |  |  | N | N |  | 12H |  | Y |  |  | Y | [18 empty] | Y | Y | Y
11560 | City of Manassas - (VA) | 7797 | Dominion/Lo Mar | VA | Prince William | DOM1 | Petroleum Liquids | GT |  | J | X | X |  |  | 12 | 0.8 | 9 | 9 | 3 | N |  |  | OP | X | 8 | 1997 |  |  | N | Electric Utility | 1 | T T: X; BLQ BIT: DFO |  |  | N | N |  | 10M | [23 empty] | N | N | N
14465 | Philip Morris USA - Park 500 | 50275 | Park 500 Philip Morris USA | VA | Chesterfield | TG3 | Natural Gas Steam Turbine | ST |  | S | X | X |  |  | 13 | 0.8 | 10.5 | 11.5 | 4.5 | N |  |  | OP | X | 9 | 1983 |  |  | Y | Industrial CHP | 7 | T T: T; BLQ BIT: NG; NG NG: DFO; NG NG: NG |  |  | N | N |  | 12H |  | N |  |  | N | [18 empty] | Y | N | Y
8198 | City of Harrisonburg - (VA) | 56004 | Mount Clinton | VA | Rockingham | MC-1 | Petroleum Liquids | GT |  | S | X | X |  |  | 14 | 0.8 | 9 | 12 | 0.5 | N |  |  | OP | X | 5 | 1999 |  |  | N | Electric Utility | 1 | T T: X; BLQ BIT: DFO |  |  | N | N |  | 1H | [23 empty] | N | N | N
4496 | Covanta Alexandria/Arlington | 50663 | Covanta Alexandria/Arlington Energy | VA | Alexandria City | GEN1 | Municipal Solid Waste | ST |  | S | X | X |  |  | 14.5 | 0.9 | 14.5 | 14.5 | 1.5 | N |  |  | OP | X | 10 | 1987 |  |  | N | Commercial Non-CHP | 4 | T T: X; BLQ BIT: MSW; NG NG: MSW |  |  | N | N |  | 12H | [23 empty] | N
4496 | Covanta Alexandria/Arlington | 50663 | Covanta Alexandria/Arlington Energy | VA | Alexandria City | GEN2 | Municipal Solid Waste | ST |  | S | X | X |  |  | 14.5 | 0.9 | 14.5 | 14.5 | 1.5 | N |  |  | OP | X | 10 | 1987 |  |  | N | Commercial Non-CHP | 4 | T T: X; BLQ BIT: MSW; NG NG: MSW |  |  | N | N |  | 12H | [23 empty] | N
17465 | WestRock-West Point Mill | 10017 | WestRock-West Point Mill | VA | King William | GN11 | Wood/Wood Waste Biomass | ST |  | S | X | X |  |  | 15 | 0.85 | 15 | 15 | 7 | N |  |  | OP | X | 8 | 1977 |  |  | Y | Industrial CHP | 7 | T | BLQ | NG | WDS | BIT | SLW | RFO | NG |  |  |  | N | N |  | OVER |  | Y |  | Y | Y | [18 empty] | Y | Y | N
59636 | HP Hood LLC | 59860 | HP Hood CT | VA | Frederick | HHOOD | Natural Gas Fired Combustion Turbine | GT |  | S | X | X | BARTONVI 34.5 KV HPHOODCT | BARTONVI 24.5 KV HPHOODCT | 15 | 0.95 | 15 | 15 | 7 | N |  |  | OP | X | 6 | 2015 |  |  | Y | Industrial CHP | 7 | [11 empty] | N | N |  | 1H | [23 empty] | N | N | N | bar: X T to MSW BLQ
19876 | Virginia Electric & Power Co | 3804 | Possum Point | VA | Prince William | GT1 | Petroleum Liquids | GT |  | S | X | X |  |  | 16 | 0.85 | 12 | 19 | 3 | N |  |  | OP | X | 5 | 1968 |  |  | N | Electric Utility | 1 | X T: X; MSW BLQ: DFO | [6 empty] | 1H | [23 empty] | N
19876 | Virginia Electric & Power Co | 3804 | Possum Point | VA | Prince William | GT2 | Petroleum Liquids | GT |  | S | X | X |  |  | 16 | 0.85 | 12 | 17 | 3 | N |  |  | OP | X | 5 | 1968 |  |  | N | Electric Utility | 1 | X T: X; MSW BLQ: DFO | [6 empty] | 1H | [23 empty] | N
19876 | Virginia Electric & Power Co | 3804 | Possum Point | VA | Prince William | GT3 | Petroleum Liquids | GT |  | S | X | X |  |  | 16 | 0.85 | 12 | 16 | 3 | N |  |  | OP | X | 5 | 1968 |  |  | N | Electric Utility | 1 | X T: X; MSW BLQ: DFO | [6 empty] | 1H | [23 empty] | N
19876 | Virginia Electric & Power Co | 3804 | Possum Point | VA | Prince William | GT4 | Petroleum Liquids | GT |  | S | X | X |  |  | 16 | 0.85 | 12 | 18 | 3 | N |  |  | OP | X | 5 | 1968 |  |  | N | Electric Utility | 1 | X T: X; MSW BLQ: DFO | [6 empty] | 1H | [23 empty] | N
19876 | Virginia Electric & Power Co | 3804 | Possum Point | VA | Prince William | GT5 | Petroleum Liquids | GT |  | S | X | X |  |  | 16 | 0.85 | 12 | 17 | 3 | N |  |  | OP | X | 5 | 1968 |  |  | N | Electric Utility | 1 | X T: X; MSW BLQ: DFO | [6 empty] | 1H | [23 empty] | N
19876 | Virginia Electric & Power Co | 3804 | Possum Point | VA | Prince William | GT6 | Petroleum Liquids | GT |  | S | X | X |  |  | 16 | 0.85 | 12 | 19 | 3 | N |  |  | OP | X | 5 | 1968 |  |  | N | Electric Utility | 1 | X T: X; MSW BLQ: DFO | [6 empty] | 1H | [23 empty] | N
19876 | Virginia Electric & Power Co | 3803 | Chesapeake | VA | Chesapeake City | 6 | Petroleum Liquids | GT |  | S | X | X |  |  | 16.3 | 0.85 | 12 | 16 | 3 | N |  |  | OP | X | 7 | 1969 |  |  | N | Electric Utility | 1 | X T: X; MSW BLQ: DFO |  |  |  | N |  |  | 1H | [23 empty] | N
19876 | Virginia Electric & Power Co | 3803 | Chesapeake | VA | Chesapeake City | GT2 | Petroleum Liquids | GT |  | S | X | X |  |  | 16.3 | 0.85 | 12 | 17 | 3 | N |  |  | OP | X | 3 | 1969 |  |  | N | Electric Utility | 1 | X T: X; MSW BLQ: DFO |  |  |  | N |  |  | 1H | [23 empty] | N
19876 | Virginia Electric & Power Co | 3803 | Chesapeake | VA | Chesapeake City | GT4 | Petroleum Liquids | GT |  | S | X | X |  |  | 16.3 | 0.85 | 12 | 16 | 3 | N |  |  | OP | X | 5 | 1969 |  |  | N | Electric Utility | 1 | X T: X; MSW BLQ: DFO |  |  |  | N |  |  | 1H | [23 empty] | N
19876 | Virginia Electric & Power Co | 7032 | Gravel Neck | VA | Surry | 1 | Petroleum Liquids | GT |  | S | X | X |  |  | 16.3 | 0.85 | 12 | 15 | 0 | N |  |  | OP | X | 8 | 1970 |  |  | N | Electric Utility | 1 | X T: X; MSW BLQ: DFO |  |  |  | N |  |  | 1H | [23 empty] | N
8198 | City of Harrisonburg - (VA) | 56005 | Pleasant Valley (VA) | VA | Rockingham | PV-1 | Petroleum Liquids | GT |  | S | X | X |  |  | 16.5 | 0.8 | 9 | 13 | 0.5 | N |  |  | OP | X | 4 | 1997 |  |  | N | Electric Utility | 1 | X T: X; MSW BLQ: DFO |  |  |  | N | N |  | 1H | [23 empty] | N | N | N
19876 | Virginia Electric & Power Co | 3803 | Chesapeake | VA | Chesapeake City | GT1 | Petroleum Liquids | GT |  | S | X | X |  |  | 18.5 | 0.85 | 15 | 20 | 3 | N |  |  | OP | X | 12 | 1967 |  |  | N | Electric Utility | 1 | X T: X; MSW BLQ: DFO |  |  |  | N |  |  | 1H | [23 empty] | N
20541 | Wheelabrator Environmental Systems | 54998 | Wheelabrator Portsmouth | VA | Portsmouth City | 1410 | Municipal Solid Waste | ST |  | S | X | X |  |  | 20 | 0.8 | 15.5 | 15.3 | 2 | N |  |  | OP | X | 10 | 1987 |  |  | Y | Commercial CHP | 5 | X T: B; MSW BLQ: MSW; MSW NG: DFO; MSW NG: DFO |  |  |  | N | N |  | 12H | [23 empty] | N | N | N
20541 | Wheelabrator Environmental Systems | 54998 | Wheelabrator Portsmouth | VA | Portsmouth City | 1420 | Municipal Solid Waste | ST |  | S | X | X |  |  | 20 | 0.8 | 15.5 | 15.3 | 2 | N |  |  | OP | X | 3 | 1987 |  |  | Y | Commercial CHP | 5 | X T: B; MSW BLQ: MSW; MSW NG: DFO; MSW NG: DFO |  |  |  | N | N |  | 12H | [23 empty] | N | N | N
20541 | Wheelabrator Environmental Systems | 54998 | Wheelabrator Portsmouth | VA | Portsmouth City | 1430 | Municipal Solid Waste | ST |  | S | X | X |  |  | 20 | 0.8 | 15.5 | 15.3 | 2 | N |  |  | OP | X | 2 | 1987 |  |  | Y | Commercial CHP | 5 | X T: B; MSW BLQ: MSW; MSW NG: DFO; MSW NG: DFO |  |  |  | N | N |  | 12H | [23 empty] | N | N | N
19876 | Virginia Electric & Power Co | 3799 | Low Moor | VA | Alleghany | GT1 | Petroleum Liquids | GT |  | S | X | X |  |  | 20.7 | 0.85 | 12 | 17 | 3 | N |  |  | OP | X | 7 | 1971 |  |  | N | Electric Utility | 1 | X T: X; MSW BLQ: DFO | [6 empty] | 1H | [23 empty] | N
19876 | Virginia Electric & Power Co | 3799 | Low Moor | VA | Alleghany | GT2 | Petroleum Liquids | GT |  | S | X | X |  |  | 20.7 | 0.85 | 12 | 16 | 3 | N |  |  | OP | X | 7 | 1971 |  |  | N | Electric Utility | 1 | X T: X; MSW BLQ: DFO | [6 empty] | 1H | [23 empty] | N
19876 | Virginia Electric & Power Co | 3799 | Low Moor | VA | Alleghany | GT3 | Petroleum Liquids | GT |  | S | X | X |  |  | 20.7 | 0.85 | 12 | 15 | 3 | N |  |  | OP | X | 8 | 1971 |  |  | N | Electric Utility | 1 | X T: X; MSW BLQ: DFO | [6 empty] | 1H | [23 empty] | N
19876 | Virginia Electric & Power Co | 3799 | Low Moor | VA | Alleghany | GT4 | Petroleum Liquids | GT |  | S | X | X |  |  | 20.7 | 0.85 | 12 | 17 | 3 | N |  |  | OP | X | 8 | 1971 |  |  | N | Electric Utility | 1 | X T: X; MSW BLQ: DFO | [6 empty] | 1H | [23 empty] | N
19876 | Virginia Electric & Power Co | 3800 | Northern Neck | VA | Richmond | GT1 | Petroleum Liquids | GT |  | S | X | X |  |  | 20.7 | 0.85 | 12 | 18 | 3 | N |  |  | OP | X | 7 | 1971 |  |  | N | Electric Utility | 1 | X T: X; MSW BLQ: DFO | [6 empty] | 1H | [23 empty] | N
19876 | Virginia Electric & Power Co | 3800 | Northern Neck | VA | Richmond | GT2 | Petroleum Liquids | GT |  | S | X | X |  |  | 20.7 | 0.85 | 11 | 17 | 3 | N |  |  | OP | X | 8 | 1971 |  |  | N | Electric Utility | 1 | X T: X; MSW BLQ: DFO | [6 empty] | 1H | [23 empty] | N
19876 | Virginia Electric & Power Co | 3800 | Northern Neck | VA | Richmond | GT3 | Petroleum Liquids | GT |  | S | X | X |  |  | 20.7 | 0.85 | 12 | 17 | 3 | N |  |  | OP | X | 7 | 1971 |  |  | N | Electric Utility | 1 | X T: X; MSW BLQ: DFO | [6 empty] | 1H | [23 empty] | N
19876 | Virginia Electric & Power Co | 3800 | Northern Neck | VA | Richmond | GT4 | Petroleum Liquids | GT |  | S | X | X |  |  | 20.7 | 0.85 | 12 | 18 | 3 | N |  |  | OP | X | 8 | 1971 |  |  | N | Electric Utility | 1 | X T: X; MSW BLQ: DFO | [6 empty] | 1H | [23 empty] | N
19876 | Virginia Electric & Power Co | 7032 | Gravel Neck | VA | Surry | 2 | Petroleum Liquids | GT |  | S | X | X |  |  | 23.8 | 0.85 | 16 | 23 | 0 | N |  |  | OP | X | 12 | 1970 |  |  | N | Electric Utility | 1 | X T: X; MSW BLQ: DFO |  |  |  | N |  |  | 1H | [23 empty] | N
62998 | Cox Enterprises | 63246 | New River Clean Energy | WV | Raleigh | NEW2 | Landfill Gas | IC |  | S | X | X |  |  | 1.6 | 1 | 1.6 | 1.6 | 0.8 | N |  |  | OP | X | 2 | 2017 |  |  | N | IPP Non-CHP | 2 | X T: X; MSW BLQ: LFG |  |  |  | N | N |  | 1H | [23 empty] | N
62998 | Cox Enterprises | 63246 | New River Clean Energy | WV | Raleigh | NEWR1 | Landfill Gas | IC |  | S | X | X |  |  | 1.6 | 1 | 1.6 | 1.6 | 0.8 | N |  |  | OP | X | 2 | 2017 |  |  | N | IPP Non-CHP | 2 | X T: X; MSW BLQ: LFG |  |  |  | N | N |  | 1H | [23 empty] | N
60586 | Westlake Chemical Natrium Plant | 50491 | Axiall Natrium Plant | WV | Marshall | GEN4 | Natural Gas Steam Turbine | ST |  | S | X | X |  |  | 7.5 | 0.9 | 7.5 | 7.5 | 0.5 | N |  |  | OP | X | 1 | 1943 |  |  | Y | Industrial CHP | 7 | X T: T; MSW BLQ: NG; MSW NG: OG; MSW NG: NG |  |  |  | N | N |  | 12H | [23 empty] | N | N | N
19876 | Virginia Electric & Power Co | 3954 | Mt Storm | WV | Grant | JF1 | Petroleum Liquids | GT |  | S | X | X |  |  | 18.5 | 0.85 | 11 | 15 | 5 | N |  |  | OP | X | 10 | 1967 |  |  | N | Electric Utility | 1 | [14 empty] | 1H | [23 empty] | N | bar: X T to MSW BLQ
20153 | Washington Island El Coop, Inc | 4148 | Washington Island | WI | Door | 2 | Petroleum Liquids | IC |  | S | X | X |  |  | 0.1 | 0.8 | 0.1 | 0.1 | 0.1 | N |  |  | OP | X | 8 | 1952 |  |  | N | Electric Utility | 1 | X T: X; MSW BLQ: DFO | [6 empty] | 1H | [23 empty] | N | N | N
20153 | Washington Island El Coop, Inc | 4148 | Washington Island | WI | Door | 3 | Petroleum Liquids | IC |  | S | X | X |  |  | 0.1 | 0.8 | 0.1 | 0.1 | 0.1 | N |  |  | OP | X | 12 | 1945 |  |  | N | Electric Utility | 1 | X T: X; MSW BLQ: DFO | [6 empty] | 1H | [23 empty] | N | N | N
765 | City of Arcadia - (WI) | 4100 | Arcadia Electric | WI | Trempealeau | 4 | Petroleum Liquids | IC |  | S | X | X |  |  | 0.2 | 0.8 | 0.2 | 0.2 | 0.2 | N |  |  | SB | Y | 1 | 1930 |  |  | N | Electric Utility | 1 | X T: X; MSW BLQ: DFO |  |  |  | N | N |  | 1H | [23 empty] | N | N | N
20153 | Washington Island El Coop, Inc | 4148 | Washington Island | WI | Door | 4 | Petroleum Liquids | IC |  | S | X | X |  |  | 0.2 | 0.8 | 0.2 | 0.2 | 0.2 | N |  |  | OP | X | 4 | 1951 |  |  | N | Electric Utility | 1 | X T: X; MSW BLQ: DFO | [6 empty] | 1H | [23 empty] | N | N | N
4627 | City of Cumberland - (WI) | 4112 | Cumberland (WI) | WI | Barron | 2 | Petroleum Liquids | IC |  | S | X | X |  |  | 0.3 | 0.8 | 0.3 | 0.3 | 0.2 | N |  |  | OP | X | 8 | 1939 |  |  | N | Electric Utility | 1 | X T: X; MSW BLQ: DFO; MSW NG: DFO |  |  |  | N | N |  | 1H | [20 empty] | N |  |  | N | N
4627 | City of Cumberland - (WI) | 4112 | Cumberland (WI) | WI | Barron | 3 | Petroleum Liquids | IC |  | S | X | X |  |  | 0.3 | 0.8 | 0.3 | 0.3 | 0.2 | N |  |  | OP | X | 8 | 1939 |  |  | N | Electric Utility | 1 | X T: X; MSW BLQ: DFO; MSW NG: DFO |  |  |  | N | N |  | 1H | [20 empty] | N |  |  | N | N
765 | City of Arcadia - (WI) | 4100 | Arcadia Electric | WI | Trempealeau | 3 | Petroleum Liquids | IC |  | S | X | X |  |  | 0.4 | 0.8 | 0.4 | 0.4 | 0.4 | N |  |  | SB | Y | 1 | 1940 |  |  | N | Electric Utility | 1 | X T: X; MSW BLQ: DFO |  |  |  | N | N |  | 1H | [23 empty] | N | N | N
3156 | Village of Cashton - (WI) | 4107 | Cashton | WI | Monroe | 3 | Petroleum Liquids | IC |  | S | X | X |  |  | 0.4 | 0.8 | 0.4 | 0.4 | 0.4 | N |  |  | OP | X | 8 | 1932 |  |  | N | Electric Utility | 1 | X T: X; MSW BLQ: DFO |  |  |  | N |  |  | 1H | [23 empty] | N
20153 | Washington Island El Coop, Inc | 4148 | Washington Island | WI | Door | 5 | Petroleum Liquids | IC |  | S | X | X |  |  | 0.5 | 0.8 | 0.5 | 0.5 | 0.1 | N |  |  | OP | X | 6 | 1968 |  |  | N | Electric Utility | 1 | X T: X; MSW BLQ: DFO | [6 empty] | 1H | [23 empty] | N | N | N
13815 | Northwestern Wisconsin Elec Co | 55998 | Danbury Diesel | WI | Burnett | IC1 | Petroleum Liquids | IC |  | S | X | X | dpc.nweload | dpc.nweload | 0.5 | 0.8 | 0.5 | 0.5 | 0.1 | N |  |  | OP | X | 3 | 1982 |  |  | N | Electric Utility | 1 | X T: X; MSW BLQ: DFO |  |  |  | N |  |  | 1H | [23 empty] | N
13815 | Northwestern Wisconsin Elec Co | 4020 | Frederic Diesel | WI | Polk | 5 | Petroleum Liquids | IC |  | S | X | X | dpc.nweload | dpc.nweload | 0.6 | 0.8 | 0.5 | 0.5 | 0.1 | N |  |  | OP | X | 12 | 1955 |  |  | N | Electric Utility | 1 | X T: X; MSW BLQ: DFO |  |  |  | N |  |  | 1H | [23 empty] | N
20854 | Winnebago County | 50936 | Winnebago County Landfill Gas | WI | Winnebago | EG2R | Landfill Gas | IC |  | S | X | X |  |  | 0.6 | 1 | 0.6 | 0.6 | 0.4 | N |  |  | OP | X | 1 | 2020 |  |  | N | IPP CHP | 3 | X T: X; MSW BLQ: LFG |  |  |  | N | N |  | 1H | [20 empty] | N |  |  | N | N | N
13815 | Northwestern Wisconsin Elec Co | 55998 | Danbury Diesel | WI | Burnett | IC2 | Petroleum Liquids | IC |  | S | X | X | dpc.nweload | dpc.nweload | 0.6 | 0.8 | 0.5 | 0.5 | 0.1 | N |  |  | OP | X | 12 | 1966 |  |  | N | Electric Utility | 1 | X T: X; MSW BLQ: DFO |  |  |  | N |  |  | 1H | [23 empty] | N
58186 | GL Dairy Biogas LLC | 58219 | GL Dairy Biogas | WI | Dane | 633 | Other Waste Biomass | IC |  | S | X | X |  |  | 0.6 | 1 | 0.6 | 0.6 | 0.3 | N |  |  | OP | X | 11 | 2013 |  |  | N | IPP Non-CHP | 2 | X T: X; MSW BLQ: OBG | [6 empty] | 1H | [23 empty] | N
4715 | Dahlberg Light & Power Co | 3976 | Gordon | WI | Douglas | 3 | Petroleum Liquids | IC |  | S | X | X |  |  | 0.7 | 0.8 | 0.7 | 0.7 | 0.7 | N |  |  | SB | Y | 8 | 1955 |  |  | N | Electric Utility | 1 | X T: X; MSW BLQ: DFO |  |  |  | N | N |  | 1H | [23 empty] | N
4715 | Dahlberg Light & Power Co | 3976 | Gordon | WI | Douglas | 4 | Petroleum Liquids | IC |  | S | X | X |  |  | 0.7 | 0.8 | 0.7 | 0.7 | 0.7 | N |  |  | SB | Y | 8 | 1949 |  |  | N | Electric Utility | 1 | X T: X; MSW BLQ: DFO |  |  |  | N |  |  | 1H | [23 empty] | N
13815 | Northwestern Wisconsin Elec Co | 4020 | Frederic Diesel | WI | Polk | 2 | Petroleum Liquids | IC |  | S | X | X | dpc.nweload | dpc.nweload | 0.7 | 0.8 | 0.7 | 0.7 | 0.1 | N |  |  | OP | X | 12 | 1948 |  |  | N | Electric Utility | 1 | X T: X; MSW BLQ: DFO |  |  |  | N |  |  | 1H | [23 empty] | N
13815 | Northwestern Wisconsin Elec Co | 4020 | Frederic Diesel | WI | Polk | 3 | Petroleum Liquids | IC |  | S | X | X | dpc.nweload | dpc.nweload | 0.7 | 0.8 | 0.7 | 0.7 | 0.1 | N |  |  | OP | X | 12 | 1949 |  |  | N | Electric Utility | 1 | X T: X; MSW BLQ: DFO |  |  |  | N |  |  | 1H | [23 empty] | N
13815 | Northwestern Wisconsin Elec Co | 4020 | Frederic Diesel | WI | Polk | 4 | Petroleum Liquids | IC |  | S | X | X | dpc.nweload | dpc.nweload | 0.7 | 0.8 | 0.6 | 0.6 | 0.1 | N |  |  | OP | X | 12 | 1955 |  |  | N | Electric Utility | 1 | X T: X; MSW BLQ: DFO |  |  |  | N |  |  | 1H | [23 empty] | N
13815 | Northwestern Wisconsin Elec Co | 4021 | Grantsburg Diesel | WI | Burnett | 1A | Petroleum Liquids | IC |  | S | X | X | nsp.nweload | nsp.nweload | 0.7 | 0.8 | 0.8 | 0.8 | 0.1 | N |  |  | OP | X | 3 | 1995 |  |  | N | Electric Utility | 1 | X T: X; MSW BLQ: DFO |  |  |  | N |  |  | 1H | [23 empty] | N
13815 | Northwestern Wisconsin Elec Co | 4021 | Grantsburg Diesel | WI | Burnett | 2 | Petroleum Liquids | IC |  | S | X | X | nsp.nweload | sp.nweload | 0.7 | 0.8 | 0.8 | 0.8 | 0.1 | N |  |  | OP | X | 12 | 1963 |  |  | N | Electric Utility | 1 | X T: X; MSW BLQ: DFO |  |  |  | N |  |  | 1H | [23 empty] | N
4627 | City of Cumberland - (WI) | 4112 | Cumberland (WI) | WI | Barron | 1 | Petroleum Liquids | IC |  | S | X | X |  |  | 0.7 | 0.8 | 0.7 | 0.7 | 0.6 | N |  |  | OP | X | 2 | 1945 |  |  | N | Electric Utility | 1 | X T: X; MSW BLQ: DFO; MSW NG: DFO |  |  |  | N | N |  | 1H | [20 empty] | N |  |  | N | N
58303 | Energy Systems Group LLC | 59810 | Dairyland WTE Plant | WI | Brown | GEN1 | Other Waste Biomass | IC |  | W | X | X |  |  | 0.7 | 0.8 | 0.7 | 0.7 | 0.1 | N |  |  | OP | X | 1 | 2012 |  |  | N | IPP Non-CHP | 2 | X T: X; MSW BLQ: OBG |  |  |  | N | N |  | 1H | [23 empty] | N | N | N
58303 | Energy Systems Group LLC | 59810 | Dairyland WTE Plant | WI | Brown | GEN2 | Other Waste Biomass | IC |  | W | X | X |  |  | 0.7 | 0.8 | 0.7 | 0.7 | 0.1 | N |  |  | OP | X | 1 | 2012 |  |  | N | IPP Non-CHP | 2 | X T: X; MSW BLQ: OBG |  |  |  | N | N |  | 1H | [23 empty] | N | N | N
1278 | City of Barron - (WI) | 4102 | Barron | WI | Barron | 7 | Petroleum Liquids | IC |  | S | X | X |  |  | 0.8 | 0.8 | 0.6 | 0.6 | 0.4 | N |  |  | OS | X | 3 | 1944 |  |  | N | Electric Utility | 1 | X T: X; MSW BLQ: DFO |  |  |  | N | N |  | 1H | [23 empty] | N | N | N
54842 | WM Renewable Energy LLC | 50576 | Metro Gas Recovery | WI | Milwaukee | GEN3 | Landfill Gas | IC |  | S | X | X | WE | WE | 0.8 | 0.98 | 0.8 | 0.8 | 0.5 | N |  |  | OP | X | 2 | 2000 |  |  | N | IPP Non-CHP | 2 | X T: X; MSW BLQ: LFG |  |  |  | N |  |  | 1H | [23 empty] | N | N | N
54842 | WM Renewable Energy LLC | 50576 | Metro Gas Recovery | WI | Milwaukee | GEN4 | Landfill Gas | IC |  | S | X | X | WE | WE | 0.8 | 0.98 | 0.8 | 0.8 | 0.5 | N |  |  | OP | X | 2 | 2000 |  |  | N | IPP Non-CHP | 2 | X T: X; MSW BLQ: LFG |  |  |  | N | N |  | 1H | [23 empty] | N | N | N
54842 | WM Renewable Energy LLC | 50576 | Metro Gas Recovery | WI | Milwaukee | GEN5 | Landfill Gas | IC |  | S | X | X | WE | WE | 0.8 | 0.98 | 0.8 | 0.8 | 0.5 | N |  |  | OP | X | 2 | 2000 |  |  | N | IPP Non-CHP | 2 | X T: X; MSW BLQ: LFG |  |  |  | N | N |  | 1H | [23 empty] | N | N | N
54842 | WM Renewable Energy LLC | 50576 | Metro Gas Recovery | WI | Milwaukee | GEN6 | Landfill Gas | IC |  | S | X | X | WE | WE | 0.8 | 0.98 | 0.8 | 0.8 | 0.5 | N |  |  | OP | X | 2 | 2000 |  |  | N | IPP Non-CHP | 2 | X T: X; MSW BLQ: LFG |  |  |  | N | N |  | 1H | [23 empty] | N | N | N
18028 | State of Wisconsin | 54407 | Waupun Correctional Central Heating Plt | WI | Dodge | 3 | Petroleum Liquids | IC |  | S | X | X |  |  | 0.8 | 0.8 | 0.8 | 0.8 | 0.1 | N |  |  | SB | Y | 6 | 1991 |  |  | N | Commercial CHP | 5 | X T: X; MSW BLQ: DFO; MSW NG: DFO |  |  |  | N | N |  | 10M | [23 empty] | N | N | N
54842 | WM Renewable Energy LLC | 54661 | Pheasant Run Landfill Gas Recovery | WI | Kenosha | GE10 | Landfill Gas | IC |  | S | X | X | WE | WE | 0.8 | 0.98 | 0.8 | 0.8 | 0.5 | N |  |  | OP | X | 7 | 2002 |  |  | N | IPP Non-CHP | 2 | X T: X; MSW BLQ: LFG |  |  |  | N | N |  | 1H | [23 empty] | N | N | N
54842 | WM Renewable Energy LLC | 54661 | Pheasant Run Landfill Gas Recovery | WI | Kenosha | GE11 | Landfill Gas | IC |  | S | X | X | WE | WE | 0.8 | 0.98 | 0.8 | 0.8 | 0.5 | N |  |  | OP | X | 7 | 2002 |  |  | N | IPP Non-CHP | 2 | X T: X; MSW BLQ: LFG |  |  |  | N | N |  | 1H | [23 empty] | N | N | N
54842 | WM Renewable Energy LLC | 54661 | Pheasant Run Landfill Gas Recovery | WI | Kenosha | GEN1 | Landfill Gas | IC |  | S | X | X | WE | WE | 0.8 | 0.98 | 0.8 | 0.8 | 0.5 | N |  |  | OP | X | 2 | 1992 |  |  | N | IPP Non-CHP | 2 | X T: X; MSW BLQ: LFG |  |  |  | N | N |  | 1H | [23 empty] | N | N | N
54842 | WM Renewable Energy LLC | 54661 | Pheasant Run Landfill Gas Recovery | WI | Kenosha | GEN2 | Landfill Gas | IC |  | S | X | X | WE | WE | 0.8 | 0.98 | 0.8 | 0.8 | 0.5 | N |  |  | OP | X | 2 | 1992 |  |  | N | IPP Non-CHP | 2 | X T: X; MSW BLQ: LFG |  |  |  | N | N |  | 1H | [23 empty] | N | N | N
54842 | WM Renewable Energy LLC | 54661 | Pheasant Run Landfill Gas Recovery | WI | Kenosha | GEN3 | Landfill Gas | IC |  | S | X | X | WE | WE | 0.8 | 0.98 | 0.8 | 0.8 | 0.5 | N |  |  | OP | X | 2 | 1996 |  |  | N | IPP Non-CHP | 2 | X T: X; MSW BLQ: LFG |  |  |  | N | N |  | 1H | [23 empty] | N | N | N
54842 | WM Renewable Energy LLC | 54661 | Pheasant Run Landfill Gas Recovery | WI | Kenosha | GEN4 | Landfill Gas | IC |  | S | X | X | WE | WE | 0.8 | 0.98 | 0.8 | 0.8 | 0.5 | N |  |  | OP | X | 2 | 2000 |  |  | N | IPP Non-CHP | 2 | X T: X; MSW BLQ: LFG |  |  |  | N | N |  | 1H | [23 empty] | N | N | N
54842 | WM Renewable Energy LLC | 54661 | Pheasant Run Landfill Gas Recovery | WI | Kenosha | GEN5 | Landfill Gas | IC |  | S | X | X | WE | WE | 0.8 | 0.98 | 0.8 | 0.8 | 0.5 | N |  |  | OP | X | 2 | 2000 |  |  | N | IPP Non-CHP | 2 | X T: X; MSW BLQ: LFG |  |  |  | N | N |  | 1H | [23 empty] | N | N | N
54842 | WM Renewable Energy LLC | 54661 | Pheasant Run Landfill Gas Recovery | WI | Kenosha | GEN6 | Landfill Gas | IC |  | S | X | X | WE | WE | 0.8 | 0.98 | 0.8 | 0.8 | 0.5 | N |  |  | OP | X | 2 | 2000 |  |  | N | IPP Non-CHP | 2 | X T: X; MSW BLQ: LFG |  |  |  | N | N |  | 1H | [23 empty] | N | N | N
54842 | WM Renewable Energy LLC | 54661 | Pheasant Run Landfill Gas Recovery | WI | Kenosha | GEN7 | Landfill Gas | IC |  | S | X | X | WE | WE | 0.8 | 0.98 | 0.8 | 0.8 | 0.5 | N |  |  | OP | X | 2 | 2000 |  |  | N | IPP Non-CHP | 2 | X T: X; MSW BLQ: LFG |  |  |  | N | N |  | 1H | [23 empty] | N | N | N
54842 | WM Renewable Energy LLC | 54661 | Pheasant Run Landfill Gas Recovery | WI | Kenosha | GEN8 | Landfill Gas | IC |  | S | X | X | WE | WE | 0.8 | 0.98 | 0.8 | 0.8 | 0.5 | N |  |  | OP | X | 7 | 2002 |  |  | N | IPP Non-CHP | 2 | X T: X; MSW BLQ: LFG |  |  |  | N | N |  | 1H | [23 empty] | N | N | N
54842 | WM Renewable Energy LLC | 54661 | Pheasant Run Landfill Gas Recovery | WI | Kenosha | GEN9 | Landfill Gas | IC |  | S | X | X | WE | WE | 0.8 | 0.98 | 0.8 | 0.8 | 0.5 | N |  |  | OP | X | 7 | 2002 |  |  | N | IPP Non-CHP | 2 | X T: X; MSW BLQ: LFG |  |  |  | N | N | 0 | 1H | [23 empty] | N | N | N
54842 | WM Renewable Energy LLC | 55925 | Ridgeview | WI | Manitowoc | GEN1 | Landfill Gas | IC |  | S | X | X | WE | WE | 0.8 | 0.98 | 0.8 | 0.8 | 0.5 | N |  |  | OP | X | 9 | 2002 |  |  | N | IPP Non-CHP | 2 | X T: X; MSW BLQ: LFG |  |  |  | N |  |  | 1H | [23 empty] | N
54842 | WM Renewable Energy LLC | 55925 | Ridgeview | WI | Manitowoc | GEN2 | Landfill Gas | IC |  | S | X | X | WE | WE | 0.8 | 0.98 | 0.8 | 0.8 | 0.5 | N |  |  | OP | X | 9 | 2002 |  |  | N | IPP Non-CHP | 2 | X T: X; MSW BLQ: LFG |  |  |  | N |  |  | 1H | [23 empty] | N | N | N
54842 | WM Renewable Energy LLC | 55925 | Ridgeview | WI | Manitowoc | GEN3 | Landfill Gas | IC |  | S | X | X | WE | WE | 0.8 | 0.98 | 0.8 | 0.8 | 0.5 | N |  |  | OP | X | 9 | 2002 |  |  | N | IPP Non-CHP | 2 | X T: X; MSW BLQ: LFG |  |  |  | N |  |  | 1H | [23 empty] | N | N | N
54842 | WM Renewable Energy LLC | 55925 | Ridgeview | WI | Manitowoc | GEN4 | Landfill Gas | IC |  | S | X | X | WE | WE | 0.8 | 0.98 | 0.8 | 0.8 | 0.5 | N |  |  | OP | X | 6 | 2003 |  |  | N | IPP Non-CHP | 2 | X T: X; MSW BLQ: LFG |  |  |  | N |  |  | 1H | [23 empty] | N | N | N
54842 | WM Renewable Energy LLC | 55925 | Ridgeview | WI | Manitowoc | GEN5 | Landfill Gas | IC |  | S | X | X | WE | WE | 0.8 | 0.98 | 0.8 | 0.8 | 0.5 | N |  |  | OP | X | 12 | 2006 |  |  | N | IPP Non-CHP | 2 | X T: X; MSW BLQ: LFG |  |  |  | N |  |  | 1H | [23 empty] | N | N | N
54842 | WM Renewable Energy LLC | 55925 | Ridgeview | WI | Manitowoc | GEN6 | Landfill Gas | IC |  | S | X | X | WE | WE | 0.8 | 0.98 | 0.8 | 0.8 | 0.5 | N |  |  | OP | X | 12 | 2006 |  |  | N | IPP Non-CHP | 2 | X T: X; MSW BLQ: LFG |  |  |  | N |  |  | 1H | [23 empty] | N | N | N
54842 | WM Renewable Energy LLC | 55925 | Ridgeview | WI | Manitowoc | GEN7 | Landfill Gas | IC |  | S | X | X | WE | WE | 0.8 | 0.98 | 0.8 | 0.8 | 0.5 | N |  |  | OP | X | 12 | 2006 |  |  | N | IPP Non-CHP | 2 | X T: X; MSW BLQ: LFG |  |  |  | N |  |  | 1H | [23 empty] | N | N | N
54842 | WM Renewable Energy LLC | 55925 | Ridgeview | WI | Manitowoc | GEN8 | Landfill Gas | IC |  | S | X | X | WE | WE | 0.8 | 0.98 | 0.8 | 0.8 | 0.5 | N |  |  | OP | X | 12 | 2006 |  |  | N | IPP Non-CHP | 2 | X T: X; MSW BLQ: LFG |  |  |  | N |  |  | 1H | [23 empty] | N | N | N
54842 | WM Renewable Energy LLC | 56069 | Berlin Landfill Gas | WI | Green Lake | 1 | Landfill Gas | IC |  | S | X | X | Zonal | Zonal | 0.8 | 0.98 | 0.8 | 0.8 | 0.5 | N |  |  | OP | X | 8 | 2001 |  |  | N | IPP Non-CHP | 2 | X T: X; MSW BLQ: LFG |  |  |  | N |  |  | 1H | [23 empty] | N | N | N
54842 | WM Renewable Energy LLC | 56069 | Berlin Landfill Gas | WI | Green Lake | 2 | Landfill Gas | IC |  | S | X | X | Zonal | Zonal | 0.8 | 0.98 | 0.8 | 0.8 | 0.5 | N |  |  | OP | X | 8 | 2001 |  |  | N | IPP Non-CHP | 2 | X T: X; MSW BLQ: LFG |  |  |  | N |  |  | 1H | [23 empty] | N | N | N
54842 | WM Renewable Energy LLC | 56069 | Berlin Landfill Gas | WI | Green Lake | 3 | Landfill Gas | IC |  | S | X | X | Zonal | Zonal | 0.8 | 0.98 | 0.8 | 0.8 | 0.5 | N |  |  | OP | X | 8 | 2001 |  |  | N | IPP Non-CHP | 2 | X T: X; MSW BLQ: LFG |  |  |  | N |  |  | 1H | [23 empty] | N | N | N
54842 | WM Renewable Energy LLC | 56520 | Deertrack Park Gas Recovery | WI | Jefferson | GEN1 | Landfill Gas | IC |  | S | X | X | WE | WE | 0.8 | 0.98 | 0.8 | 0.8 | 0.5 | N |  |  | OP | X | 2 | 2006 |  |  | N | IPP Non-CHP | 2 | X T: X; MSW BLQ: LFG |  |  |  | N |  |  | 1H | [23 empty] | N | N | N
54842 | WM Renewable Energy LLC | 56520 | Deertrack Park Gas Recovery | WI | Jefferson | GEN2 | Landfill Gas | IC |  | S | X | X | WE | WE | 0.8 | 0.98 | 0.8 | 0.8 | 0.5 | N |  |  | OP | X | 2 | 2006 |  |  | N | IPP Non-CHP | 2 | X T: X; MSW BLQ: LFG |  |  |  | N |  |  | 1H | [23 empty] | N | N | N
54842 | WM Renewable Energy LLC | 56520 | Deertrack Park Gas Recovery | WI | Jefferson | GEN3 | Landfill Gas | IC |  | S | X | X | WE | WE | 0.8 | 0.98 | 0.8 | 0.8 | 0.5 | N |  |  | OP | X | 2 | 2006 |  |  | N | IPP Non-CHP | 2 | X T: X; MSW BLQ: LFG |  |  |  | N |  |  | 1H | [23 empty] | N | N | N
54842 | WM Renewable Energy LLC | 56520 | Deertrack Park Gas Recovery | WI | Jefferson | GEN4 | Landfill Gas | IC |  | S | X | X | WE | WE | 0.8 | 0.98 | 0.8 | 0.8 | 0.5 | N |  |  | OP | X | 2 | 2006 |  |  | N | IPP Non-CHP | 2 | X T: X; MSW BLQ: LFG |  |  |  | N |  |  | 1H | [23 empty] | N | N | N
54842 | WM Renewable Energy LLC | 56520 | Deertrack Park Gas Recovery | WI | Jefferson | GEN5 | Landfill Gas | IC |  | S | X | X | WE | WE | 0.8 | 0.98 | 0.8 | 0.8 | 0.5 | N |  |  | OP | X | 12 | 2007 |  |  | N | IPP Non-CHP | 2 | X T: X; MSW BLQ: LFG |  |  |  | N |  |  | 1H | [23 empty] | N | N | N
54842 | WM Renewable Energy LLC | 56520 | Deertrack Park Gas Recovery | WI | Jefferson | GEN6 | Landfill Gas | IC |  | S | X | X | WE | WE | 0.8 | 0.98 | 0.8 | 0.8 | 0.5 | N |  |  | OP | X | 12 | 2007 |  |  | N | IPP Non-CHP | 2 | X T: X; MSW BLQ: LFG |  |  |  | N |  |  | 1H | [23 empty] | N | N | N
54842 | WM Renewable Energy LLC | 56520 | Deertrack Park Gas Recovery | WI | Jefferson | GEN7 | Landfill Gas | IC |  | S | X | X | WE | WE | 0.8 | 0.98 | 0.8 | 0.8 | 0.5 | N |  |  | OP | X | 12 | 2007 |  |  | N | IPP Non-CHP | 2 | X T: X; MSW BLQ: LFG |  |  |  | N |  |  | 1H | [23 empty] | N | N | N
54842 | WM Renewable Energy LLC | 56520 | Deertrack Park Gas Recovery | WI | Jefferson | GEN8 | Landfill Gas | IC |  | S | X | X | WE | WE | 0.8 | 0.98 | 0.8 | 0.8 | 0.5 | N |  |  | OP | X | 12 | 2007 |  |  | N | IPP Non-CHP | 2 | X T: X; MSW BLQ: LFG |  |  |  | N |  |  | 1H | [23 empty] | N | N | N
54842 | WM Renewable Energy LLC | 56525 | Timberline Trail Gas Recovery | WI | Rusk | GEN1 | Landfill Gas | IC |  | S | X | X | Dairyland Power Coop | Dairyland Power Coop | 0.8 | 0.98 | 0.8 | 0.8 | 0.5 | N |  |  | OP | X | 2 | 2006 |  |  | N | IPP Non-CHP | 2 | X T: X; MSW BLQ: LFG |  |  |  | N |  |  | 1H | [23 empty] | N | N | N
54842 | WM Renewable Energy LLC | 56525 | Timberline Trail Gas Recovery | WI | Rusk | GEN2 | Landfill Gas | IC |  | S | X | X | Dairyland Power Coop | Dairyland Power Coop | 0.8 | 0.98 | 0.8 | 0.8 | 0.5 | N |  |  | OP | X | 2 | 2006 |  |  | N | IPP Non-CHP | 2 | X T: X; MSW BLQ: LFG |  |  |  | N |  |  | 1H | [23 empty] | N | N | N
54842 | WM Renewable Energy LLC | 56525 | Timberline Trail Gas Recovery | WI | Rusk | GEN3 | Landfill Gas | IC |  | S | X | X | Dairyland Power Coop | Dairyland Power Coop | 0.8 | 0.98 | 0.8 | 0.8 | 0.5 | N |  |  | OP | X | 2 | 2006 |  |  | N | IPP Non-CHP | 2 | X T: X; MSW BLQ: LFG |  |  |  | N |  |  | 1H | [23 empty] | N | N | N
54842 | WM Renewable Energy LLC | 56525 | Timberline Trail Gas Recovery | WI | Rusk | GEN4 | Landfill Gas | IC |  | S | X | X | Dairyland Power Coop | Dairyland Power Coop | 0.8 | 0.98 | 0.8 | 0.8 | 0.5 | N |  |  | OP | X | 2 | 2006 |  |  | N | IPP Non-CHP | 2 | X T: X; MSW BLQ: LFG |  |  |  | N |  |  | 1H | [23 empty] | N | N | N
54842 | WM Renewable Energy LLC | 56525 | Timberline Trail Gas Recovery | WI | Rusk | GEN5 | Landfill Gas | IC |  | S | X | X | Dairyland Power Coop | Dairyland Power Coop | 0.8 | 0.98 | 0.8 | 0.8 | 0.5 | N |  |  | OP | X | 12 | 2007 |  |  | N | IPP Non-CHP | 2 | X T: X; MSW BLQ: LFG |  |  |  | N |  |  | 1H | [23 empty] | N | N | N
61266 | Fiber Recovery, Inc | 61652 | Fiber Recovery, Inc. | WI | Marathon | ENG1 | Landfill Gas | IC |  | S | X | X |  |  | 0.8 | 0.8 | 0.8 | 0.8 | 0.2 | N |  |  | OP | X | 1 | 2008 |  |  | Y | IPP CHP | 3 | X T: T; MSW BLQ: LFG |  |  |  | N | N |  | 1H | [23 empty] | N | N | N
61266 | Fiber Recovery, Inc | 61652 | Fiber Recovery, Inc. | WI | Marathon | ENG2 | Landfill Gas | IC |  | S | X | X |  |  | 0.8 | 0.8 | 0.8 | 0.8 | 0.2 | N |  |  | OP | X | 1 | 2008 |  |  | Y | IPP CHP | 3 | X T: T; MSW BLQ: LFG |  |  |  | N | N |  | 1H | [23 empty] | N | N | N
61266 | Fiber Recovery, Inc | 61652 | Fiber Recovery, Inc. | WI | Marathon | ENG3 | Landfill Gas | IC |  | S | X | X |  |  | 0.8 | 0.8 | 0.8 | 0.8 | 0.2 | N |  |  | OP | X | 1 | 2008 |  |  | Y | IPP CHP | 3 | X T: T; MSW BLQ: LFG |  |  |  |  | N |  | 1H | [23 empty] | N | N | N
6274 | City of Fennimore - (WI) | 4114 | Fennimore | WI | Grant | 5 | Petroleum Liquids | IC |  | S | X | X |  |  | 0.9 | 0.8 | 0.9 | 0.9 | 0.5 | N |  |  | SB | Y | 2 | 1952 |  |  | N | Electric Utility | 1 | X T: X; MSW BLQ: DFO |  |  |  | N | N |  | 1H | [23 empty] | N | N | N
20153 | Washington Island El Coop, Inc | 4148 | Washington Island | WI | Door | 6 | Petroleum Liquids | IC |  | S | X | X |  |  | 0.9 | 0.8 | 0.9 | 0.9 | 0.1 | N |  |  | OP | X | 7 | 1972 |  |  | N | Electric Utility | 1 | X T: X; MSW BLQ: DFO | [6 empty] | 1H | [23 empty] | N | N | N
20854 | Winnebago County | 50936 | Winnebago County Landfill Gas | WI | Winnebago | EG3 | Landfill Gas | IC |  | S | X | X |  |  | 0.9 | 1 | 0.9 | 0.9 | 0.7 | N |  |  | OP | X | 2 | 2000 |  |  | N | IPP CHP | 3 | X T: X; MSW BLQ: LFG; MSW NG: NG |  |  |  | N | N |  | 1H | [20 empty] | N |  |  | Y | N | N
11637 | Marathon Electric Mfg Corp | 50990 | Marathon Electric | WI | Marathon | P2-3 | Petroleum Liquids | IC |  | S | X | X |  |  | 0.9 | 0.8 | 0.9 | 0.9 | 0.4 | N |  |  | SB | N | 6 | 1982 | 6 | 2021 | N | Industrial Non-CHP | 6 | X T: X; MSW BLQ: DFO |  |  |  | N | N |  | 1H | [23 empty] | N | N | N
11637 | Marathon Electric Mfg Corp | 50990 | Marathon Electric | WI | Marathon | P2-4 | Petroleum Liquids | IC |  | S | X | X |  |  | 0.9 | 0.8 | 0.9 | 0.9 | 0.4 | N |  |  | SB | N | 6 | 1982 | 6 | 2021 | N | Industrial Non-CHP | 6 | X T: X; MSW BLQ: DFO |  |  |  | N | N |  | 1H | [23 empty] | N | N | N
12619 | Milwaukee Metro Sewerage Dist | 55525 | MMSD South Shore Wastewater | WI | Milwaukee | 1CAT | Other Waste Biomass | IC |  | S | X | X |  |  | 0.9 | 0.95 | 0.9 | 0.9 | 0.1 | N |  |  | OP | X | 2 | 2009 |  |  | Y | Commercial CHP | 5 | X T: T; MSW BLQ: OBG; MSW NG: NG |  |  |  | N | N |  | 1H | [23 empty] | Y | N | N
12619 | Milwaukee Metro Sewerage Dist | 55525 | MMSD South Shore Wastewater | WI | Milwaukee | 2CAT | Other Waste Biomass | IC |  | S | X | X |  |  | 0.9 | 0.95 | 0.9 | 0.9 | 0.1 | N |  |  | OP | X | 1 | 2010 |  |  | Y | Commercial CHP | 5 | X T: T; MSW BLQ: OBG; MSW NG: NG |  |  |  | N | N |  | 1H | [23 empty] | Y | N | N
12619 | Milwaukee Metro Sewerage Dist | 55525 | MMSD South Shore Wastewater | WI | Milwaukee | 3CAT | Other Waste Biomass | IC |  | S | X | X |  |  | 0.9 | 0.95 | 0.9 | 0.9 | 0.1 | N |  |  | OP | X | 1 | 2009 |  |  | Y | Commercial CHP | 5 | X T: T; MSW BLQ: OBG; MSW NG: NG |  |  |  | N | N |  | 1H | [23 empty] | Y | N | N
12619 | Milwaukee Metro Sewerage Dist | 55525 | MMSD South Shore Wastewater | WI | Milwaukee | 4CAT | Other Waste Biomass | IC |  | S | X | X |  |  | 0.9 | 0.95 | 0.9 | 0.9 | 0.1 | N |  |  | OP | X | 1 | 2009 |  |  | Y | Commercial CHP | 5 | X T: T; MSW BLQ: OBG; MSW NG: NG |  |  |  | N | N |  | 1H | [23 empty] | Y | N | N
58709 | Richland Center Renewable Energy LLC | 58834 | Richland Center Renewable Energy LLC | WI | Richland | UNIT1 | Other Waste Biomass | IC |  | S | X | X |  |  | 0.9 | 0.85 | 0.8 | 0.8 | 0.6 | N |  |  | OP | X | 3 | 2013 |  |  | Y | IPP CHP | 3 | X T: T; MSW BLQ: OBG |  |  |  | N | N |  | 10M | [23 empty] | N | N | N
58709 | Richland Center Renewable Energy LLC | 58834 | Richland Center Renewable Energy LLC | WI | Richland | UNIT2 | Other Waste Biomass | IC |  | S | X | X |  |  | 0.9 | 0.85 | 0.8 | 0.8 | 0.6 | N |  |  | OP | X | 3 | 2013 |  |  | Y | IPP CHP | 3 | X T: T; MSW BLQ: OBG; MSW NG: NG |  |  |  | N | N |  | 10M | [23 empty] | Y | N | N
13815 | Northwestern Wisconsin Elec Co | 4021 | Grantsburg Diesel | WI | Burnett | 3 | Petroleum Liquids | IC |  | S | X | X | nsp.nweload | nsp.nweload | 1 | 0.8 | 0.9 | 0.9 | 0.1 | N |  |  | OP | X | 11 | 1968 |  |  | N | Electric Utility | 1 | X T: X; MSW BLQ: DFO |  |  |  | N |  |  | 1H | [23 empty] | N
765 | City of Arcadia - (WI) | 4100 | Arcadia Electric | WI | Trempealeau | 2 | Petroleum Liquids | IC |  | S | X | X |  |  | 1 | 0.8 | 1 | 1 | 0.8 | N |  |  | SB | Y | 1 | 1947 |  |  | N | Electric Utility | 1 | X T: X; MSW BLQ: DFO |  |  |  | N | N |  | 1H | [23 empty] | N | N | N
4715 | Dahlberg Light & Power Co | 7058 | Solon Diesel | WI | Douglas | 1 | Petroleum Liquids | IC |  | S | X | X |  |  | 1 | 0.8 | 0.8 | 0.8 | 0.8 | N |  |  | SB | Y | 1 | 1988 |  |  | N | Electric Utility | 1 | X T: X; MSW BLQ: DFO |  |  |  | N |  |  | 1H | [23 empty] | N
4715 | Dahlberg Light & Power Co | 7058 | Solon Diesel | WI | Douglas | 2 | Petroleum Liquids | IC |  | S | X | X |  |  | 1 | 0.8 | 0.8 | 0.8 | 0.8 | N |  |  | SB | Y | 2 | 1988 |  |  | N | Electric Utility | 1 | X T: X; MSW BLQ: DFO |  |  |  | N |  |  | 1H | [23 empty] | N
4715 | Dahlberg Light & Power Co | 7058 | Solon Diesel | WI | Douglas | 3 | Petroleum Liquids | IC |  | S | X | X |  |  | 1 | 0.8 | 0.8 | 0.8 | 0.8 | N |  |  | SB | Y | 4 | 1989 |  |  | N | Electric Utility | 1 | X T: X; MSW BLQ: DFO |  |  |  | N |  |  | 1H | [23 empty] | N
4715 | Dahlberg Light & Power Co | 7058 | Solon Diesel | WI | Douglas | 4 | Petroleum Liquids | IC |  | S | X | X |  |  | 1 | 0.8 | 0.8 | 0.8 | 0.8 | N |  |  | SB | Y | 4 | 1989 |  |  | N | Electric Utility | 1 | X T: X; MSW BLQ: DFO |  |  |  | N |  |  | 1H | [23 empty] | N
4715 | Dahlberg Light & Power Co | 7058 | Solon Diesel | WI | Douglas | 5 | Petroleum Liquids | IC |  | S | X | X |  |  | 1 | 0.8 | 0.8 | 0.8 | 0.8 | N |  |  | SB | Y | 4 | 1989 |  |  | N | Electric Utility | 1 | X T: X; MSW BLQ: DFO |  |  |  | N |  |  | 1H | [23 empty] | N
4715 | Dahlberg Light & Power Co | 7058 | Solon Diesel | WI | Douglas | 6 | Petroleum Liquids | IC |  | S | X | X |  |  | 1 | 0.8 | 0.8 | 0.8 | 0.8 | N |  |  | SB | Y | 12 | 1995 |  |  | N | Electric Utility | 1 | X T: X; MSW BLQ: DFO |  |  |  | N |  |  | 1H | [23 empty] | N
4715 | Dahlberg Light & Power Co | 7058 | Solon Diesel | WI | Douglas | 7 | Petroleum Liquids | IC |  | S | X | X |  |  | 1 | 0.8 | 0.8 | 0.8 | 0.8 | N |  |  | SB | Y | 12 | 1995 |  |  | N | Electric Utility | 1 | X T: X; MSW BLQ: DFO |  |  |  | N |  |  | 1H | [23 empty] | N
4715 | Dahlberg Light & Power Co | 7058 | Solon Diesel | WI | Douglas | 8 | Petroleum Liquids | IC |  | S | X | X |  |  | 1 | 0.8 | 0.8 | 0.8 | 0.8 | N |  |  | SB | Y | 12 | 1995 |  |  | N | Electric Utility | 1 | X T: X; MSW BLQ: DFO |  |  |  | N |  |  | 1H | [23 empty] | N
20854 | Winnebago County | 50936 | Winnebago County Landfill Gas | WI | Winnebago | EG4 | Landfill Gas | IC |  | S | X | X |  |  | 1 | 1 | 1 | 1 | 0.7 | N |  |  | OP | X | 4 | 2007 |  |  | Y | IPP CHP | 3 | X T: T; MSW BLQ: LFG |  |  |  | N | N |  | 1H | [20 empty] | N |  |  | N | N | N
18028 | State of Wisconsin | 54406 | Capitol Heat and Power | WI | Dane | P31 | Petroleum Liquids | IC |  | S | X | X |  |  | 1 | 0.8 | 1 | 1 | 0.1 | N |  |  | SB | Y | 7 | 2011 |  |  | N | Commercial Non-CHP | 4 | X T: X; MSW BLQ: DFO; MSW NG: DFO |  |  |  | N | N |  | 10M | [23 empty] | N | N | N
18028 | State of Wisconsin | 54406 | Capitol Heat and Power | WI | Dane | P32 | Petroleum Liquids | IC |  | S | X | X |  |  | 1 | 0.8 | 1 | 1 | 0.1 | N |  |  | SB | Y | 7 | 2011 |  |  | N | Commercial Non-CHP | 4 | X T: X; MSW BLQ: DFO; MSW NG: DFO |  |  |  | N | N |  | 10M | [23 empty] | N | N | N
18028 | State of Wisconsin | 54407 | Waupun Correctional Central Heating Plt | WI | Dodge | 1 | Natural Gas Steam Turbine | ST |  | S | X | X |  |  | 1 | 0.8 | 1 | 1 | 0.1 | N |  |  | OP | X | 5 | 1951 |  |  | Y | Commercial CHP | 5 | X T: B; MSW BLQ: NG; MSW NG: DFO; MSW NG: NG | DFO |  |  | N | N |  | 12H | [23 empty] | Y | Y | Y
18028 | State of Wisconsin | 54407 | Waupun Correctional Central Heating Plt | WI | Dodge | 2 | Natural Gas Steam Turbine | ST |  | S | X | X |  |  | 1 | 0.8 | 1 | 1 | 0.2 | N |  |  | OP | X | 5 | 1951 |  |  | Y | Commercial CHP | 5 | X T: B; MSW BLQ: NG; MSW NG: DFO; MSW NG: NG | DFO |  |  | N | N |  | 12H | [23 empty] | Y | Y | Y
54813 | AMERESCO Janesville LLC | 56427 | Ameresco Janesville | WI | Rock | Unit1 | Landfill Gas | IC |  | S | X | X |  |  | 1 | 0.9 | 1 | 1 | 0.5 | N |  |  | OP | X | 10 | 2004 |  |  | N | IPP Non-CHP | 2 | X T: X; MSW BLQ: LFG |  |  |  | N | N |  | 10M | [23 empty] | N | N | N
54813 | AMERESCO Janesville LLC | 56427 | Ameresco Janesville | WI | Rock | Unit2 | Landfill Gas | IC |  | S | X | X |  |  | 1 | 0.9 | 1 | 1 | 0.5 | N |  |  | OP | X | 10 | 2004 |  |  | N | IPP Non-CHP | 2 | X T: X; MSW BLQ: LFG |  |  |  | N | N |  | 10M | [23 empty] | N | N | N
54813 | AMERESCO Janesville LLC | 56427 | Ameresco Janesville | WI | Rock | Unit3 | Landfill Gas | IC |  | S | X | X |  |  | 1 | 0.9 | 1 | 1 | 0.5 | N |  |  | OP | X | 10 | 2004 |  |  | N | IPP Non-CHP | 2 | X T: X; MSW BLQ: LFG |  |  |  | N | N |  | 10M | [23 empty] | N | N | N
1278 | City of Barron - (WI) | 4102 | Barron | WI | Barron | 1A | Petroleum Liquids | IC |  | S | X | X |  |  | 1.1 | 0.8 | 1.1 | 1.1 | 0.5 | N |  |  | SB | Y | 6 | 1998 |  |  | N | Electric Utility | 1 | X T: X; MSW BLQ: DFO |  |  |  | N | N |  | 1H | [23 empty] | N | N | N
1278 | City of Barron - (WI) | 4102 | Barron | WI | Barron | 2A | Petroleum Liquids | IC |  | S | X | X |  |  | 1.1 | 0.8 | 1.1 | 1.1 | 0.5 | N |  |  | SB | Y | 6 | 1998 |  |  | N | Electric Utility | 1 | X T: X; MSW BLQ: DFO |  |  |  | N | N |  | 1H | [23 empty] | N | N | N
1278 | City of Barron - (WI) | 4102 | Barron | WI | Barron | 3A | Petroleum Liquids | IC |  | S | X | X |  |  | 1.1 | 0.8 | 1.1 | 1.1 | 0.5 | N |  |  | SB | Y | 6 | 1998 |  |  | N | Electric Utility | 1 | X T: X; MSW BLQ: DFO |  |  |  | N | N |  | 1H | [23 empty] | N | N | N
1278 | City of Barron - (WI) | 4102 | Barron | WI | Barron | 4 | Petroleum Liquids | IC |  | S | X | X |  |  | 1.1 | 0.8 | 1.1 | 1.1 | 0.5 | N |  |  | SB | Y | 6 | 1998 |  |  | N | Electric Utility | 1 | X T: X; MSW BLQ: DFO |  |  |  | N | N |  | 1H | [23 empty] | N | N | N
3156 | Village of Cashton - (WI) | 4107 | Cashton | WI | Monroe | 5 | Natural Gas Internal Combustion Engine | IC |  | S | X | X |  |  | 1.1 | 0.8 | 1.1 | 1.1 | 1.1 | N |  |  | OP | X | 1 | 1970 |  |  | N | Electric Utility | 1 | X T: X; MSW BLQ: NG; MSW NG: DFO |  |  |  | N |  |  | 1H | [23 empty] | Y | N | Y
6274 | City of Fennimore - (WI) | 4114 | Fennimore | WI | Grant | 4 | Petroleum Liquids | IC |  | S | X | X |  |  | 1.1 | 0.8 | 1.1 | 1.1 | 0.5 | N |  |  | SB | Y | 2 | 1964 |  |  | N | Electric Utility | 1 | X T: X; MSW BLQ: DFO |  |  |  | N | N |  | 1H | [23 empty] | N | N | N
57142 | Gundersen Lutheran Biogas I LLC | 57824 | Onalaska Campus Landfill Biogas | WI | La Crosse | 416LF | Landfill Gas | IC |  | S | X | X | NSP.NSP is the load node closest | NSP.NSP is the load node closest | 1.1 | 1 | 1.1 | 1.1 | 0.5 | N |  |  | OP | X | 3 | 2012 |  |  | N | IPP Non-CHP | 2 | X T: X; MSW BLQ: LFG |  |  |  | N |  |  | 1H | [23 empty] | N
59688 | FCPC Renewable Generation, LLC | 59931 | FCPC Renewable Generation | WI | Milwaukee | GEN1 | Other Waste Biomass | IC |  | S | X | X |  |  | 1.1 | 0.8 | 1 | 1 | 0.3 | N |  |  | OP | X | 10 | 2013 |  |  | Y | IPP CHP | 3 | X T: T; MSW BLQ: OBG |  |  |  | N | N |  | 1H | [23 empty] | N
59688 | FCPC Renewable Generation, LLC | 59931 | FCPC Renewable Generation | WI | Milwaukee | GEN2 | Other Waste Biomass | IC |  | S | X | X |  |  | 1.1 | 0.8 | 1 | 1 | 0.3 | N |  |  | OP | X | 10 | 2013 |  |  | Y | IPP CHP | 3 | X T: T; MSW BLQ: OBG |  |  |  | N | N |  | 1H | [23 empty] | N
765 | City of Arcadia - (WI) | 4100 | Arcadia Electric | WI | Trempealeau | 1 | Petroleum Liquids | IC |  | S | X | X |  |  | 1.3 | 0.8 | 1.3 | 1.3 | 1 | N |  |  | SB | Y | 1 | 1956 |  |  | N | Electric Utility | 1 | X T: X; MSW BLQ: DFO |  |  |  | N | N |  | 1H | [23 empty] | N | N | N
1278 | City of Barron - (WI) | 4102 | Barron | WI | Barron | 8 | Petroleum Liquids | IC |  | S | X | X |  |  | 1.3 | 0.8 | 1.3 | 1.3 | 0.6 | N |  |  | SB | Y | 3 | 1954 |  |  | N | Electric Utility | 1 | X T: X; MSW BLQ: DFO |  |  |  | N | N |  | 1H | [23 empty] | N | N | N
4627 | City of Cumberland - (WI) | 4112 | Cumberland (WI) | WI | Barron | 4 | Petroleum Liquids | IC |  | S | X | X |  |  | 1.3 | 0.8 | 1.2 | 1.2 | 1.2 | N |  |  | OP | X | 5 | 1954 |  |  | N | Electric Utility | 1 | X T: X; MSW BLQ: DFO; MSW NG: DFO |  |  |  | N | N |  | 1H | [20 empty] | N |  |  | N | N
13466 | City of New Lisbon | 4130 | New Lisbon | WI | Juneau | 2 | Petroleum Liquids | IC |  | S | X | X |  |  | 1.3 | 0.8 | 1.2 | 1.2 | 1.1 | N |  |  | OP | X | 1 | 1966 |  |  | N | Electric Utility | 1 | X T: X; MSW BLQ: DFO |  |  |  | N |  |  | 12H | [23 empty] | N
18028 | State of Wisconsin | 54408 | UW Madison Charter Street Plant | WI | Dane | 3 | Petroleum Liquids | IC |  | S | X | X |  |  | 1.3 | 0.9 | 1.3 | 1.3 | 0.1 | N |  |  | SB | Y | 1 | 1965 |  |  | N | Commercial CHP | 5 | X T: X; MSW BLQ: DFO; MSW NG: DFO |  |  |  | N | N |  | 10M | [23 empty] | N | N | N
20854 | Winnebago County | 50936 | Winnebago County Landfill Gas | WI | Winnebago | EG5 | Landfill Gas | IC |  | S | X | X |  |  | 1.4 | 1 | 1.4 | 1.4 | 1 | N |  |  | OP | X | 5 | 2010 |  |  | Y | IPP CHP | 3 | X T: T; MSW BLQ: LFG |  |  |  | N | N |  | 1H | [20 empty] | N |  |  | N | N | N
58186 | GL Dairy Biogas LLC | 58219 | GL Dairy Biogas | WI | Dane | 1426 | Other Waste Biomass | IC |  | S | X | X | MGE.MGE | MGE.MGE | 1.4 | 1 | 1.4 | 1.4 | 0.7 | N |  |  | OP | X | 12 | 2013 |  |  | N | IPP Non-CHP | 2 | X T: X; MSW BLQ: OBG | [6 empty] | 1H | [23 empty] | N
10525 | La Farge Municipal Electric Co | 4124 | La Farge | WI | Vernon | 2A | Petroleum Liquids | IC |  | S | X | X |  |  | 1.5 | 1 | 1.5 | 1.5 | 1.4 | N |  |  | OP | X | 10 | 1990 |  |  | N | Electric Utility | 1 | X T: X; MSW BLQ: DFO |  |  |  | N | N |  | 10M | [23 empty] | N | N | N
18028 | State of Wisconsin | 54407 | Waupun Correctional Central Heating Plt | WI | Dodge | 4 | Petroleum Liquids | IC |  | S | X | X |  |  | 1.5 | 0.8 | 1.5 | 1.5 | 0.2 | N |  |  | SB | Y | 6 | 1998 |  |  | N | Commercial CHP | 5 | X T: X; MSW BLQ: DFO; MSW NG: DFO |  |  |  | N | N |  | 10M | [23 empty] | N | N | N
12619 | Milwaukee Metro Sewerage Dist | 55525 | MMSD South Shore Wastewater | WI | Milwaukee | 1 | Other Waste Biomass | IC |  | S | X | X |  |  | 1.5 | 0.9 | 1.4 | 1.4 | 0.1 | N |  |  | OP | X | 8 | 2000 |  |  | Y | Commercial CHP | 5 | X T: T; MSW BLQ: OBG; MSW NG: NG |  |  |  | N | N |  | 1H | [23 empty] | Y | N | N
56175 | Fairbanks Morse Engine | 56937 | Fairbanks Morse Engine | WI | Rock | IPE | Petroleum Liquids | IC |  | S | X | X |  |  | 1.5 | 0.8 | 1.5 | 1.5 | 1.5 | N |  |  | SB | Y | 5 | 1989 |  |  | N | Industrial Non-CHP | 6 | X T: X; MSW BLQ: DFO |  |  |  | N | N |  | 1H | [20 empty] | N |  |  | N | N | N
61967 | Beloit Memorial Hospital | 62117 | Beloit Memorial Hospital Power Plant | WI | Rock | GEN-1 | Natural Gas Internal Combustion Engine | IC |  | S | X | X |  |  | 1.5 | 0.8 | 1.5 | 1.5 | 0.8 | N |  |  | OP | X | 6 | 2000 |  |  | Y | Commercial CHP | 5 | X T: T; MSW BLQ: NG; MSW NG: DFO |  |  |  | N | N |  | 10M | [20 empty] | N |  |  | Y | N | Y
61967 | Beloit Memorial Hospital | 62117 | Beloit Memorial Hospital Power Plant | WI | Rock | GEN-2 | Natural Gas Internal Combustion Engine | IC |  | S | X | X |  |  | 1.5 | 0.8 | 1.5 | 1.5 | 0.8 | N |  |  | OP | X | 6 | 2000 |  |  | Y | Commercial CHP | 5 | X T: T; MSW BLQ: NG; MSW NG: DFO |  |  |  | N | N |  | 10M | [20 empty] | N |  |  | Y | N | Y
20153 | Washington Island El Coop, Inc | 4148 | Washington Island | WI | Door | 7 | Petroleum Liquids | IC |  | S | X | X |  |  | 1.6 | 0.8 | 1.6 | 1.6 | 0.1 | N |  |  | OP | X | 1 | 1997 |  |  | N | Electric Utility | 1 | X T: X; MSW BLQ: DFO | [6 empty] | 1H | [23 empty] | N | N | N
20153 | Washington Island El Coop, Inc | 4148 | Washington Island | WI | Door | 8 | Petroleum Liquids | IC |  | S | X | X |  |  | 1.6 | 0.8 | 1.6 | 1.6 | 0.1 | N |  |  | OP | X | 1 | 1997 |  |  | N | Electric Utility | 1 | X T: X; MSW BLQ: DFO | [6 empty] | 1H | [23 empty] | N | N | N
56817 | Outagamie Clean Energy Project LLC | 54842 | Outagamie County Co-Generation Facility | WI | Outagamie | G1 | Landfill Gas | IC |  | W | X | X |  |  | 1.6 | 0.8 | 1.6 | 1.6 | 0.7 | N |  |  | OA | X | 2 | 2007 |  |  | Y | IPP CHP | 3 | X T: T; MSW BLQ: LFG |  |  |  | N | N |  | 1H | [23 empty] | N | N | N
56817 | Outagamie Clean Energy Project LLC | 54842 | Outagamie County Co-Generation Facility | WI | Outagamie | G2 | Landfill Gas | IC |  | W | X | X |  |  | 1.6 | 0.8 | 1.6 | 1.6 | 0.7 | N |  |  | OA | X | 2 | 2007 |  |  | Y | IPP CHP | 3 | X T: T; MSW BLQ: LFG |  |  |  | N | N |  | 1H | [23 empty] | N | N | N
56817 | Outagamie Clean Energy Project LLC | 54842 | Outagamie County Co-Generation Facility | WI | Outagamie | G3 | Landfill Gas | IC |  | W | X | X |  |  | 1.6 | 0.8 | 1.6 | 1.6 | 0.7 | N |  |  | OA | X | 2 | 2007 |  |  | Y | IPP CHP | 3 | X T: T; MSW BLQ: LFG |  |  |  | N | N |  | 1H | [23 empty] | N | N | N
56817 | Outagamie Clean Energy Project LLC | 54842 | Outagamie County Co-Generation Facility | WI | Outagamie | G4 | Landfill Gas | IC |  | W | X | X |  |  | 1.6 | 0.8 | 1.6 | 1.6 | 0.7 | N |  |  | OA | X | 7 | 2016 |  |  | N | IPP CHP | 3 | X T: X; MSW BLQ: LFG |  |  |  | N | N |  | 1H | N | N | N | N | N | N | N | [16 empty] | N | N | N
63479 | Viresco Turtle Lake | 58747 | Viresco Turtle Lake | WI | Polk | GEN1 | Other Waste Biomass | IC |  | S | X | X | Midwest ISO | Midwest ISO | 1.6 | 0.8 | 1.6 | 1.6 | 0.4 | N |  |  | OP | X | 9 | 2013 |  |  | Y | IPP CHP | 3 | X T: T; MSW BLQ: OBG |  |  |  | N | N |  | 1H | [23 empty] | N | N | N
63479 | Viresco Turtle Lake | 58747 | Viresco Turtle Lake | WI | Polk | GEN2 | Other Waste Biomass | IC |  | S | X | X | Midwest ISO | Midwest ISO | 1.6 | 0.8 | 1.6 | 1.6 | 0.4 | N |  |  | OP | X | 9 | 2013 |  |  | N | IPP CHP | 3 | X T: X; MSW BLQ: OBG |  |  |  | N | N |  | 1H | [23 empty] | N | N | N
13815 | Northwestern Wisconsin Elec Co | 4020 | Frederic Diesel | WI | Polk | 7 | Petroleum Liquids | IC |  | S | X | X | dpc.nweload | dpc.nweload | 1.7 | 0.8 | 1.8 | 1.8 | 0.1 | N |  |  | OP | X | 9 | 1975 |  |  | N | Electric Utility | 1 | X T: X; MSW BLQ: DFO |  |  |  | N |  |  | 1H | [23 empty] | N
13815 | Northwestern Wisconsin Elec Co | 4020 | Frederic Diesel | WI | Polk | 6 | Petroleum Liquids | IC |  | S | X | X | dpc.nweload | dpc.nweload | 1.8 | 0.8 | 1.7 | 1.7 | 0.1 | N |  |  | OP | X | 12 | 1970 |  |  | N | Electric Utility | 1 | X T: X; MSW BLQ: DFO |  |  |  | N |  |  | 1H | [23 empty] | N
13815 | Northwestern Wisconsin Elec Co | 4021 | Grantsburg Diesel | WI | Burnett | 8 | Petroleum Liquids | IC |  | S | X | X |  |  | 1.8 | 0.8 | 1.8 | 1.8 | 0.1 | N |  |  | OP | X | 6 | 2007 |  |  | N | Electric Utility | 1 | X T: X; MSW BLQ: DFO |  |  |  | N |  |  | 1H | [23 empty] | N
6274 | City of Fennimore - (WI) | 4114 | Fennimore | WI | Grant | 6 | Petroleum Liquids | IC |  | S | X | X |  |  | 1.8 | 0.8 | 1.8 | 1.8 | 0.5 | N |  |  | SB | Y | 12 | 1999 |  |  | N | Electric Utility | 1 | X T: X; MSW BLQ: DFO |  |  |  | N | N |  | 1H | [23 empty] | N | N | N
6274 | City of Fennimore - (WI) | 4114 | Fennimore | WI | Grant | 7 | Petroleum Liquids | IC |  | S | X | X |  |  | 1.8 | 0.8 | 1.8 | 1.8 | 0.5 | N |  |  | SB | Y | 12 | 1999 |  |  | N | Electric Utility | 1 | X T: X; MSW BLQ: DFO |  |  |  | N | N |  | 1H | [23 empty] | N | N | N
6274 | City of Fennimore - (WI) | 4114 | Fennimore | WI | Grant | 8 | Petroleum Liquids | IC |  | S | X | X |  |  | 1.8 | 0.8 | 1.8 | 1.8 | 0.5 | N |  |  | SB | Y | 12 | 1999 |  |  | N | Electric Utility | 1 | X T: X; MSW BLQ: DFO |  |  |  | N | N |  | 1H | [23 empty] | N | N | N
19867 | Village of Viola - (WI) | 4139 | Viola | WI | Richland | 3 | Petroleum Liquids | IC |  | S | X | X |  |  | 1.8 | 1 | 1.8 | 1.8 | 1.7 | N |  |  | OP | X | 1 | 2002 |  |  | N | Electric Utility | 1 | X T: X; MSW BLQ: DFO |  |  |  | N |  |  | 10M | [23 empty] | N
765 | City of Arcadia - (WI) | 4100 | Arcadia Electric | WI | Trempealeau | 10 | Petroleum Liquids | IC |  | S | X | X |  |  | 2 | 0.8 | 2 | 2 | 1 | N |  |  | SB | Y | 5 | 2007 |  |  | N | Electric Utility | 1 | X T: X; MSW BLQ: DFO |  |  |  | N | N |  | 1H | [23 empty] | N | N | N
765 | City of Arcadia - (WI) | 4100 | Arcadia Electric | WI | Trempealeau | 7 | Petroleum Liquids | IC |  | S | X | X |  |  | 2 | 0.8 | 2 | 2 | 1 | N |  |  | SB | Y | 5 | 2002 |  |  | N | Electric Utility | 1 | X T: X; MSW BLQ: DFO |  |  |  | N | N |  | 1H | [23 empty] | N | N | N
765 | City of Arcadia - (WI) | 4100 | Arcadia Electric | WI | Trempealeau | 8 | Petroleum Liquids | IC |  | S | X | X |  |  | 2 | 0.8 | 2 | 2 | 1 | N |  |  | SB | Y | 5 | 2002 |  |  | N | Electric Utility | 1 | X T: X; MSW BLQ: DFO |  |  |  | N | N |  | 1H | [23 empty] | N | N | N
765 | City of Arcadia - (WI) | 4100 | Arcadia Electric | WI | Trempealeau | 9 | Petroleum Liquids | IC |  | S | X | X |  |  | 2 | 0.8 | 2 | 2 | 1 | N |  |  | SB | Y | 11 | 2002 |  |  | N | Electric Utility | 1 | X T: X; MSW BLQ: DFO |  |  |  | N | N |  | 1H | [23 empty] | N | N | N
1278 | City of Barron - (WI) | 4102 | Barron | WI | Barron | 9 | Petroleum Liquids | IC |  | S | X | X |  |  | 2 | 0.8 | 2 | 2 | 0.8 | N |  |  | SB | Y | 3 | 1960 |  |  | N | Electric Utility | 1 | X T: X; MSW BLQ: DFO |  |  |  | N | N |  | 1H | [23 empty] | N | N | N
3156 | Village of Cashton - (WI) | 4107 | Cashton | WI | Monroe | 6 | Petroleum Liquids | IC |  | S | X | X |  |  | 2 | 0.8 | 2 | 2 | 1.5 | N |  |  | OP | X | 1 | 2002 |  |  | N | Electric Utility | 1 | X T: X; MSW BLQ: DFO |  |  |  | N |  |  | 1H | [23 empty] | N
4627 | City of Cumberland - (WI) | 4112 | Cumberland (WI) | WI | Barron | 5 | Natural Gas Internal Combustion Engine | IC |  | S | X | X |  |  | 2 | 0.8 | 2.1 | 2.1 | 2 | N |  |  | OP | X | 7 | 1966 |  |  | N | Electric Utility | 1 | X T: X; MSW BLQ: NG; MSW NG: DFO; MSW NG: DFO |  |  |  | N | N |  | 1H | [20 empty] | N |  |  | Y | Y | Y
5834 | City of Elroy - (WI) | 4113 | Elroy | WI | Juneau | 5 | Petroleum Liquids | IC |  | S | X | X | BTM |  | 2 | 1 | 2.2 | 2.2 | 0.5 | N |  |  | OP | X | 5 | 1973 |  |  | N | Electric Utility | 1 | X T: X; MSW BLQ: DFO; MSW NG: NG |  |  |  | N | N |  | 1H | [23 empty] | Y | Y | Y
13815 | Northwestern Wisconsin Elec Co | 4021 | Grantsburg Diesel | WI | Burnett | 4 | Petroleum Liquids | IC |  | S | X | X | nsp.nweload | nsp.nweload | 2.2 | 0.8 | 2 | 2 | 0.1 | N |  |  | OP | X | 9 | 1975 |  |  | N | Electric Utility | 1 | X T: X; MSW BLQ: DFO |  |  |  | N |  |  | 1H | [23 empty] | N
792 | City of Argyle - (WI) | 7810 | Argyle | WI | Lafayette | 5 | Petroleum Liquids | IC |  | S | X | X |  |  | 2.2 | 0.8 | 2 | 2 | 0.5 | N |  |  | SB | Y | 7 | 2004 |  |  | N | Electric Utility | 1 | X T: X; MSW BLQ: DFO |  |  |  | N | N |  | 1H | [23 empty] | N | N
5834 | City of Elroy - (WI) | 4113 | Elroy | WI | Juneau | 1A | Petroleum Liquids | IC |  | S | X | X | BTM |  | 2.3 | 1 | 2.2 | 2.3 | 0.5 | N |  |  | OP | X | 2 | 2005 |  |  | N | Electric Utility | 1 | X T: X; MSW BLQ: DFO |  |  |  | N | N |  | 10M | [23 empty] | N | N | N
5834 | City of Elroy - (WI) | 4113 | Elroy | WI | Juneau | 2A | Petroleum Liquids | IC |  | S | X | X | BTM |  | 2.3 | 1 | 2.2 | 2.3 | 0.5 | N |  |  | OP | X | 2 | 2005 |  |  | N | Electric Utility | 1 | X T: X; MSW BLQ: DFO |  |  |  | N | N |  | 10M | [23 empty] | N | N | N
13466 | City of New Lisbon | 4130 | New Lisbon | WI | Juneau | 6 | Petroleum Liquids | IC |  | S | X | X |  |  | 2.3 | 0.8 | 2 | 2.1 | 2 | N |  |  | OP | X | 7 | 2005 |  |  | N | Electric Utility | 1 | X T: X; MSW BLQ: DFO |  |  |  | N |  |  | 12H | [23 empty] | N
13466 | City of New Lisbon | 4130 | New Lisbon | WI | Juneau | 7 | Petroleum Liquids | IC |  | S | X | X |  |  | 2.3 | 0.8 | 2 | 2.1 | 2 | N |  |  | OP | X | 7 | 2005 |  |  | N | Electric Utility | 1 | X T: X; MSW BLQ: DFO |  |  |  | N |  |  | 12H | [23 empty] | N
61702 | Epic Hosting, LLC | 62676 | Epic Verona | WI | Dane | G101 | Petroleum Liquids | IC |  | S | X | X |  |  | 2.3 | 0.8 | 2.3 | 2.3 | 0 | N |  |  | SB | Y | 10 | 2013 |  |  | N | Commercial Non-CHP | 4 | X T: X; MSW BLQ: DFO |  |  |  | N | N |  | 10M | [23 empty] | N
61702 | Epic Hosting, LLC | 62676 | Epic Verona | WI | Dane | G102 | Petroleum Liquids | IC |  | S | X | X |  |  | 2.3 | 0.8 | 2.3 | 2.3 | 0 | N |  |  | SB | Y | 10 | 2013 |  |  | N | Commercial Non-CHP | 4 | X T: X; MSW BLQ: DFO |  |  |  | N | N |  | 10M | [23 empty] | N
61702 | Epic Hosting, LLC | 62676 | Epic Verona | WI | Dane | G103 | Petroleum Liquids | IC |  | S | X | X |  |  | 2.3 | 0.8 | 2.3 | 2.3 | 0 | N |  |  | SB | Y | 10 | 2013 |  |  | N | Commercial Non-CHP | 4 | X T: X; MSW BLQ: DFO |  |  |  | N | N |  | 10M | [23 empty] | N
61702 | Epic Hosting, LLC | 62676 | Epic Verona | WI | Dane | G104 | Petroleum Liquids | IC |  | S | X | X |  |  | 2.3 | 0.8 | 2.3 | 2.3 | 0 | N |  |  | SB | Y | 10 | 2013 |  |  | N | Commercial Non-CHP | 4 | X T: X; MSW BLQ: DFO |  |  |  | N | N |  | 10M | [23 empty] | N
61702 | Epic Hosting, LLC | 62676 | Epic Verona | WI | Dane | G105 | Petroleum Liquids | IC |  | S | X | X |  |  | 2.3 | 0.8 | 2.3 | 2.3 | 0 | N |  |  | SB | Y | 10 | 2013 |  |  | N | Commercial Non-CHP | 4 | X T: X; MSW BLQ: DFO |  |  |  | N | N |  | 10M | [23 empty] | N
61702 | Epic Hosting, LLC | 62676 | Epic Verona | WI | Dane | G202 | Petroleum Liquids | IC |  | S | X | X |  |  | 2.3 | 0.8 | 2.3 | 2.3 | 0 | N |  |  | SB | Y | 10 | 2013 |  |  | N | Commercial Non-CHP | 4 | X T: X; MSW BLQ: DFO |  |  |  | N | N |  | 10M | [23 empty] | N
61702 | Epic Hosting, LLC | 62676 | Epic Verona | WI | Dane | G203 | Petroleum Liquids | IC |  | S | X | X |  |  | 2.3 | 0.8 | 2.3 | 2.3 | 0 | N |  |  | SB | Y | 10 | 2013 |  |  | N | Commercial Non-CHP | 4 | X T: X; MSW BLQ: DFO |  |  |  | N | N |  | 10M | [23 empty] | N
61702 | Epic Hosting, LLC | 62676 | Epic Verona | WI | Dane | G204 | Petroleum Liquids | IC |  | S | X | X |  |  | 2.3 | 0.8 | 2.3 | 2.3 | 0 | N |  |  | SB | Y | 10 | 2013 |  |  | N | Commercial Non-CHP | 4 | X T: X; MSW BLQ: DFO |  |  |  | N | N |  | 10M | [23 empty] | N
61702 | Epic Hosting, LLC | 62676 | Epic Verona | WI | Dane | G205 | Petroleum Liquids | IC |  | S | X | X |  |  | 2.3 | 0.8 | 2.3 | 2.3 | 0 | N |  |  | SB | Y | 10 | 2013 |  |  | N | Commercial Non-CHP | 4 | X T: X; MSW BLQ: DFO |  |  |  | N | N |  | 10M | [23 empty] | N
61702 | Epic Hosting, LLC | 62676 | Epic Verona | WI | Dane | G206 | Petroleum Liquids | IC |  | S | X | X |  |  | 2.3 | 0.8 | 2.3 | 2.3 | 0 | N |  |  | SB | Y | 10 | 2013 |  |  | N | Commercial Non-CHP | 4 | X T: X; MSW BLQ: DFO |  |  |  | N | N |  | 10M | [23 empty] | N
61702 | Epic Hosting, LLC | 62676 | Epic Verona | WI | Dane | G207 | Petroleum Liquids | IC |  | S | X | X |  |  | 2.3 | 0.8 | 2.3 | 2.3 | 0 | N |  |  | SB | Y | 10 | 2013 |  |  | N | Commercial Non-CHP | 4 | X T: X; MSW BLQ: DFO |  |  |  | N | N |  | 10M | [23 empty] | N
61702 | Epic Hosting, LLC | 62676 | Epic Verona | WI | Dane | G208 | Petroleum Liquids | IC |  | S | X | X |  |  | 2.3 | 0.8 | 2.3 | 2.3 | 0 | N |  |  | SB | Y | 10 | 2013 |  |  | N | Commercial Non-CHP | 4 | X T: X; MSW BLQ: DFO |  |  |  | N | N |  | 10M | [23 empty] | N
61702 | Epic Hosting, LLC | 62676 | Epic Verona | WI | Dane | G209 | Petroleum Liquids | IC |  | S | X | X |  |  | 2.3 | 0.8 | 2.3 | 2.3 | 0 | N |  |  | SB | Y | 10 | 2013 |  |  | N | Commercial Non-CHP | 4 | X T: X; MSW BLQ: DFO |  |  |  | N | N |  | 10M | [23 empty] | N
61702 | Epic Hosting, LLC | 62676 | Epic Verona | WI | Dane | G210 | Petroleum Liquids | IC |  | S | X | X |  |  | 2.3 | 0.8 | 2.3 | 2.3 | 0 | N |  |  | SB | Y | 10 | 2013 |  |  | N | Commercial Non-CHP | 4 | X T: X; MSW BLQ: DFO |  |  |  | N | N |  | 10M | [23 empty] | N
61702 | Epic Hosting, LLC | 62676 | Epic Verona | WI | Dane | G211 | Petroleum Liquids | IC |  | S | X | X |  |  | 2.3 | 0.8 | 2.3 | 2.3 | 0 | N |  |  | SB | Y | 10 | 2013 |  |  | N | Commercial Non-CHP | 4 | X T: X; MSW BLQ: DFO |  |  |  | N | N |  | 10M | [23 empty] | N
61702 | Epic Hosting, LLC | 62676 | Epic Verona | WI | Dane | G301 | Petroleum Liquids | IC |  | S | X | X |  |  | 2.3 | 0.8 | 2.3 | 2.3 | 0 | N |  |  | SB | Y | 6 | 2009 |  |  | N | Commercial Non-CHP | 4 | X T: X; MSW BLQ: DFO |  |  |  | N | N |  | 10M | [23 empty] | N
61702 | Epic Hosting, LLC | 62676 | Epic Verona | WI | Dane | G302 | Petroleum Liquids | IC |  | S | X | X |  |  | 2.3 | 0.8 | 2.3 | 2.3 | 0 | N |  |  | SB | Y | 6 | 2009 |  |  | N | Commercial Non-CHP | 4 | X T: X; MSW BLQ: DFO |  |  |  | N | N |  | 10M | [23 empty] | N
61702 | Epic Hosting, LLC | 62676 | Epic Verona | WI | Dane | G303 | Petroleum Liquids | IC |  | S | X | X |  |  | 2.3 | 0.8 | 2.3 | 2.3 | 0 | N |  |  | SB | Y | 6 | 2009 |  |  | N | Commercial Non-CHP | 4 | X T: X; MSW BLQ: DFO |  |  |  | N | N |  | 10M | [23 empty] | N
13466 | City of New Lisbon | 4130 | New Lisbon | WI | Juneau | 5 | Petroleum Liquids | IC |  | S | X | X |  |  | 2.4 | 0.8 | 2.4 | 2.4 | 2.3 | N |  |  | OP | X | 1 | 1977 |  |  | N | Electric Utility | 1 | X T: X; MSW BLQ: DFO |  |  |  | N |  |  | 12H | [23 empty] | N
13815 | Northwestern Wisconsin Elec Co | 4020 | Frederic Diesel | WI | Polk | 10 | Petroleum Liquids | IC |  | S | X | X | dpc.nweload | dpc.nweload | 2.5 | 0.8 | 2.5 | 2.6 | 0.1 | N |  |  | OP | X | 7 | 2000 |  |  | N | Electric Utility | 1 | X T: X; MSW BLQ: DFO |  |  |  | N |  |  | 1H | [23 empty] | N
13815 | Northwestern Wisconsin Elec Co | 4020 | Frederic Diesel | WI | Polk | 8 | Petroleum Liquids | IC |  | S | X | X |  |  | 2.5 | 0.8 | 2.5 | 2.6 | 0.1 | N |  |  | OP | X | 7 | 2000 |  |  | N | Electric Utility | 1 | X T: X; MSW BLQ: DFO |  |  |  | N |  |  | 1H | [23 empty] | N
13815 | Northwestern Wisconsin Elec Co | 4020 | Frederic Diesel | WI | Polk | 9 | Petroleum Liquids | IC |  | S | X | X |  |  | 2.5 | 0.8 | 2.5 | 2.6 | 0.1 | N |  |  | OP | X | 7 | 2000 |  |  | N | Electric Utility | 1 | X T: X; MSW BLQ: DFO |  |  |  | N |  |  | 1H | [23 empty] | N
20847 | Wisconsin Electric Power Co | 4042 | Valley (WI) | WI | Milwaukee | 3 | Petroleum Liquids | IC |  | S | X | X |  |  | 2.7 | 0.8 | 2.7 | 2.7 | 1 | N |  |  | SB | Y | 3 | 1969 |  |  | N | Electric Utility | 1 | X T: X; MSW BLQ: DFO |  |  |  | N | N |  | 1H | [23 empty] | N | N | N
4715 | Dahlberg Light & Power Co | 3976 | Gordon | WI | Douglas | 5 | Petroleum Liquids | IC |  | S | X | X |  |  | 2.8 | 0.8 | 0.7 | 0.7 | 0.7 | N |  |  | SB | Y | 2 | 2001 |  |  | N | Electric Utility | 1 | X T: X; MSW BLQ: DFO |  |  |  | N |  |  | 1H | [23 empty] | N
4715 | Dahlberg Light & Power Co | 3976 | Gordon | WI | Douglas | 6 | Petroleum Liquids | IC |  | S | X | X |  |  | 2.8 | 0.8 | 0.7 | 0.7 | 0.7 | N |  |  | SB | Y | 2 | 2001 |  |  | N | Electric Utility | 1 | X T: X; MSW BLQ: DFO |  |  |  | N |  |  | 1H | [23 empty] | N
13697 | North Central Power Co Inc | 8013 | Winter | WI | Sawyer | IC 1 | Petroleum Liquids | IC |  | S | X | X | nsp.ncpload | nsp.ncpload | 2.8 | 0.8 | 2.8 | 2.8 | 0.1 | N |  |  | OP | X | 8 | 2002 |  |  | N | Electric Utility | 1 | X T: X; MSW BLQ: DFO |  |  |  | N |  |  | 1H | [23 empty] | N | N
13697 | North Central Power Co Inc | 8013 | Winter | WI | Sawyer | IC 2 | Petroleum Liquids | IC |  | S | X | X | nsp.ncpload | nsp.ncpload | 2.8 | 0.8 | 2.8 | 2.8 | 0.1 | N |  |  | OP | X | 8 | 2002 |  |  | N | Electric Utility | 1 | X T: X; MSW BLQ: DFO |  |  |  | N |  |  | 1H | [23 empty] | N | N
765 | City of Arcadia - (WI) | 4100 | Arcadia Electric | WI | Trempealeau | 5 | Natural Gas Internal Combustion Engine | IC |  | S | X | X |  |  | 3 | 0.8 | 3 | 3 | 2 | N |  |  | SB | Y | 9 | 1972 |  |  | N | Electric Utility | 1 | X T: X; MSW BLQ: NG; MSW NG: DFO |  |  |  | N | N |  | 1H | [23 empty] | Y | N | Y
765 | City of Arcadia - (WI) | 4100 | Arcadia Electric | WI | Trempealeau | 6 | Natural Gas Internal Combustion Engine | IC |  | S | X | X |  |  | 3 | 0.8 | 3 | 3 | 2 | N |  |  | SB | Y | 9 | 1987 |  |  | N | Electric Utility | 1 | X T: X; MSW BLQ: NG; MSW NG: DFO |  |  |  | N | N |  | 1H | [23 empty] | Y | N | Y
54842 | WM Renewable Energy LLC | 50576 | Metro Gas Recovery | WI | Milwaukee | GEN1 | Landfill Gas | GT |  | S | X | X | WE | WE | 3 | 0.98 | 2.9 | 3.3 | 1 | N |  |  | OP | X | 12 | 1985 |  |  | N | IPP Non-CHP | 2 | X T: X; MSW BLQ: LFG |  |  |  | N |  |  | 1H | [23 empty] | N | N | N
54842 | WM Renewable Energy LLC | 50576 | Metro Gas Recovery | WI | Milwaukee | GEN2 | Landfill Gas | GT |  | S | X | X | WE | WE | 3 | 0.98 | 2.9 | 3.3 | 1 | N |  |  | OP | X | 12 | 1985 |  |  | N | IPP Non-CHP | 2 | X T: X; MSW BLQ: LFG |  |  |  | N |  |  | 1H | [23 empty] | N | N | N
54842 | WM Renewable Energy LLC | 50577 | Omega Hills Gas Recovery | WI | Washington | GEN1 | Landfill Gas | GT |  | S | X | X | WE | WE | 3.1 | 0.98 | 2.9 | 3.3 | 1 | N |  |  | OP | X | 12 | 1985 |  |  | N | IPP Non-CHP | 2 | X T: X; MSW BLQ: LFG |  |  |  | N |  |  | 1H | [23 empty] | N | N | N
54842 | WM Renewable Energy LLC | 50577 | Omega Hills Gas Recovery | WI | Washington | GEN2 | Landfill Gas | GT |  | S | X | X | WE | WE | 3.1 | 0.98 | 2.9 | 3.3 | 1 | N |  |  | OP | X | 12 | 1985 |  |  | N | IPP Non-CHP | 2 | X T: X; MSW BLQ: LFG |  |  |  | N |  |  | 1H | [23 empty] | N | N | N
54842 | WM Renewable Energy LLC | 50577 | Omega Hills Gas Recovery | WI | Washington | GEN3 | Landfill Gas | GT |  | S | X | X | WE | WE | 3.3 | 0.98 | 3 | 3 | 1 | N |  |  | OP | X | 9 | 2001 |  |  | N | IPP Non-CHP | 2 | X T: X; MSW BLQ: LFG |  |  |  | N |  |  | 1H | [23 empty] | N | N | N
54842 | WM Renewable Energy LLC | 50577 | Omega Hills Gas Recovery | WI | Washington | GEN5 | Landfill Gas | GT |  | S | X | X | WE | WE | 3.3 | 0.98 | 2.9 | 3.3 | 1 | N |  |  | OP | X | 9 | 2010 |  |  | N | IPP Non-CHP | 2 | X T: X; MSW BLQ: LFG | [6 empty] | 1H | [23 empty] | N | N | N
4627 | City of Cumberland - (WI) | 4112 | Cumberland (WI) | WI | Barron | 8 | Natural Gas Internal Combustion Engine | IC |  | S | X | X |  |  | 3.5 | 0.8 | 3.5 | 3.5 | 3.5 | N |  |  | OP | X | 12 | 2001 |  |  | N | Electric Utility | 1 | X T: X; MSW BLQ: NG; MSW NG: DFO; MSW NG: DFO |  |  |  | N | N |  | 1H | [20 empty] | N |  |  | Y | Y | Y
59216 | S.C. Johnson & Son, Inc. | 59448 | Waxdale | WI | Racine | CGEN1 | Landfill Gas | GT |  | S | X | X |  |  | 3.5 | 0.8 | 3.5 | 3.5 | 0.2 | N |  |  | OP | X | 12 | 2003 |  |  | Y | Industrial CHP | 7 | X T: T; MSW BLQ: LFG |  |  |  | N | N |  | 12H | [20 empty] | N |  |  | N | N | N
59216 | S.C. Johnson & Son, Inc. | 59448 | Waxdale | WI | Racine | CGEN2 | Natural Gas Fired Combustion Turbine | GT |  | S | X | X |  |  | 3.5 | 0.8 | 3.5 | 3.5 | 0.2 | N |  |  | OP | X | 7 | 2005 |  |  | N | Industrial CHP | 7 | [11 empty] | N | N |  | 12H | [20 empty] | N |  |  | N | N | N | bar: X T to MSW BLQ
12619 | Milwaukee Metro Sewerage Dist | 54851 | MMSD Jones Island Wastewater | WI | Milwaukee | SOL1 | Natural Gas Fired Combustion Turbine | GT |  | S | X | X |  |  | 4.6 | 0.93 | 4.6 | 4.6 | 0.7 | N |  |  | OP | X | 1 | 2013 |  |  | Y | Commercial CHP | 5 | X T: T; MSW BLQ: NG; MSW NG: LFG |  |  |  | N | N |  | 1H | [23 empty] | Y | Y | N
12619 | Milwaukee Metro Sewerage Dist | 54851 | MMSD Jones Island Wastewater | WI | Milwaukee | SOL2 | Landfill Gas | GT |  | S | X | X |  |  | 4.6 | 0.93 | 4.6 | 4.6 | 0.7 | N |  |  | OP | X | 1 | 2013 |  |  | Y | Commercial CHP | 5 | X T: T; MSW BLQ: LFG; MSW NG: NG |  |  |  | N | N |  | 1H | [23 empty] | Y | Y | N
12619 | Milwaukee Metro Sewerage Dist | 54851 | MMSD Jones Island Wastewater | WI | Milwaukee | SOL3 | Landfill Gas | GT |  | S | X | X |  |  | 4.6 | 0.93 | 4.6 | 4.6 | 0.7 | N |  |  | OP | X | 1 | 2013 |  |  | Y | Commercial CHP | 5 | X T: T; MSW BLQ: LFG; MSW NG: NG |  |  |  | N | N |  | 1H | [23 empty] | Y | Y | N
13008 | Ahlstrom-Munksjo NA Specialty Solutions, LLC | 50614 | Mosinee Mill | WI | Marathon | WEST | Wood/Wood Waste Biomass | ST |  | W | X | X |  |  | 5 | 0.8 | 5 | 5 | 2 | N |  |  | OP | X | 8 | 1951 |  |  | Y | Industrial CHP | 7 | T | BLQ | BIT | WDS | SLW | RFO | NG | RFO | NG |  |  | N |  |  | 12H |  |  | Y |  | Y | [18 empty] | Y | Y | N
54876 | Park Falls Industrial Management, LLC | 50620 | Park Falls Industrial Management | WI | PRICE | GEN1 | Wood/Wood Waste Biomass | ST |  | S | X | X |  |  | 5.7 | 0.92 | 4.7 | 4.7 | 1 | N |  |  | OP | X | 9 | 1982 |  |  | Y | Industrial CHP | 7 | T T: B; LFG BLQ: WDS; NG BIT: BIT; NG RFO: BIT; NG NG: WDS |  |  | N | N |  | 12H |  |  | Y |  | Y | [18 empty] | Y | Y | N
5033 | Domtar Industries Inc | 50395 | Georgia-Pacific Corp - Nekoosa Mill | WI | Wood | TG6 | Natural Gas Steam Turbine | ST |  | S | X | X |  |  | 6 | 1 | 5.7 | 5.5 | 1 | N |  |  | OP | X | 1 | 1951 |  |  | Y | Industrial CHP | 7 | [11 empty] | N | N |  | 12H | [5 empty] | N | [17 empty] | N | N | N | bar: T T to LFG BLQ; NG RFO
54738 | Thilmany LLC | 54098 | Kaukauna Paper Mill | WI | Outagamie | GEN1 | Wood/Wood Waste Biomass | ST |  | S | X | X |  |  | 6 | 0.8 | 6 | 6 | 1 | N |  |  | OP | X | 1 | 1951 |  |  | Y | Industrial CHP | 7 | T | BLQ | BIT | WDS | NG | TDF | RFO | NG | RFO |  |  | N | N |  | 12H |  | Y |  |  | Y | [18 empty] | Y | Y | Y
744 | Appleton Coated LLC | 55558 | Combined Locks Energy Center | WI | Outagamie | GEN2 | Natural Gas Fired Combined Cycle | CA | CC1 | S | Y | X | WEC.KCBL_AC | WEC.KCBL_AC | 6 | 0.8 | 6 | 6 | 1 | N |  |  | OP | X | 5 | 2002 |  |  | N | Industrial CHP | 7 | [11 empty] | N | N |  | 12H | [20 empty] | N |  |  | N | N | N | bar: T T to NG BLQ
14369 | PCA-Tomahawk Mill | 50476 | Packaging of America Tomahawk Mill | WI | Lincoln | GEN1 | Natural Gas Steam Turbine | ST |  | S | X | X |  |  | 6.3 | 1 | 5.4 | 5.8 | 0.1 | N |  |  | OP | X | 6 | 1948 |  |  | Y | Industrial CHP | 7 | T | NG | WDS | BLQ | DFO | OBS |  | NG | OBG |  |  | N | N |  | 12H | [23 empty] | Y | Y | N
4627 | City of Cumberland - (WI) | 4112 | Cumberland (WI) | WI | Barron | 7 | Natural Gas Internal Combustion Engine | IC |  | S | X | X |  |  | 6.6 | 0.9 | 6.2 | 6.2 | 6.2 | N |  |  | OP | X | 11 | 2001 |  |  | N | Electric Utility | 1 | T T: X; NG BLQ: NG; NG BIT: DFO; NG NG: DFO |  |  | N | N |  | 1H | [20 empty] | N |  |  | Y | Y | Y
13815 | Northwestern Wisconsin Elec Co | 55998 | Danbury Diesel | WI | Burnett | GT1 | Petroleum Liquids | GT |  | S | X | X | dpc.nweload | dpc.nweload | 6.7 | 0.8 | 4 | 4 | 0.1 | N |  |  | OP | X | 11 | 1981 |  |  | N | Electric Utility | 1 | T T: X; NG BLQ: DFO |  |  | N |  |  | 1H | [23 empty] | N
4627 | City of Cumberland - (WI) | 4112 | Cumberland (WI) | WI | Barron | 6 | Petroleum Liquids | IC |  | S | X | X |  |  | 7.2 | 1 | 6.7 | 6.7 | 6.7 | N |  |  | OP | X | 4 | 1979 |  |  | N | Electric Utility | 1 | T T: X; NG BLQ: DFO; NG NG: DFO |  |  | N | N |  | 1H | [20 empty] | N |  |  | N | N
61813 | ND Paper, Inc. | 10234 | Biron Mill | WI | Wood | GEN3 | Natural Gas Steam Turbine | ST |  | S | X | X |  |  | 7.5 | 0.8 | 7.5 | 7.5 | 7.5 | N |  |  | OP | X | 9 | 1947 |  |  | Y | Industrial CHP | 7 | [11 empty] | N | N |  | 12H |  | N |  |  | N | [18 empty] | N | N | N | bar: T T to NG BLQ; NG NG
61723 | Pixelle Specialty Solutions | 55861 | Stevens Point Mill | WI | Portage | SP | Natural Gas Steam Turbine | ST |  | S | X | X |  |  | 7.6 | 0.8 | 7 | 7 | 7 | N |  |  | OP | X | 2 | 2002 |  |  | Y | Industrial CHP | 7 | [11 empty] | N |  |  | 12H | [23 empty] | N | bar: T T to NG BLQ; NG NG
61707 | Ahlstrom-Munksjo | 50933 | Rhinelander Mill | WI | Oneida | GEN6 | Conventional Steam Coal | ST |  | S | X | X |  |  | 9.3 | 0.8 | 6.3 | 8.5 | 3.8 | N |  |  | OP | X | 7 | 1958 |  |  | Y | Industrial CHP | 7 | T T: B; NG BLQ: BIT; NG BIT: SUB; NG NG: DFO |  |  | N | N |  | 12H |  |  |  | Y | Y | [18 empty] | N | N | N
14369 | PCA-Tomahawk Mill | 50476 | Packaging of America Tomahawk Mill | WI | Lincoln | GEN2 | Natural Gas Steam Turbine | ST |  | S | X | X |  |  | 9.4 | 1 | 8.2 | 8.9 | 0.1 | N |  |  | OP | X | 8 | 1978 |  |  | Y | Industrial CHP | 7 | T | NG | WDS | BLQ | DFO | OBS |  | NG | OBG |  |  | N | N |  | 12H | [23 empty] | Y | Y | N
18028 | State of Wisconsin | 54408 | UW Madison Charter Street Plant | WI | Dane | 1 | Natural Gas Steam Turbine | ST |  | S | X | X |  |  | 9.7 | 0.9 | 9.7 | 9.7 | 0.1 | N |  |  | OP | X | 1 | 1965 |  |  | Y | Commercial CHP | 5 | T T: B; NG BLQ: NG; NG BIT: DFO; NG NG: NG; NG RFO: DFO |  |  | N | N |  | 1H |  |  |  |  | N | [18 empty] | Y | Y | Y
61707 | Ahlstrom-Munksjo | 50933 | Rhinelander Mill | WI | Oneida | GEN5 | Natural Gas Steam Turbine | ST |  | S | X | X |  |  | 10 | 0.85 | 4 | 7 | 3 | N |  |  | SB | N | 2 | 1951 |  |  | Y | Industrial CHP | 7 | T T: B; NG BLQ: NG; NG BIT: DFO; NG NG: NG; NG RFO: DFO |  |  | N | N |  | 12H | [23 empty] | Y | N | Y
54738 | Thilmany LLC | 54098 | Kaukauna Paper Mill | WI | Outagamie | GEN2 | Wood/Wood Waste Biomass | ST |  | S | X | X |  |  | 11 | 0.89 | 11 | 11 | 1 | N |  |  | OP | X | 1 | 1977 |  |  | Y | Industrial CHP | 7 | T | BLQ | BIT | WDS | NG | TDF | RFO | NG | RFO |  |  | N | N |  | 12H |  | Y |  |  | Y | [18 empty] | Y | Y | Y
54738 | Thilmany LLC | 54098 | Kaukauna Paper Mill | WI | Outagamie | GEN4 | Conventional Steam Coal | ST |  | S | X | X |  |  | 12 | 0.8 | 12 | 12 | 1 | N |  |  | OP | X | 1 | 1967 |  |  | Y | Industrial CHP | 7 | T | BIT | TDF | NG | RFO |  |  | NG |  |  |  | N | N |  | OVER |  | Y |  |  | Y | [18 empty] | Y | Y | Y
5033 | Domtar Industries Inc | 50395 | Georgia-Pacific Corp - Nekoosa Mill | WI | Wood | TG14 | Wood/Wood Waste Biomass | ST |  | S | X | X |  |  | 13.1 | 1 | 12.5 | 12.1 | 1 | N |  |  | OP | X | 2 | 1991 |  |  | Y | Industrial CHP | 7 | T: T; BLQ: BLQ; BIT: NG; NG: NG |  |  | N | N |  | 12H | N | [22 empty] | Y | N | N
13008 | Ahlstrom-Munksjo NA Specialty Solutions, LLC | 50614 | Mosinee Mill | WI | Marathon | GEN1 | Wood/Wood Waste Biomass | ST |  | W | X | X |  |  | 15 | 0.8 | 13 | 13 | 2 | N |  |  | OP | X | 12 | 1976 |  |  | Y | Industrial CHP | 7 | T | BLQ | BIT | WDS | SLW | RFO | NG | RFO | NG |  |  | N |  |  | 12H |  |  | Y |  | Y | [18 empty] | Y | Y | N
13781 | Northern States Power Co - Minnesota | 4005 | French Island | WI | La Crosse | 1 | Wood/Wood Waste Biomass | ST |  | S | X | X | NSP FRENCH_G FRENCH_1_UNIT | NSP FRENCH_G FRENCH_1_UNIT | 15.2 | 0.87 | 9 | 9 | 6 | N |  |  | OP | X | 1 | 1940 | 12 | 2023 | N | Electric Utility | 1 | T: X; BLQ: WDS; BIT: MSW; WDS: NG; RFO: NG |  |  | N | N |  | 12H | N |  |  |  | N | [18 empty] | Y | Y | N
13781 | Northern States Power Co - Minnesota | 4005 | French Island | WI | La Crosse | 2 | Wood/Wood Waste Biomass | ST |  | S | X | X | NSP FRENCH_G FRENCH_2_UNIT | NSP FRENCH_G FRENCH_2_UNIT | 15.2 | 0.87 | 7 | 7 | 6 | N |  |  | OP | X | 1 | 1948 | 12 | 2023 | N | Electric Utility | 1 | T: X; BLQ: WDS; BIT: MSW; WDS: NG; RFO: NG |  |  | N | N |  | 12H | N |  |  |  | N | [18 empty] | Y | Y | N
61813 | ND Paper, Inc. | 10234 | Biron Mill | WI | Wood | GEN4 | Natural Gas Steam Turbine | ST |  | S | X | X |  |  | 15.6 | 0.8 | 12.5 | 12.5 | 12.5 | N |  |  | OP | X | 10 | 1957 |  |  | Y | Industrial CHP | 7 | [11 empty] | N | N |  | 12H |  | N |  |  | N | [18 empty] | N | N | N | bar: T to BLQ; RFO
54738 | Thilmany LLC | 54098 | Kaukauna Paper Mill | WI | Outagamie | GEN3 | Wood/Wood Waste Biomass | ST |  | S | X | X |  |  | 15.6 | 0.85 | 15.6 | 15.6 | 2 | N |  |  | OP | X | 1 | 1962 |  |  | N | Industrial CHP | 7 | X | BLQ | BIT | WDS | NG | TDF | RFO | NG | RFO |  |  | N | N |  | OVER |  | Y |  |  | Y | [18 empty] | Y | Y | Y
5033 | Domtar Industries Inc | 50395 | Georgia-Pacific Corp - Nekoosa Mill | WI | Wood | TG8 | Natural Gas Steam Turbine | ST |  | S | X | X |  |  | 16 | 1 | 13 | 15 | 1 | N |  |  | OP | X | 1 | 1966 |  |  | Y | Industrial CHP | 7 | [11 empty] | N | N |  | 12H | [5 empty] | N | [17 empty] | N | N | N | bar: T X to NG BLQ; NG NG
11479 | Madison Gas & Electric Co | 9674 | Nine Springs | WI | Dane | GT1 | Natural Gas Fired Combustion Turbine | GT |  | S | X | X |  |  | 16.2 | 0.85 | 12.9 | 12.9 | 3 | N |  |  | OP | X | 12 | 1964 |  |  | N | Electric Utility | 1 | [11 empty] | N | N |  | 1H | [20 empty] | N |  |  | N | N | N | bar: T X to NG BLQ
61813 | ND Paper, Inc. | 10234 | Biron Mill | WI | Wood | GEN1 | Conventional Steam Coal | ST |  | S | X | X |  |  | 17 | 0.9 | 15.3 | 15.3 | 15.3 | N |  |  | OP | X | 9 | 1964 |  |  | Y | Industrial CHP | 7 | T | BIT | SUB | NG | WDS |  |  | NG |  |  |  | N | N |  | 12H |  | Y |  |  | Y | [18 empty] | N | N | N
12619 | Milwaukee Metro Sewerage Dist | 54851 | MMSD Jones Island Wastewater | WI | Milwaukee | GEN1 | Natural Gas Fired Combustion Turbine | GT |  | S | X | X |  |  | 17.5 | 0.8 | 13 | 15 | 2 | N |  |  | OP | X | 1 | 1971 |  |  | Y | Commercial CHP | 5 | T X: T; NG BLQ: NG; NG BIT: DFO |  |  | N | N |  | 1H | [23 empty] | Y | Y | Y
11479 | Madison Gas & Electric Co | 3993 | Sycamore (WI) | WI | Dane | 1 | Natural Gas Fired Combustion Turbine | GT |  | S | X | X |  |  | 18 | 0.85 | 11.7 | 11.7 | 3 | N |  |  | OP | X | 12 | 1967 |  |  | N | Electric Utility | 1 | [11 empty] | N | N |  | 1H | [20 empty] | N |  |  | N | N | N | bar: T X to NG BLQ
10056 | City of Kaukauna | 4118 | Kaukauna Gas Turbine | WI | Outagamie | GT1 | Natural Gas Fired Combustion Turbine | GT |  | S | X | X |  |  | 18 | 0.9 | 15.8 | 18.3 | 2 | N |  |  | OP | X | 5 | 1969 |  |  | N | Electric Utility | 1 | [11 empty] | N | N |  | 1H | [20 empty] | N |  |  | N | N | bar: T X to NG BLQ
55919 | Georgia-Pacific Consumer Oper. Green Bay LLC | 10360 | Consumer Operations LLC | WI | Brown | GEN6 | Natural Gas Steam Turbine | ST |  | S | X | X |  |  | 18.7 | 0.85 | 18 | 18 | 2 | N |  |  | OP | X | 1 | 1963 |  |  | Y | Industrial CHP | 7 | T X: T; NG BLQ: NG; NG BIT: BIT; NG NG: NG; NG RFO: BIT |  |  | N | N |  | 12H | N |  |  |  | Y | [18 empty] | Y | Y | N
20860 | Wisconsin Public Service Corp | 4078 | Weston | WI | Marathon | 31 | Natural Gas Fired Combustion Turbine | GT |  | S | X | X | WPS.WESTON31 | WPS.WESTON31 | 19.6 | 0.85 | 16.1 | 24.2 | 4 | N |  |  | OP | X | 3 | 1969 |  |  | N | Electric Utility | 1 | [11 empty] | N |  |  | 10M | [23 empty] | N | N | N | bar: T X to NG BLQ
13781 | Northern States Power Co - Minnesota | 3982 | Bay Front | WI | Ashland | 5 | Wood/Wood Waste Biomass | ST |  | S | X | X | NSP BAYFRNT BAYFRN_5_UNIT | NSP BAYFRNT BAYFRN_5_UNIT | 20 | 0.87 | 18 | 18 | 11 | N |  |  | OP | X | 1 | 1952 |  |  | N | Electric Utility | 1 | X | WDS | TDF | SUB | NG |  |  | NG |  |  |  | N | N |  | 12H |  | N | Y |  | Y | [18 empty] | Y | Y | N
61813 | ND Paper, Inc. | 10234 | Biron Mill | WI | Wood | GEN5 | Conventional Steam Coal | ST |  | S | X | X |  |  | 21.5 | 0.8 | 20 | 20 | 20 | N |  |  | OP | X | 2 | 1987 |  |  | Y | Industrial CHP | 7 | T X: T; NG BLQ: SUB; NG BIT: WDS; NG NG: SUB |  |  | N | N |  | 12H | N | N | Y |  | Y | [18 empty] | Y | Y | N
11571 | Manitowoc Public Utilities | 4125 | Manitowoc | WI | Manitowoc | 5 | Wood/Wood Waste Biomass | ST |  | S | X | X | WPS.LAKEFRN95 |  | 22 | 0.8 | 22 | 22 | 6 | N |  |  | OP | X | 6 | 1955 |  |  | N | Electric Utility | 1 | X | WDS | PC | BIT | SUB |  |  | NG |  |  |  | N | N |  | 12H | Y |  |  |  | Y | [18 empty] | Y | Y
11479 | Madison Gas & Electric Co | 3993 | Sycamore (WI) | WI | Dane | 2 | Natural Gas Fired Combustion Turbine | GT |  | S | X | X |  |  | 23.6 | 0.85 | 17.2 | 17.2 | 3 | N |  |  | OP | X | 6 | 1971 |  |  | N | Electric Utility | 1 | [11 empty] | N | N |  | 1H | [20 empty] | N |  |  | N | N | N | bar: T X to NG BLQ
11571 | Manitowoc Public Utilities | 7795 | Custer Energy Center | WI | Manitowoc | 1 | Natural Gas Fired Combustion Turbine | GT |  | S | X | X | WPS.CUSTEGEN1 |  | 24.5 | 0.8 | 22 | 24 | 9.8 | N |  |  | OP | X | 6 | 1999 |  |  | N | Electric Utility | 1 | T X: X; NG BLQ: NG; NG BIT: DFO; NG NG: NG; NG RFO: DFO |  |  | N | N |  | 1H | [23 empty] | Y | Y | Y
24205 | Sinclair Oil Corp | 54374 | Sinclair Oil Refinery | WY | Carbon | NO2 | Other Gases | ST |  | S | X | X |  |  | 0.4 | 0.8 | 0.4 | 0.4 | 0.1 | N |  |  | SB | Y | 1 | 1925 |  |  | Y | Industrial CHP | 7 | T X: T; NG BLQ: OG; NG BIT: NG; NG NG: OG |  |  | N | N |  | 1H | [23 empty] | N | N | N
13902 | NorthWestern Energy | 2196 | Old Faithful | WY | Teton | 1 | Petroleum Liquids | IC |  | S | X | X | NA | NA | 1 | 0.8 | 1 | 1 | 0.3 | N |  |  | SB | N | 12 | 1979 |  |  | N | Electric Utility | 1 | T X: X; NG BLQ: DFO |  |  | N | N |  | 10M | [23 empty] | N | N | N
13902 | NorthWestern Energy | 2196 | Old Faithful | WY | Teton | 2 | Petroleum Liquids | IC |  | S | X | X |  |  | 1 | 0.8 | 1 | 1 | 0.3 | N |  |  | SB | N | 12 | 1979 |  |  | N | Electric Utility | 1 | T X: X; NG BLQ: DFO |  |  | N | N |  | 10M | [23 empty] | N | N | N
56079 | Vanguard Natural Resources LLC | 52127 | Elk Basin Gasoline Plant | WY | Park | GEN1 | Other Gases | ST |  | J | X | X |  |  | 1 | 0.7 | 0.8 | 0.8 | 0.2 | N |  |  | OP | X | 1 | 1948 |  |  | Y | Industrial CHP | 7 | [11 empty] | N | N |  | 12H |  |  |  | N | [19 empty] | N | N | N | bar: T X to NG BLQ; NG NG
56079 | Vanguard Natural Resources LLC | 52127 | Elk Basin Gasoline Plant | WY | Park | GEN2 | Other Gases | ST |  | J | X | X |  |  | 1 | 0.7 | 0.8 | 0.8 | 0.2 | N |  |  | OP | X | 1 | 1948 |  |  | Y | Industrial CHP | 7 | [11 empty] | N | N |  | 12H | [23 empty] | N | N | N | bar: T X to NG BLQ; NG NG
24205 | Sinclair Oil Corp | 54374 | Sinclair Oil Refinery | WY | Carbon | NO5 | Petroleum Liquids | IC |  | S | X | X |  |  | 1.1 | 0.8 | 1.1 | 1.1 | 0.6 | N |  |  | SB | Y | 1 | 1955 |  |  | N | Industrial CHP | 7 | T X: X; NG BLQ: DFO |  |  | N | N |  | 10M | [23 empty] | N | N | N
24205 | Sinclair Oil Corp | 54374 | Sinclair Oil Refinery | WY | Carbon | 2004 | Natural Gas Internal Combustion Engine | IC |  | S | X | X |  |  | 1.3 | 0.8 | 1.3 | 1.3 | 0.6 | N |  |  | OP | X | 1 | 2012 | 12 | 2021 | N | Industrial CHP | 7 | [11 empty] | N | N |  | 10M | [23 empty] | N | N | N | bar: T X to NG BLQ
24205 | Sinclair Oil Corp | 54374 | Sinclair Oil Refinery | WY | Carbon | 2006 | Natural Gas Internal Combustion Engine | IC |  | S | X | X |  |  | 1.3 | 0.8 | 1.3 | 1.3 | 0.6 | N |  |  | OP | X | 1 | 2012 | 12 | 2021 | N | Industrial CHP | 7 | [11 empty] | N | N |  | 10M | [23 empty] | N | N | N | bar: T X to NG BLQ
24205 | Sinclair Oil Corp | 54374 | Sinclair Oil Refinery | WY | Carbon | 2008 | Natural Gas Internal Combustion Engine | IC |  | S | X | X |  |  | 1.3 | 0.8 | 1.3 | 1.3 | 0.6 | N |  |  | OP | X | 1 | 2012 | 12 | 2021 | N | Industrial CHP | 7 | [11 empty] | N | N |  | 10M | [23 empty] | N | N | N | bar: T X to NG BLQ
24205 | Sinclair Oil Corp | 54374 | Sinclair Oil Refinery | WY | Carbon | NO3 | Other Gases | ST |  | S | X | X |  |  | 1.3 | 0.8 | 1.3 | 1.3 | 0.1 | N |  |  | OP | X | 1 | 1954 |  |  | Y | Industrial CHP | 7 | T X: T; NG BLQ: OG; NG BIT: NG; NG NG: OG |  |  | N | N |  | 1H | [23 empty] | N | N | N
5199 | Devon Energy Production Co | 60130 | Big Sand Draw Plant | WY | Fremont | 1 | Natural Gas Internal Combustion Engine | IC |  | S | X | X |  |  | 1.6 | 0.8 | 1.4 | 1.4 | 0.7 | N |  |  | OP | X | 3 | 2015 |  |  | N | Industrial Non-CHP | 6 | [11 empty] | N | N |  | 10M | [23 empty] | N | N | N | bar: T X to NG BLQ
5199 | Devon Energy Production Co | 60130 | Big Sand Draw Plant | WY | Fremont | 2 | Natural Gas Internal Combustion Engine | IC |  | S | X | X |  |  | 1.6 | 0.8 | 1.4 | 1.4 | 0.7 | N |  |  | OP | X | 3 | 2015 |  |  | N | Industrial Non-CHP | 6 | [11 empty] | N | N |  | 10M | [23 empty] | N | N | N | bar: T X to NG BLQ
5199 | Devon Energy Production Co | 60130 | Big Sand Draw Plant | WY | Fremont | 4 | Natural Gas Internal Combustion Engine | IC |  | S | X | X |  |  | 1.6 | 0.8 | 1.4 | 1.4 | 0.7 | N |  |  | OP | X | 3 | 2015 |  |  | N | Industrial Non-CHP | 6 | [11 empty] | N | N |  | 10M | [23 empty] | N | N | N | bar: T X to NG BLQ
5199 | Devon Energy Production Co | 60130 | Big Sand Draw Plant | WY | Fremont | 5 | Natural Gas Internal Combustion Engine | IC |  | S | X | X |  |  | 1.6 | 0.8 | 1.4 | 1.4 | 0.7 | N |  |  | OP | X | 3 | 2015 |  |  | N | Industrial Non-CHP | 6 | [11 empty] | N | N |  | 10M | [23 empty] | N | N | N | bar: T X to NG BLQ
5199 | Devon Energy Production Co | 60130 | Big Sand Draw Plant | WY | Fremont | 6 | Natural Gas Internal Combustion Engine | IC |  | S | X | X |  |  | 1.6 | 0.8 | 1.4 | 1.4 | 0.7 | N |  |  | OP | X | 3 | 2015 |  |  | N | Industrial Non-CHP | 6 | [11 empty] | N | N |  | 10M | [23 empty] | N | N | N | bar: T X to NG BLQ
5199 | Devon Energy Production Co | 55278 | Beaver Creek Gas Plant | WY | Fremont | 1 | Natural Gas Fired Combustion Turbine | GT |  | S | X | X |  |  | 2.5 | 0.8 | 1.8 | 2.5 | 0.1 | N |  |  | OP | X | 12 | 1983 |  |  | Y | Industrial CHP | 7 | [11 empty] | N | N |  | 1H | [23 empty] | N | N | N | bar: T X to NG BLQ
5199 | Devon Energy Production Co | 55278 | Beaver Creek Gas Plant | WY | Fremont | 2 | Natural Gas Fired Combustion Turbine | GT |  | S | X | X |  |  | 2.5 | 0.8 | 1.8 | 2.5 | 0.1 | N |  |  | OP | X | 11 | 1992 |  |  | Y | Industrial CHP | 7 | [11 empty] | N | N |  | 1H | [23 empty] | N | N | N | bar: T X to NG BLQ
13902 | NorthWestern Energy | 7039 | Lake (WY) | WY | Teton | 1 | Petroleum Liquids | IC |  | S | X | X | NA | NA | 2.7 | 0.8 | 2.7 | 2.7 | 2.3 | N |  |  | SB | N | 9 | 1967 |  |  | N | Electric Utility | 1 | T X: X; NG BLQ: DFO |  |  | N | N |  | 10M | [23 empty] | N | N | N
61167 | Genesis Alkali, LLC | 57915 | Genesis Alkali | WY | Sweetwater | 1 | Conventional Steam Coal | ST |  | S | X | X |  |  | 3.5 | 0.8 | 3.5 | 3.5 | 0.5 | N |  |  | OP | X | 6 | 1953 |  |  | Y | Industrial CHP | 7 | T X: T; NG BLQ: SUB; NG BIT: NG; NG NG: NG |  |  | N | N |  | 12H |  | Y |  |  | Y | [18 empty] | Y | Y | N
61167 | Genesis Alkali, LLC | 57915 | Genesis Alkali | WY | Sweetwater | 2 | Conventional Steam Coal | ST |  | S | X | X |  |  | 3.5 | 0.8 | 3.5 | 3.5 | 0.5 | N |  |  | OP | X | 6 | 1953 |  |  | Y | Industrial CHP | 7 | T X: T; NG BLQ: SUB; NG BIT: NG; NG NG: NG |  |  | N | N |  | 12H |  | Y |  |  | Y | [18 empty] | Y | Y | N
61167 | Genesis Alkali, LLC | 57915 | Genesis Alkali | WY | Sweetwater | 3 | Conventional Steam Coal | ST |  | S | X | X |  |  | 4 | 0.8 | 4 | 4 | 0.5 | N |  |  | OP | X | 6 | 1964 |  |  | Y | Industrial CHP | 7 | T X: T; NG BLQ: SUB; NG BIT: NG; NG NG: NG |  |  | N | N |  | 12H |  | Y |  |  | Y | [18 empty] | Y | Y | N
1307 | Basin Electric Power Coop | 8026 | Hartzog | WY | Campbell | 1 | Natural Gas Fired Combustion Turbine | GT |  | S | X | X |  |  | 7.5 | 0.8 | 5 | 6 | 0.5 | N |  |  | OP | X | 8 | 2002 |  |  | N | Electric Utility | 1 | [11 empty] | N | N |  | 10M | [23 empty] | N | N | N | bar: T X to NG BLQ
1307 | Basin Electric Power Coop | 8026 | Hartzog | WY | Campbell | 2 | Natural Gas Fired Combustion Turbine | GT |  | S | X | X |  |  | 7.5 | 0.8 | 5 | 6 | 0.5 | N |  |  | OP | X | 8 | 2002 |  |  | N | Electric Utility | 1 | [11 empty] | N | N |  | 10M | [23 empty] | N | N | N | bar: T X to NG BLQ
1307 | Basin Electric Power Coop | 8026 | Hartzog | WY | Campbell | 3 | Natural Gas Fired Combustion Turbine | GT |  | S | X | X |  |  | 7.5 | 0.8 | 5 | 6 | 0.5 | N |  |  | OP | X | 8 | 2002 |  |  | N | Electric Utility | 1 | [11 empty] | N | N |  | 10M | [23 empty] | N | N | N | bar: T X to NG BLQ
1307 | Basin Electric Power Coop | 8028 | Arvada | WY | Sheridan | 1 | Natural Gas Fired Combustion Turbine | GT |  | S | X | X |  |  | 7.5 | 0.8 | 5 | 6 | 0.5 | N |  |  | OP | X | 9 | 2002 |  |  | N | Electric Utility | 1 | [11 empty] | N | N |  | 10M | [23 empty] | N | N | N | bar: T X to NG BLQ
1307 | Basin Electric Power Coop | 8028 | Arvada | WY | Sheridan | 2 | Natural Gas Fired Combustion Turbine | GT |  | S | X | X |  |  | 7.5 | 0.8 | 5 | 6 | 0.5 | N |  |  | OP | X | 9 | 2002 |  |  | N | Electric Utility | 1 | [11 empty] | N | N |  | 10M | [23 empty] | N | N | N | bar: T X to NG BLQ
1307 | Basin Electric Power Coop | 8028 | Arvada | WY | Sheridan | 3 | Natural Gas Fired Combustion Turbine | GT |  | S | X | X |  |  | 7.5 | 0.8 | 5 | 6 | 0.5 | N |  |  | OP | X | 9 | 2002 |  |  | N | Electric Utility | 1 | [11 empty] | N | N |  | 10M | [23 empty] | N | N | N | bar: T X to NG BLQ
1307 | Basin Electric Power Coop | 8030 | Barber Creek | WY | Campbell | 1 | Natural Gas Fired Combustion Turbine | GT |  | S | X | X |  |  | 7.5 | 0.8 | 5 | 6 | 0.5 | N |  |  | OP | X | 9 | 2002 |  |  | N | Electric Utility | 1 | [11 empty] | N | N |  | 10M | [23 empty] | N | N | N | bar: T X to NG BLQ
1307 | Basin Electric Power Coop | 8030 | Barber Creek | WY | Campbell | 2 | Natural Gas Fired Combustion Turbine | GT |  | S | X | X |  |  | 7.5 | 0.8 | 5 | 6 | 0.5 | N |  |  | OP | X | 9 | 2002 |  |  | N | Electric Utility | 1 | [11 empty] | N | N |  | 10M | [23 empty] | N | N | N | bar: T X to NG BLQ
1307 | Basin Electric Power Coop | 8030 | Barber Creek | WY | Campbell | 3 | Natural Gas Fired Combustion Turbine | GT |  | S | X | X |  |  | 7.5 | 0.8 | 5 | 6 | 0.5 | N |  |  | OP | X | 9 | 2002 |  |  | N | Electric Utility | 1 | [11 empty] | N | N |  | 10M | [23 empty] | N | N | N | bar: T X to NG BLQ
61167 | Genesis Alkali, LLC | 57915 | Genesis Alkali | WY | Sweetwater | 4 | Conventional Steam Coal | ST |  | S | X | X |  |  | 10 | 0.8 | 10 | 10 | 3 | N |  |  | OA | X | 6 | 1972 |  |  | Y | Industrial CHP | 7 | T X: T; NG BLQ: SUB; NG BIT: NG; NG NG: NG |  |  | N | N |  | 12H |  | Y |  |  | Y | [18 empty] | Y | Y | N
61167 | Genesis Alkali, LLC | 57915 | Genesis Alkali | WY | Sweetwater | 5 | Conventional Steam Coal | ST |  | S | X | X |  |  | 10 | 0.8 | 10 | 10 | 3 | N |  |  | OP | X | 6 | 1975 |  |  | Y | Industrial CHP | 7 | T X: T; NG BLQ: SUB; NG BIT: NG; NG NG: NG |  |  | N | N |  | 12H |  | Y |  |  | Y | [18 empty] | Y | Y | N
61167 | Genesis Alkali, LLC | 57915 | Genesis Alkali | WY | Sweetwater | 6 | Conventional Steam Coal | ST |  | S | X | X |  |  | 10 | 0.9 | 10 | 10 | 3 | N |  |  | OP | X | 6 | 1975 |  |  | Y | Industrial CHP | 7 | T X: T; NG BLQ: SUB; NG BIT: NG; NG NG: NG |  |  | N | N |  | 12H |  | Y |  |  | Y | [18 empty] | Y | Y | N
7067 | Tata Chemicals Partners | 54318 | General Chemical | WY | Sweetwater | TG1 | Conventional Steam Coal | ST |  | S | X | X |  |  | 15 | 0.85 | 15 | 15 | 2 | N |  |  | OP | X | 5 | 1968 |  |  | Y | Industrial CHP | 7 | T X: T; NG BLQ: BIT; NG BIT: NG; NG NG: NG |  |  | N | N |  | 12H |  | Y |  |  | Y | [15 empty] | N |  |  | N | N | N
7067 | Tata Chemicals Partners | 54318 | General Chemical | WY | Sweetwater | TG2 | Conventional Steam Coal | ST |  | S | X | X |  |  | 15 | 0.85 | 15 | 15 | 2 | N |  |  | OP | X | 1 | 1977 |  |  | Y | Industrial CHP | 7 | T X: T; NG BLQ: BIT; NG BIT: NG; NG NG: NG |  |  | N | N |  | 12H |  | Y |  |  | Y | [15 empty] | N |  |  | N | N | N
56771 | Black Hills Service Company LLC | 57703 | Cheyenne Prairie Generating Station | WY | Laramie | 01C | Natural Gas Fired Combined Cycle | CA | PB1 | J | N | X |  |  | 20 | 0.85 | 20 | 20 | 5 | N |  |  | OP | X | 10 | 2014 |  |  | N | Electric Utility | 1 | [11 empty] | N | N |  | 1H | [20 empty] | N |  |  | N | N | N | bar: T X to NG BLQ
29297 | Pelican Utility | 6702 | Pelican | AK | Skagway Hoonah Angoon | IC8 | Petroleum Liquids | IC |  | W | X | X |  |  | 0.2 | 0.8 | 0.2 | 0.2 | 0.1 | N |  |  | OP | X | 9 | 2008 |  |  | N | Electric Utility | 1 | T X: X; NG BLQ: DFO |  |  | N | N |  | 10M | [23 empty] | N
219 | Alaska Power and Telephone Co | 7169 | Northway | AK | Southeast Fairbanks | 2A | Petroleum Liquids | IC |  | S | X | X |  |  | 0.2 | 0.8 | 0.2 | 0.2 | 0.1 | N |  |  | OP | X | 12 | 1997 |  |  | N | Electric Utility | 1 | T X: X; NG BLQ: DFO |  |  | N | N |  | 10M | [23 empty] | N
221 | Alaska Village Elec Coop, Inc | 57054 | Upper Kalskag | AK | Bethel | UNIT1 | Petroleum Liquids | IC |  | S | X | X |  |  | 0.2 | 0.9 | 0.2 | 0.2 | 0.1 | N |  |  | OP | X | 12 | 2004 |  |  | Y | Electric Utility | 1 | T X: T; NG BLQ: DFO |  |  | N | N |  | 10M | [23 empty] | N
221 | Alaska Village Elec Coop, Inc | 57059 | Koyuk | AK | Nome | UNIT1 | Petroleum Liquids | IC |  | S | X | X |  |  | 0.2 | 0.9 | 0.2 | 0.2 | 0.1 | N |  |  | OP | X | 2 | 2005 |  |  | Y | Electric Utility | 1 | T X: T; NG BLQ: DFO |  |  | N | N |  | 10M | [23 empty] | N
221 | Alaska Village Elec Coop, Inc | 57060 | Elim | AK | Nome | UNIT1 | Petroleum Liquids | IC |  | S | X | X |  |  | 0.2 | 0.9 | 0.2 | 0.2 | 0.1 | N |  |  | OP | X | 6 | 2003 |  |  | Y | Electric Utility | 1 | T X: T; NG BLQ: DFO |  |  | N | N |  | 10M | [23 empty] | N
221 | Alaska Village Elec Coop, Inc | 57063 | Shungnak | AK | Northwest Arctic | UNIT1 | Petroleum Liquids | IC |  | S | X | X |  |  | 0.2 | 0.9 | 0.2 | 0.2 | 0.1 | N |  |  | OP | X | 3 | 1991 |  |  | Y | Electric Utility | 1 | T X: T; NG BLQ: DFO |  |  | N | N |  | 10M | [23 empty] | N
221 | Alaska Village Elec Coop, Inc | 57065 | Kivalina | AK | Northwest Arctic | UNIT1 | Petroleum Liquids | IC |  | S | X | X |  |  | 0.2 | 0.9 | 0.2 | 0.2 | 0.1 | N |  |  | OP | X | 4 | 1996 |  |  | Y | Electric Utility | 1 | T X: T; NG BLQ: DFO |  |  | N | N |  | 10M | [23 empty] | N
221 | Alaska Village Elec Coop, Inc | 57065 | Kivalina | AK | Northwest Arctic | UNIT3 | Petroleum Liquids | IC |  | S | X | X |  |  | 0.2 | 0.9 | 0.2 | 0.2 | 0.1 | N |  |  | OP | X | 5 | 1990 |  |  | Y | Electric Utility | 1 | T X: T; NG BLQ: DFO |  |  | N | N |  | 10M | [23 empty] | N
221 | Alaska Village Elec Coop, Inc | 60244 | Marshall | AK | Wade Hampton | 3 | Petroleum Liquids | IC |  | S | X | X |  |  | 0.2 | 0.9 | 0.2 | 0.2 | 0.1 | N |  |  | OP | X | 6 | 1994 |  |  | N | Electric Utility | 1 | T X: X; NG BLQ: DFO |  |  |  | N |  | 10M | [23 empty] | N
221 | Alaska Village Elec Coop, Inc | 60260 | Brevig Mission | AK | Nome | 1 | Petroleum Liquids | IC |  | S | X | X |  |  | 0.2 | 0.9 | 0.2 | 0.2 | 0.1 | N |  |  | OP | X | 6 | 2010 |  |  | N | Electric Utility | 1 | T X: X; NG BLQ: DFO |  |  | N | N |  | 10M | [23 empty] | N
219 | Alaska Power and Telephone Co | 423 | Hydaburg | AK | Prince of Wales Ketchikan | 3A | Petroleum Liquids | IC |  | S | X | X |  |  | 0.3 | 0.8 | 0.3 | 0.3 | 0.1 | N |  |  | OP | X | 10 | 2001 |  |  | N | Electric Utility | 1 | T X: X; NG BLQ: DFO |  |  | N | N |  | 10M | [23 empty] | N
219 | Alaska Power and Telephone Co | 423 | Hydaburg | AK | Prince of Wales Ketchikan | 5 | Petroleum Liquids | IC |  | S | X | X |  |  | 0.3 | 0.8 | 0.3 | 0.3 | 0.1 | N |  |  | OP | X | 9 | 1985 |  |  | N | Electric Utility | 1 | T X: X; NG BLQ: DFO |  |  | N | N |  | 10M | [23 empty] | N
221 | Alaska Village Elec Coop, Inc | 6323 | Kiana | AK | Northwest Arctic | 1B | Petroleum Liquids | IC |  | S | X | X |  |  | 0.3 | 0.9 | 0.3 | 0.3 | 0.1 | N |  |  | OP | X | 9 | 2001 |  |  | N | Electric Utility | 1 | T X: X; NG BLQ: DFO |  |  | N | N |  | 10M | [23 empty] | N
221 | Alaska Village Elec Coop, Inc | 6329 | Mountain Village | AK | Bethel | 1 | Petroleum Liquids | IC |  | S | X | X |  |  | 0.3 | 0.9 | 0.3 | 0.3 | 0.1 | N |  |  | OP | X | 4 | 1984 |  |  | N | Electric Utility | 1 | T X: X; NG BLQ: DFO |  |  | N | N |  | 10M | [23 empty] | N
221 | Alaska Village Elec Coop, Inc | 6330 | Noorvik | AK | Northwest Arctic | 1A | Petroleum Liquids | IC |  | S | X | X |  |  | 0.3 | 0.9 | 0.3 | 0.3 | 0.1 | N |  |  | OP | X | 9 | 1997 |  |  | N | Electric Utility | 1 | T X: X; NG BLQ: DFO |  |  | N | N |  | 10M | [23 empty] | N
221 | Alaska Village Elec Coop, Inc | 6345 | Shishmaref | AK | Nome | 1 | Petroleum Liquids | IC |  | S | X | X |  |  | 0.3 | 0.9 | 0.3 | 0.3 | 0.1 | N |  |  | OP | X | 6 | 2004 |  |  | N | Electric Utility | 1 | T X: X; NG BLQ: DFO |  |  | N | N |  | 10M | [23 empty] | N
221 | Alaska Village Elec Coop, Inc | 6345 | Shishmaref | AK | Nome | 2 | Petroleum Liquids | IC |  | S | X | X |  |  | 0.3 | 0.9 | 0.3 | 0.3 | 0.1 | N |  |  | OP | X | 12 | 1976 |  |  | N | Electric Utility | 1 | T X: X; NG BLQ: DFO |  |  | N | N |  | 10M | [23 empty] | N
9188 | I-N-N Electric Coop, Inc | 7183 | Newhalen | AK | Lake and Peninsula | 5 | Petroleum Liquids | IC |  | S | X | X |  |  | 0.3 | 0.8 | 0.3 | 0.3 | 0 | N |  |  | OP | X | 9 | 2012 |  |  | N | Electric Utility | 1 | T X: X; NG BLQ: DFO |  |  | N |  |  | 10M | [23 empty] | N
9188 | I-N-N Electric Coop, Inc | 7183 | Newhalen | AK | Lake and Peninsula | 6 | Petroleum Liquids | IC |  | S | X | X |  |  | 0.3 | 0.8 | 0.3 | 0.3 | 0 | N |  |  | OP | X | 9 | 2012 |  |  | N | Electric Utility | 1 | T X: X; NG BLQ: DFO |  |  | N |  |  | 10M | [23 empty] | N
9188 | I-N-N Electric Coop, Inc | 7183 | Newhalen | AK | Lake and Peninsula | 7 | Petroleum Liquids | IC |  | S | X | X |  |  | 0.3 | 0.8 | 0.3 | 0.3 | 0 | N |  |  | OP | X | 9 | 2012 |  |  | N | Electric Utility | 1 | T X: X; NG BLQ: DFO |  |  | N | N |  | 10M | [23 empty] | N
26616 | North Slope Borough Power & Light | 7487 | NSB Anaktuvuk Pass | AK | North Slope | 1 | Petroleum Liquids | IC |  | S | X | X |  |  | 0.3 | 0.8 | 0.3 | 0.3 | 0.1 | N |  |  | OP | X | 9 | 1994 |  |  | N | Electric Utility | 1 | T X: X; NG BLQ: DFO |  |  | N | N |  | 1H | [20 empty] | N |  |  | N | N
26616 | North Slope Borough Power & Light | 7487 | NSB Anaktuvuk Pass | AK | North Slope | 2 | Petroleum Liquids | IC |  | S | X | X |  |  | 0.3 | 0.8 | 0.3 | 0.3 | 0.1 | N |  |  | OP | X | 9 | 1994 |  |  | N | Electric Utility | 1 | T X: X; NG BLQ: DFO |  |  | N | N |  | 1H | [20 empty] | N |  |  | N | N
26616 | North Slope Borough Power & Light | 7487 | NSB Anaktuvuk Pass | AK | North Slope | 3 | Petroleum Liquids | IC |  | S | X | X |  |  | 0.3 | 0.8 | 0.3 | 0.3 | 0.1 | N |  |  | OP | X | 9 | 1994 |  |  | N | Electric Utility | 1 | T X: X; NG BLQ: DFO |  |  | N | N |  | 1H | [20 empty] | N |  |  | N | N
9897 | City of King Cove | 7493 | King Cove | AK | Aleutians East | 1 | Petroleum Liquids | IC |  | S | X | X |  |  | 0.3 | 0.8 | 0.3 | 0.3 | 0.2 | N |  |  | OP | X | 2 | 1980 |  |  | N | Electric Utility | 1 | T X: X; NG BLQ: DFO |  |  | N |  |  | 10M | [23 empty] | N | N
9897 | City of King Cove | 7493 | King Cove | AK | Aleutians East | 5 | Petroleum Liquids | IC |  | S | X | X |  |  | 0.3 | 0.8 | 0.3 | 0.3 | 0.2 | N |  |  | OP | X | 2 | 1980 |  |  | N | Electric Utility | 1 | T X: X; NG BLQ: DFO |  |  | N |  |  | 10M | [23 empty] | N | N
19454 | City of Unalaska - (AK) | 7502 | Dutch Harbor | AK | Aleutians West | 15 | Petroleum Liquids | IC |  | S | X | X |  |  | 0.3 | 0.8 | 0.2 | 0.2 | 0.2 | N |  |  | SB | Y | 11 | 2010 |  |  | N | Electric Utility | 1 | T X: X; NG BLQ: DFO |  |  | N | N |  | 1H | [23 empty] | N |  | N
221 | Alaska Village Elec Coop, Inc | 57051 | Noatak | AK | Northwest Arctic | UNIT2 | Petroleum Liquids | IC |  | S | X | X |  |  | 0.3 | 0.9 | 0.3 | 0.3 | 0.1 | N |  |  | OP | X | 12 | 2008 |  |  | Y | Electric Utility | 1 | T X: T; NG BLQ: DFO |  |  | N | N |  | 10M | [23 empty] | N
221 | Alaska Village Elec Coop, Inc | 57057 | Quinhagak | AK | Bethel | UNIT2 | Petroleum Liquids | IC |  | S | X | X |  |  | 0.3 | 0.9 | 0.3 | 0.3 | 0.1 | N |  |  | OP | X | 3 | 2002 |  |  | Y | Electric Utility | 1 | T X: T; NG BLQ: DFO |  |  | N | N |  | 10M | [23 empty] | N
221 | Alaska Village Elec Coop, Inc | 57058 | Pilot Station | AK | Wade Hampton | UNIT3 | Petroleum Liquids | IC |  | S | X | X |  |  | 0.3 | 0.9 | 0.3 | 0.3 | 0.1 | N |  |  | OP | X | 1 | 2002 |  |  | Y | Electric Utility | 1 | T X: T; NG BLQ: DFO |  |  | N | N |  | 10M | [23 empty] | N
221 | Alaska Village Elec Coop, Inc | 57062 | Gambell | AK | Nome | 1A | Petroleum Liquids | IC |  | S | X | X |  |  | 0.3 | 0.9 | 0.3 | 0.3 | 0.1 | N |  |  | OP | X | 9 | 2006 |  |  | Y | Electric Utility | 1 | T X: T; NG BLQ: DFO |  |  |  | N |  | 10M | [23 empty] | N
221 | Alaska Village Elec Coop, Inc | 57063 | Shungnak | AK | Northwest Arctic | UNIT2 | Petroleum Liquids | IC |  | S | X | X |  |  | 0.3 | 0.9 | 0.3 | 0.3 | 0.1 | N |  |  | OP | X | 11 | 1984 |  |  | Y | Electric Utility | 1 | T X: T; NG BLQ: DFO |  |  | N | N |  | 10M | [23 empty] | N
221 | Alaska Village Elec Coop, Inc | 57063 | Shungnak | AK | Northwest Arctic | UNIT3 | Petroleum Liquids | IC |  | S | X | X |  |  | 0.3 | 0.9 | 0.3 | 0.3 | 0.1 | N |  |  | OP | X | 8 | 1998 |  |  | Y | Electric Utility | 1 | T X: T; NG BLQ: DFO |  |  | N | N |  | 10M | [23 empty] | N
221 | Alaska Village Elec Coop, Inc | 57064 | Kotlik | AK | Wade Hampton | UNIT1 | Petroleum Liquids | IC |  | S | X | X |  |  | 0.3 | 0.9 | 0.3 | 0.3 | 0.1 | N |  |  | OP | X | 9 | 2007 |  |  | Y | Electric Utility | 1 | T X: T; NG BLQ: DFO |  |  | N | N |  | 10M | [23 empty] | N
221 | Alaska Village Elec Coop, Inc | 57064 | Kotlik | AK | Wade Hampton | UNIT2 | Petroleum Liquids | IC |  | S | X | X |  |  | 0.3 | 0.9 | 0.3 | 0.3 | 0.1 | N |  |  | OP | X | 9 | 2007 |  |  | Y | Electric Utility | 1 | T X: T; NG BLQ: DFO |  |  | N | N |  | 10M | [23 empty] | N
221 | Alaska Village Elec Coop, Inc | 57065 | Kivalina | AK | Northwest Arctic | UNIT2 | Petroleum Liquids | IC |  | S | X | X |  |  | 0.3 | 0.9 | 0.3 | 0.3 | 0.1 | N |  |  | OP | X | 10 | 1977 |  |  | Y | Electric Utility | 1 | T X: T; NG BLQ: DFO |  |  | N | N |  | 10M | [23 empty] | N
57494 | TDX North Slope Generating Inc. | 58278 | TNSG North Plant | AK | North Slope | 13 | Petroleum Liquids | IC |  | S | X | X |  |  | 0.3 | 0.8 | 0.3 | 0.3 | 0 | N |  |  | OP | X | 10 | 2010 |  |  | N | Electric Utility | 1 | T X: X; NG BLQ: DFO |  |  | N | N |  | 10M | [23 empty] | N | N
221 | Alaska Village Elec Coop, Inc | 60243 | Ambler | AK | Northwest Arctic | 2 | Petroleum Liquids | IC |  | S | X | X |  |  | 0.3 | 0.9 | 0.3 | 0.3 | 0.1 | N |  |  | OP | X | 8 | 1993 |  |  | N | Electric Utility | 1 | T X: X; NG BLQ: DFO |  |  |  | N |  | 10M | [23 empty] | N
13642 | Nome Joint Utility Systems | 90 | Snake River | AK | Nome | 18 | Petroleum Liquids | IC |  | S | X | X |  |  | 0.4 | 0.8 | 0.4 | 0.4 | 0.1 | N |  |  | OP | X | 1 | 2013 |  |  | N | Electric Utility | 1 | T X: X; NG BLQ: DFO |  |  | N | N |  | 12H | [23 empty] | N
219 | Alaska Power and Telephone Co | 406 | Tok | AK | Southeast Fairbanks | 8 | Petroleum Liquids | IC |  | S | X | X |  |  | 0.4 | 0.8 | 0.4 | 0.4 | 0.2 | N |  |  | OP | X | 10 | 1985 |  |  | N | Electric Utility | 1 | T X: X; NG BLQ: DFO |  |  | N | N |  | 10M | [23 empty] | N
219 | Alaska Power and Telephone Co | 423 | Hydaburg | AK | Prince of Wales Ketchikan | 1A | Petroleum Liquids | IC |  | S | X | X |  |  | 0.4 | 0.8 | 0.4 | 0.4 | 0.2 | N |  |  | OP | X | 10 | 1990 |  |  | N | Electric Utility | 1 | T X: X; NG BLQ: DFO |  |  | N | N |  | 10M | [23 empty] | N
221 | Alaska Village Elec Coop, Inc | 6319 | Hooper Bay | AK | Bethel | 3B | Petroleum Liquids | IC |  | S | X | X |  |  | 0.4 | 0.9 | 0.4 | 0.4 | 0.1 | N |  |  | OP | X | 4 | 2018 |  |  | N | Electric Utility | 1 | T X: X; NG BLQ: DFO |  |  |  | N |  | 10M | [23 empty] | N | N | N
221 | Alaska Village Elec Coop, Inc | 6323 | Kiana | AK | Northwest Arctic | 3B | Petroleum Liquids | IC |  | S | X | X |  |  | 0.4 | 0.9 | 0.4 | 0.4 | 0.1 | N |  |  | OP | X | 8 | 2019 |  |  | N | Electric Utility | 1 | T X: X; NG BLQ: DFO |  |  | N | N |  | 10M | [23 empty] | N
221 | Alaska Village Elec Coop, Inc | 6345 | Shishmaref | AK | Nome | 3A | Petroleum Liquids | IC |  | S | X | X |  |  | 0.4 | 0.9 | 0.4 | 0.4 | 0.1 | N |  |  | OP | X | 4 | 2002 |  |  | N | Electric Utility | 1 | T X: X; NG BLQ: DFO |  |  |  | N |  | 10M | [23 empty] | N
29297 | Pelican Utility | 6702 | Pelican | AK | Skagway Hoonah Angoon | IC6 | Petroleum Liquids | IC |  | W | X | X |  |  | 0.4 | 0.9 | 0.4 | 0.4 | 0.2 | N |  |  | OP | X | 9 | 2008 |  |  | N | Electric Utility | 1 | T X: X; NG BLQ: DFO |  |  | N | N |  | 10M | [23 empty] | N
29297 | Pelican Utility | 6702 | Pelican | AK | Skagway Hoonah Angoon | IC7 | Petroleum Liquids | IC |  | W | X | X |  |  | 0.4 | 0.9 | 0.4 | 0.4 | 0.2 | N |  |  | OP | X | 9 | 2008 |  |  | N | Electric Utility | 1 | T X: X; NG BLQ: DFO |  |  | N | N |  | 10M | [23 empty] | N
219 | Alaska Power and Telephone Co | 7169 | Northway | AK | Southeast Fairbanks | 5 | Petroleum Liquids | IC |  | S | X | X |  |  | 0.4 | 0.8 | 0.4 | 0.4 | 0.2 | N |  |  | OP | X | 9 | 2007 |  |  | N | Electric Utility | 1 | T X: X; NG BLQ: DFO |  |  | N |  |  | 10M | [23 empty] | N
7833 | Gwitchyaa Zhee Utility Co | 7174 | Gwitchyaa Zhee | AK | Yukon Koyukuk | 10 | Petroleum Liquids | IC |  | S | X | X |  |  | 0.4 | 0.98 | 0.2 | 0.3 | 0.2 | N |  |  | OP | X | 12 | 2016 |  |  | Y | Electric Utility | 1 | T X: T; NG BLQ: DFO |  |  |  | N |  | 10M | [23 empty] | N | N
7833 | Gwitchyaa Zhee Utility Co | 7174 | Gwitchyaa Zhee | AK | Yukon Koyukuk | 9 | Petroleum Liquids | IC |  | S | X | X |  |  | 0.4 | 0.98 | 0.2 | 0.3 | 0.2 | N |  |  | OP | X | 12 | 2016 |  |  | Y | Electric Utility | 1 | T X: T; NG BLQ: DFO |  |  |  | N |  | 10M | [23 empty] | N
219 | Alaska Power and Telephone Co | 7414 | Thorne Bay Plant | AK | Prince of Wales Ketchikan | 4 | Petroleum Liquids | IC |  | S | X | X |  |  | 0.4 | 0.8 | 0.4 | 0.4 | 0.2 | N |  |  | OP | X | 1 | 1996 |  |  | N | Electric Utility | 1 | T X: X; NG BLQ: DFO |  |  | N | N |  | 10M | [23 empty] | N
26616 | North Slope Borough Power & Light | 7482 | NSB Atqasuk Utility | AK | North Slope | NA3 | Petroleum Liquids | IC |  | S | X | X |  |  | 0.4 | 0.8 | 0.4 | 0.4 | 0.3 | N |  |  | OP | X | 2 | 2003 |  |  | N | Electric Utility | 1 | T X: X; NG BLQ: DFO |  |  | N | N |  | 1H | [20 empty] | N |  |  | N | N
26616 | North Slope Borough Power & Light | 7482 | NSB Atqasuk Utility | AK | North Slope | PG2 | Petroleum Liquids | IC |  | S | X | X |  |  | 0.4 | 0.8 | 0.4 | 0.4 | 0.2 | N |  |  | OP | X | 8 | 1986 |  |  | N | Electric Utility | 1 | T X: X; NG BLQ: DFO |  |  | N | N |  | 1H | [20 empty] | N |  |  | N | N
26616 | North Slope Borough Power & Light | 7483 | NSB Kaktovik Utility | AK | North Slope | PG3A | Petroleum Liquids | IC |  | S | X | X |  |  | 0.4 | 0.8 | 0.4 | 0.4 | 0.2 | N |  |  | OP | X | 9 | 2000 |  |  | N | Electric Utility | 1 | T X: X; NG BLQ: DFO |  |  | N | N |  | 1H | [20 empty] | N |  |  | N | N
26616 | North Slope Borough Power & Light | 7483 | NSB Kaktovik Utility | AK | North Slope | PG4A | Petroleum Liquids | IC |  | S | X | X |  |  | 0.4 | 0.8 | 0.4 | 0.4 | 0.2 | N |  |  | OP | X | 9 | 2000 |  |  | N | Electric Utility | 1 | T X: X; NG BLQ: DFO |  |  | N | N |  | 1H | [20 empty] | N |  |  | N | N
26616 | North Slope Borough Power & Light | 7484 | NSB Nuiqsut Utility | AK | North Slope | PG3A | Petroleum Liquids | IC |  | S | X | X |  |  | 0.4 | 0.8 | 0.4 | 0.4 | 0.2 | N |  |  | OP | X | 9 | 1999 |  |  | N | Electric Utility | 1 | T X: X; NG BLQ: DFO |  |  | N | N |  | 1H | [20 empty] | N |  |  | N | N
26616 | North Slope Borough Power & Light | 7488 | NSB Wainwright Utility | AK | North Slope | PG1 | Petroleum Liquids | IC |  | S | X | X |  |  | 0.4 | 0.8 | 0.4 | 0.4 | 0.2 | N |  |  | OP | X | 8 | 1988 |  |  | N | Electric Utility | 1 | T X: X; NG BLQ: DFO |  |  | N | N |  | 1H | [20 empty] | N |  |  | N | N
26616 | North Slope Borough Power & Light | 7488 | NSB Wainwright Utility | AK | North Slope | PG2 | Petroleum Liquids | IC |  | S | X | X |  |  | 0.4 | 0.8 | 0.4 | 0.4 | 0.2 | N |  |  | OP | X | 8 | 1988 |  |  | N | Electric Utility | 1 | T X: X; NG BLQ: DFO |  |  | N | N |  | 1H | [20 empty] | N |  |  | N | N
26616 | North Slope Borough Power & Light | 7488 | NSB Wainwright Utility | AK | North Slope | PG3 | Petroleum Liquids | IC |  | S | X | X |  |  | 0.4 | 0.8 | 0.4 | 0.4 | 0.2 | N |  |  | OP | X | 8 | 1989 |  |  | N | Electric Utility | 1 | T X: X; NG BLQ: DFO |  |  | N | N |  | 1H | [20 empty] | N |  |  | N | N
221 | Alaska Village Elec Coop, Inc | 57052 | Savoonga | AK | Nome | UNIT1 | Petroleum Liquids | IC |  | S | X | X |  |  | 0.4 | 0.9 | 0.4 | 0.4 | 0.1 | N |  |  | OP | X | 7 | 2008 |  |  | Y | Electric Utility | 1 | T X: T; NG BLQ: DFO |  |  | N | N |  | 10M | [23 empty] | N
221 | Alaska Village Elec Coop, Inc | 57054 | Upper Kalskag | AK | Bethel | UNIT2 | Petroleum Liquids | IC |  | S | X | X |  |  | 0.4 | 0.9 | 0.4 | 0.4 | 0.1 | N |  |  | OP | X | 12 | 2004 |  |  | Y | Electric Utility | 1 | T X: T; NG BLQ: DFO |  |  | N | N |  | 10M | [23 empty] | N
221 | Alaska Village Elec Coop, Inc | 57056 | Scammon Bay | AK | Wade Hampton | UNIT1 | Petroleum Liquids | IC |  | S | X | X |  |  | 0.4 | 0.9 | 0.4 | 0.4 | 0.1 | N |  |  | OP | X | 5 | 2004 |  |  | Y | Electric Utility | 1 | T X: T; NG BLQ: DFO |  |  | N | N |  | 10M | [23 empty] | N
221 | Alaska Village Elec Coop, Inc | 57056 | Scammon Bay | AK | Wade Hampton | UNIT2 | Petroleum Liquids | IC |  | S | X | X |  |  | 0.4 | 0.9 | 0.4 | 0.4 | 0.1 | N |  |  | OP | X | 9 | 2001 |  |  | Y | Electric Utility | 1 | T X: T; NG BLQ: DFO |  |  | N | N |  | 10M | [23 empty] | N
221 | Alaska Village Elec Coop, Inc | 57057 | Quinhagak | AK | Bethel | UNIT1 | Petroleum Liquids | IC |  | S | X | X |  |  | 0.4 | 0.9 | 0.4 | 0.4 | 0.1 | N |  |  | OP | X | 12 | 1996 |  |  | Y | Electric Utility | 1 | T X: T; NG BLQ: DFO |  |  | N | N |  | 10M | [23 empty] | N
221 | Alaska Village Elec Coop, Inc | 57059 | Koyuk | AK | Nome | UNIT2 | Petroleum Liquids | IC |  | S | X | X |  |  | 0.4 | 0.9 | 0.4 | 0.4 | 0.1 | N |  |  | OP | X | 2 | 2005 |  |  | Y | Electric Utility | 1 | T X: T; NG BLQ: DFO |  |  | N | N |  | 10M | [23 empty] | N
221 | Alaska Village Elec Coop, Inc | 57060 | Elim | AK | Nome | UNIT2 | Petroleum Liquids | IC |  | S | X | X |  |  | 0.4 | 0.9 | 0.4 | 0.4 | 0.1 | N |  |  | OP | X | 6 | 2003 |  |  | Y | Electric Utility | 1 | T X: T; NG BLQ: DFO |  |  | N | N |  | 10M | [23 empty] | N
221 | Alaska Village Elec Coop, Inc | 57063 | Shungnak | AK | Northwest Arctic | UNIT4 | Petroleum Liquids | IC |  | S | X | X |  |  | 0.4 | 0.9 | 0.4 | 0.4 | 0.1 | N |  |  | OP | X | 3 | 1991 |  |  | Y | Electric Utility | 1 | T X: T; NG BLQ: DFO |  |  | N | N |  | 10M | [23 empty] | N
221 | Alaska Village Elec Coop, Inc | 57064 | Kotlik | AK | Wade Hampton | UNIT3 | Petroleum Liquids | IC |  | S | X | X |  |  | 0.4 | 0.9 | 0.5 | 0.5 | 0.1 | N |  |  | OP | X | 9 | 2007 |  |  | Y | Electric Utility | 1 | T X: T; NG BLQ: DFO |  |  | N | N |  | 10M | [23 empty] | N
221 | Alaska Village Elec Coop, Inc | 57064 | Kotlik | AK | Wade Hampton | UNIT4 | Petroleum Liquids | IC |  | S | X | X |  |  | 0.4 | 0.9 | 0.5 | 0.5 | 0.1 | N |  |  | OP | X | 9 | 2007 |  |  | Y | Electric Utility | 1 | T X: T; NG BLQ: DFO |  |  | N | N |  | 10M | [23 empty] | N
221 | Alaska Village Elec Coop, Inc | 57065 | Kivalina | AK | Northwest Arctic | UNIT4 | Petroleum Liquids | IC |  | S | X | X |  |  | 0.4 | 0.9 | 0.4 | 0.4 | 0.1 | N |  |  | OP | X | 12 | 2004 |  |  | Y | Electric Utility | 1 | T X: T; NG BLQ: DFO |  |  | N | N |  | 10M | [23 empty] | N
221 | Alaska Village Elec Coop, Inc | 60243 | Ambler | AK | Northwest Arctic | 1A | Petroleum Liquids | IC |  | S | X | X |  |  | 0.4 | 0.9 | 0.4 | 0.4 | 0.1 | N |  |  | OP | X | 8 | 2020 |  |  | N | Electric Utility | 1 | T X: X; NG BLQ: DFO | [5 empty] | 10M | [23 empty] | N
221 | Alaska Village Elec Coop, Inc | 60243 | Ambler | AK | Northwest Arctic | 3 | Petroleum Liquids | IC |  | S | X | X |  |  | 0.4 | 0.9 | 0.4 | 0.4 | 0.1 | N |  |  | OP | X | 12 | 1990 |  |  | N | Electric Utility | 1 | T X: X; NG BLQ: DFO |  |  |  | N |  | 10M | [23 empty] | N
221 | Alaska Village Elec Coop, Inc | 60244 | Marshall | AK | Wade Hampton | 2 | Petroleum Liquids | IC |  | S | X | X |  |  | 0.4 | 0.9 | 0.4 | 0.4 | 0.1 | N |  |  | OP | X | 12 | 2005 |  |  | N | Electric Utility | 1 | T X: X; NG BLQ: DFO |  |  | N | N |  | 10M | [23 empty] | N
221 | Alaska Village Elec Coop, Inc | 60245 | New Stuyahok | AK | Dillingham | 1 | Petroleum Liquids | IC |  | S | X | X |  |  | 0.4 | 0.9 | 0.4 | 0.4 | 0.1 | N |  |  | OP | X | 9 | 2010 |  |  | N | Electric Utility | 1 | T X: X; NG BLQ: DFO |  |  | N | N |  | 10M | [23 empty] | N
221 | Alaska Village Elec Coop, Inc | 60260 | Brevig Mission | AK | Nome | 2 | Petroleum Liquids | IC |  | S | X | X |  |  | 0.4 | 0.9 | 0.4 | 0.4 | 0.1 | N |  |  | OP | X | 6 | 2010 |  |  | N | Electric Utility | 1 | T X: X; NG BLQ: DFO |  |  |  | N |  | 10M | [23 empty] | N
221 | Alaska Village Elec Coop, Inc | 60260 | Brevig Mission | AK | Nome | 3A | Petroleum Liquids | IC |  | S | X | X |  |  | 0.4 | 0.9 | 0.4 | 0.4 | 0.1 | N |  |  | OP | X | 1 | 2018 |  |  | N | Electric Utility | 1 | T X: X; NG BLQ: DFO |  |  | N | N |  | 10M | [23 empty] | N | N | N
219 | Alaska Power and Telephone Co | 61685 | Slana Generating Station | AK | Southeast Fairbanks | 1 | Petroleum Liquids | IC |  | S | X | X |  |  | 0.4 | 0.95 | 0.4 | 0.4 | 0.1 | N |  |  | OP | X | 1 | 2016 |  |  | N | Electric Utility | 1 | T X: X; NG BLQ: DFO |  |  | N | N |  | 10M | [23 empty] | N
219 | Alaska Power and Telephone Co | 61685 | Slana Generating Station | AK | Southeast Fairbanks | 2 | Petroleum Liquids | IC |  | S | X | X |  |  | 0.4 | 0.95 | 0.4 | 0.4 | 0.1 | N |  |  | OP | X | 1 | 2016 |  |  | N | Electric Utility | 1 | T X: X; NG BLQ: DFO |  |  | N | N |  | 10M | [23 empty] | N
219 | Alaska Power and Telephone Co | 61685 | Slana Generating Station | AK | Southeast Fairbanks | 3 | Petroleum Liquids | IC |  | S | X | X |  |  | 0.4 | 0.95 | 0.4 | 0.4 | 0.1 | N |  |  | OP | X | 1 | 2016 |  |  | N | Electric Utility | 1 | T X: X; NG BLQ: DFO |  |  | N | N |  | 10M | [23 empty] | N
63560 | TDX Sand Point Generating, LLC | 1 | Sand Point | AK | Aleutians East | 3 | Petroleum Liquids | IC |  | S | X | X |  |  | 0.5 | 0.8 | 0.3 | 0.3 | 0.3 | N |  |  | OP | X | 12 | 2010 |  |  | N | IPP Non-CHP | 2 | T X: X; NG BLQ: DFO | [5 empty] | 10M | [23 empty] | N
219 | Alaska Power and Telephone Co | 66 | Skagway | AK | Skagway Hoonah Angoon | 8A | Petroleum Liquids | IC |  | S | X | X |  |  | 0.5 | 0.8 | 0.5 | 0.5 | 0.2 | N |  |  | OP | X | 9 | 1991 |  |  | N | Electric Utility | 1 | T X: X; NG BLQ: DFO |  |  | N | N |  | 10M | [23 empty] | N
13870 | Nushagak Electric Coop, Inc | 109 | Dillingham | AK | Dillingham | 16 | Petroleum Liquids | IC |  | S | X | X |  |  | 0.5 | 0.8 | 0.5 | 0.5 | 0.1 | N |  |  | OP | X | 12 | 2009 |  |  | N | Electric Utility | 1 | T X: X; NG BLQ: DFO | [5 empty] | 10M | [23 empty] | N | N | N
219 | Alaska Power and Telephone Co | 406 | Tok | AK | Southeast Fairbanks | 6 | Petroleum Liquids | IC |  | S | X | X |  |  | 0.5 | 0.8 | 0.5 | 0.5 | 0.2 | N |  |  | OS | X | 12 | 2010 |  |  | N | Electric Utility | 1 | T X: X; NG BLQ: DFO |  |  | N | N |  | 10M | [23 empty] | N
10433 | Kodiak Electric Assn Inc | 6282 | Port Lions Microgrid | AK | Kodiak Island | 5 | Petroleum Liquids | IC |  | S | X | X |  |  | 0.5 | 0.8 | 0.5 | 0.5 | 0.1 | N |  |  | OP | X | 9 | 2017 |  |  | N | Electric Utility | 1 | T X: X; NG BLQ: DFO |  |  |  | N |  | 1H | [23 empty] | N | N | N
40548 | Unalakleet Valley Elec Coop | 6299 | Unalakleet | AK | Nome | 5 | Petroleum Liquids | IC |  | S | X | X |  |  | 0.5 | 0.95 | 0.4 | 0.4 | 0.1 | N |  |  | OP | X | 5 | 2010 |  |  | N | Electric Utility | 1 | T X: X; NG BLQ: DFO |  |  | N | N |  | 10M | [23 empty] | N | N | N
40548 | Unalakleet Valley Elec Coop | 6299 | Unalakleet | AK | Nome | 6 | Petroleum Liquids | IC |  | S | X | X |  |  | 0.5 | 0.95 | 0.4 | 0.4 | 0.1 | N |  |  | OP | X | 5 | 2010 |  |  | N | Electric Utility | 1 | T X: X; NG BLQ: DFO |  |  | N | N |  | 10M | [23 empty] | N | N | N
40548 | Unalakleet Valley Elec Coop | 6299 | Unalakleet | AK | Nome | 7 | Petroleum Liquids | IC |  | S | X | X |  |  | 0.5 | 0.95 | 0.4 | 0.4 | 0.1 | N |  |  | OP | X | 12 | 2010 |  |  | N | Electric Utility | 1 | T X: X; NG BLQ: DFO |  |  | N | N |  | 10M | [23 empty] | N | N | N
40548 | Unalakleet Valley Elec Coop | 6299 | Unalakleet | AK | Nome | 8 | Petroleum Liquids | IC |  | S | X | X |  |  | 0.5 | 0.95 | 0.4 | 0.4 | 0.1 | N |  |  | OP | X | 12 | 2010 |  |  | N | Electric Utility | 1 | T X: X; NG BLQ: DFO |  |  | N | N |  | 10M | [23 empty] | N | N | N
221 | Alaska Village Elec Coop, Inc | 6311 | Chevak | AK | Bethel | 1A | Petroleum Liquids | IC |  | S | X | X |  |  | 0.5 | 0.9 | 0.5 | 0.5 | 0.1 | N |  |  | OP | X | 10 | 2009 |  |  | N | Electric Utility | 1 | T X: X; NG BLQ: DFO |  |  | N | N |  | 10M | [23 empty] | N
221 | Alaska Village Elec Coop, Inc | 6311 | Chevak | AK | Bethel | 2A | Petroleum Liquids | IC |  | S | X | X |  |  | 0.5 | 0.9 | 0.5 | 0.5 | 0.1 | N |  |  | OP | X | 10 | 2009 |  |  | N | Electric Utility | 1 | T X: X; NG BLQ: DFO |  |  | N | N |  | 10M | [23 empty] | N
221 | Alaska Village Elec Coop, Inc | 6314 | Emmonak | AK | Wade Hampton | 2A | Petroleum Liquids | IC |  | S | X | X |  |  | 0.5 | 0.9 | 0.5 | 0.5 | 0.1 | N |  |  | OP | X | 10 | 2012 |  |  | N | Electric Utility | 1 | T X: X; NG BLQ: DFO |  |  | N | N |  | 10M | [23 empty] | N
221 | Alaska Village Elec Coop, Inc | 6314 | Emmonak | AK | Wade Hampton | 4a | Petroleum Liquids | IC |  | S | X | X |  |  | 0.5 | 0.9 | 0.5 | 0.5 | 0.1 | N |  |  | OP | X | 4 | 2005 |  |  | N | Electric Utility | 1 | T X: X; NG BLQ: DFO |  |  | N | N |  | 10M | [23 empty] | N |  | N
221 | Alaska Village Elec Coop, Inc | 6319 | Hooper Bay | AK | Bethel | 4B | Petroleum Liquids | IC |  | S | X | X |  |  | 0.5 | 0.9 | 0.5 | 0.5 | 0.1 | N |  |  | OP | X | 7 | 2013 |  |  | N | Electric Utility | 1 | T X: X; NG BLQ: DFO |  |  | N | N |  | 10M | [23 empty] | N
221 | Alaska Village Elec Coop, Inc | 6319 | Hooper Bay | AK | Bethel | 6 | Petroleum Liquids | IC |  | S | X | X |  |  | 0.5 | 0.9 | 0.5 | 0.5 | 0.2 | N |  |  | OP | X | 10 | 1997 |  |  | N | Electric Utility | 1 | T X: X; NG BLQ: DFO |  |  | N | N |  | 10M | [23 empty] | N
221 | Alaska Village Elec Coop, Inc | 6323 | Kiana | AK | Northwest Arctic | 4 | Petroleum Liquids | IC |  | S | X | X |  |  | 0.5 | 0.9 | 0.5 | 0.5 | 0.1 | N |  |  | OP | X | 7 | 1984 |  |  | N | Electric Utility | 1 | T X: X; NG BLQ: DFO |  |  | N | N |  | 10M | [23 empty] | N
221 | Alaska Village Elec Coop, Inc | 6329 | Mountain Village | AK | Bethel | 3B | Petroleum Liquids | IC |  | S | X | X |  |  | 0.5 | 0.9 | 0.5 | 0.5 | 0.1 | N |  |  | OP | X | 3 | 2005 |  |  | N | Electric Utility | 1 | T X: X; NG BLQ: DFO |  |  |  | N |  | 10M | [23 empty] | N
221 | Alaska Village Elec Coop, Inc | 6330 | Noorvik | AK | Northwest Arctic | 2B | Petroleum Liquids | IC |  | S | X | X |  |  | 0.5 | 0.9 | 0.5 | 0.5 | 0.1 | N |  |  | OP | X | 7 | 2017 |  |  | N | Electric Utility | 1 | T X: X; NG BLQ: DFO |  |  |  | N |  | 10M | [23 empty] | N | N | N
221 | Alaska Village Elec Coop, Inc | 6333 | Nunapitchuk | AK | Bethel | 1A | Petroleum Liquids | IC |  | S | X | X |  |  | 0.5 | 0.9 | 0.5 | 0.5 | 0.1 | N |  |  | SB | Y | 7 | 2006 |  |  | N | Electric Utility | 1 | T X: X; NG BLQ: DFO |  |  |  | N |  | 10M | [23 empty] | N
221 | Alaska Village Elec Coop, Inc | 6341 | Selawik | AK | Northwest Arctic | 2B | Petroleum Liquids | IC |  | S | X | X |  |  | 0.5 | 0.9 | 0.5 | 0.5 | 0.1 | N |  |  | OP | X | 8 | 2013 |  |  | N | Electric Utility | 1 | T X: X; NG BLQ: DFO |  |  |  | N |  | 10M | [23 empty] | N
221 | Alaska Village Elec Coop, Inc | 6345 | Shishmaref | AK | Nome | 4A | Petroleum Liquids | IC |  | S | X | X |  |  | 0.5 | 0.9 | 0.5 | 0.5 | 0.1 | N |  |  | OP | X | 7 | 2006 |  |  | N | Electric Utility | 1 | T X: X; NG BLQ: DFO |  |  | N |  |  | 10M | [23 empty] | N
221 | Alaska Village Elec Coop, Inc | 6348 | Togiak | AK | Dillingham | 4C | Petroleum Liquids | IC |  | S | X | X |  |  | 0.5 | 0.9 | 0.5 | 0.5 | 0.1 | N |  |  | OP | X | 4 | 2019 |  |  | N | Electric Utility | 1 | T X: X; NG BLQ: DFO | [5 empty] | 10M | [23 empty] | N
12119 | McGrath Light & Power Co | 6555 | McGrath | AK | Yukon Koyukuk | 3A | Petroleum Liquids | IC |  | S | X | X |  |  | 0.5 | 0.8 | 0.5 | 0.5 | 0.1 | N |  |  | OP | X | 5 | 2011 | 4 | 2021 | N | Electric Utility | 1 | T X: X; NG BLQ: DFO |  |  | N | N |  | 10M | [23 empty] | N | N | N
12119 | McGrath Light & Power Co | 6555 | McGrath | AK | Yukon Koyukuk | 4A | Petroleum Liquids | IC |  | S | X | X |  |  | 0.5 | 0.8 | 0.5 | 0.5 | 0.1 | N |  |  | OP | X | 2 | 2011 | 4 | 2021 | N | Electric Utility | 1 | T X: X; NG BLQ: DFO |  |  | N | N |  | 10M | [23 empty] | N | N | N
219 | Alaska Power and Telephone Co | 7169 | Northway | AK | Southeast Fairbanks | 1A | Petroleum Liquids | IC |  | S | X | X |  |  | 0.5 | 0.8 | 0.3 | 0.3 | 0.1 | N |  |  | OP | X | 12 | 1997 |  |  | N | Electric Utility | 1 | T X: X; NG BLQ: DFO |  |  | N | N |  | 10M | [23 empty] | N
4959 | Aniak Light & Power Co Inc | 7182 | Aniak | AK | Bethel | 1 | Petroleum Liquids | IC |  | S | X | X |  |  | 0.5 | 0.8 | 0.2 | 0.3 | 0.1 | N |  |  | OP | X | 7 | 1988 |  |  | N | Electric Utility | 1 | T X: X; NG BLQ: DFO |  |  | N | N |  | 10M | [23 empty] | N | N | N
6915 | Galena Electric Utility | 7437 | Galena Electric Utility | AK | Yukon Koyukuk | 2A | Petroleum Liquids | IC |  | S | X | X |  |  | 0.5 | 0.8 | 0.5 | 0.5 | 0.3 | N |  |  | OP | X | 8 | 2015 |  |  | N | Electric Utility | 1 | T X: X; NG BLQ: DFO |  |  | N | N | 0 | 10M | [23 empty] | N | N | N
18963 | Inside Passage Elec Coop, Inc | 7462 | Angoon | AK | Skagway Hoonah Angoon | 1A | Petroleum Liquids | IC |  | S | X | X |  |  | 0.5 | 0.8 | 0.5 | 0.5 | 0.1 | N |  |  | OP | X | 8 | 2009 |  |  | N | Electric Utility | 1 | T X: X; NG BLQ: DFO; NG BIT: JF |  |  | N | N |  | 10M |  |  |  | N | [19 empty] | N
18963 | Inside Passage Elec Coop, Inc | 7462 | Angoon | AK | Skagway Hoonah Angoon | 2A | Petroleum Liquids | IC |  | S | X | X |  |  | 0.5 | 0.8 | 0.5 | 0.5 | 0.1 | N |  |  | OP | X | 10 | 1998 |  |  | N | Electric Utility | 1 | T X: X; NG BLQ: DFO; NG BIT: JF |  |  | N | N |  | 10M |  |  |  | N | [19 empty] | N
18963 | Inside Passage Elec Coop, Inc | 7462 | Angoon | AK | Skagway Hoonah Angoon | 3 | Petroleum Liquids | IC |  | S | X | X |  |  | 0.5 | 0.8 | 0.5 | 0.5 | 0.1 | N |  |  | OP | X | 5 | 1990 |  |  | N | Electric Utility | 1 | T X: X; NG BLQ: DFO; NG BIT: JF |  |  | N | N |  | 10M | [23 empty] | N
18963 | Inside Passage Elec Coop, Inc | 7463 | Hoonah | AK | Skagway Hoonah Angoon | 3A | Petroleum Liquids | IC |  | S | X | X |  |  | 0.5 | 0.8 | 0.5 | 0.5 | 0.1 | N |  |  | OP | X | 8 | 2012 |  |  | N | Electric Utility | 1 | T X: X; NG BLQ: DFO; NG BIT: JF |  |  | N | N |  | 10M | [23 empty] | N
18963 | Inside Passage Elec Coop, Inc | 7463 | Hoonah | AK | Skagway Hoonah Angoon | 4 | Petroleum Liquids | IC |  | S | X | X |  |  | 0.5 | 0.8 | 0.5 | 0.5 | 0.1 | N |  |  | OP | X | 8 | 2012 |  |  | N | Electric Utility | 1 | T X: X; NG BLQ: DFO; NG BIT: JF |  |  | N |  |  | 10M | [23 empty] | N
18963 | Inside Passage Elec Coop, Inc | 7464 | Kake | AK | Wrangell Petersburg | 1B | Petroleum Liquids | IC |  | S | X | X |  |  | 0.5 | 0.8 | 0.5 | 0.5 | 0.1 | N |  |  | OP | X | 9 | 2017 |  |  | N | Electric Utility | 1 | T X: X; NG BLQ: DFO; NG BIT: JF |  |  | N | N |  | 10M | [23 empty] | N
18963 | Inside Passage Elec Coop, Inc | 7464 | Kake | AK | Wrangell Petersburg | 2A | Petroleum Liquids | IC |  | S | X | X |  |  | 0.5 | 0.8 | 0.5 | 0.5 | 0.1 | N |  |  | OP | X | 9 | 2017 |  |  | N | Electric Utility | 1 | T X: X; NG BLQ: DFO; NG BIT: JF |  |  | N | N |  | 10M | [23 empty] | N
18963 | Inside Passage Elec Coop, Inc | 7464 | Kake | AK | Wrangell Petersburg | 3B | Petroleum Liquids | IC |  | S | X | X |  |  | 0.5 | 0.8 | 0.5 | 0.5 | 0.1 | N |  |  | OP | X | 9 | 2017 |  |  | N | Electric Utility | 1 | T X: X; NG BLQ: DFO; NG BIT: JF |  |  | N | N |  | 10M | [23 empty] | N
18963 | Inside Passage Elec Coop, Inc | 7464 | Kake | AK | Wrangell Petersburg | 4 | Petroleum Liquids | IC |  | S | X | X |  |  | 0.5 | 0.8 | 0.5 | 0.5 | 0.1 | N |  |  | OP | X | 9 | 2017 |  |  | N | Electric Utility | 1 | T X: X; NG BLQ: DFO; NG BIT: JF |  |  | N | N |  | 10M | [23 empty] | N
9897 | City of King Cove | 7493 | King Cove | AK | Aleutians East | 2 | Petroleum Liquids | IC |  | S | X | X |  |  | 0.5 | 0.8 | 0.4 | 0.4 | 0.2 | N |  |  | OP | X | 1 | 1986 |  |  | N | Electric Utility | 1 | T X: X; NG BLQ: DFO |  |  | N |  |  | 10M | [23 empty] | N | N
221 | Alaska Village Elec Coop, Inc | 57051 | Noatak | AK | Northwest Arctic | 5A | Petroleum Liquids | IC |  | S | X | X |  |  | 0.5 | 0.9 | 0.5 | 0.5 | 0.1 | N |  |  | OP | X | 6 | 2015 |  |  | Y | Electric Utility | 1 | T X: T; NG BLQ: DFO |  |  |  | N |  | 10M | [23 empty] | N | N | N
221 | Alaska Village Elec Coop, Inc | 57051 | Noatak | AK | Northwest Arctic | UNIT4 | Petroleum Liquids | IC |  | S | X | X |  |  | 0.5 | 0.9 | 0.5 | 0.5 | 0.1 | N |  |  | OP | X | 7 | 2004 |  |  | Y | Electric Utility | 1 | T X: T; NG BLQ: DFO |  |  | N | N |  | 10M | [23 empty] | N
221 | Alaska Village Elec Coop, Inc | 57052 | Savoonga | AK | Nome | 2A | Petroleum Liquids | IC |  | S | X | X |  |  | 0.5 | 0.9 | 0.5 | 0.5 | 0.1 | N |  |  | OP | X | 5 | 2019 |  |  | N | Electric Utility | 1 | T X: X; NG BLQ: DFO |  |  | N | N |  | 10M | [23 empty] | N
221 | Alaska Village Elec Coop, Inc | 57054 | Upper Kalskag | AK | Bethel | UNIT3 | Petroleum Liquids | IC |  | S | X | X |  |  | 0.5 | 0.9 | 0.5 | 0.5 | 0.1 | N |  |  | OP | X | 12 | 2004 |  |  | Y | Electric Utility | 1 | T X: T; NG BLQ: DFO |  |  | N | N |  | 10M | [23 empty] | N
221 | Alaska Village Elec Coop, Inc | 57055 | Stebbins | AK | Nome | 1 | Petroleum Liquids | IC |  | S | X | X |  |  | 0.5 | 0.9 | 0.5 | 0.5 | 0.1 | N |  |  | OP | X | 3 | 2014 |  |  | N | Electric Utility | 1 | T X: X; NG BLQ: DFO |  |  |  | N |  | 10M | [23 empty] | N
221 | Alaska Village Elec Coop, Inc | 57055 | Stebbins | AK | Nome | 2 | Petroleum Liquids | IC |  | S | X | X |  |  | 0.5 | 0.9 | 0.5 | 0.5 | 0.1 | N |  |  | OP | X | 3 | 2014 |  |  | N | Electric Utility | 1 | T X: X; NG BLQ: DFO |  |  |  | N |  | 10M | [23 empty] | N
221 | Alaska Village Elec Coop, Inc | 57055 | Stebbins | AK | Nome | 3 | Petroleum Liquids | IC |  | S | X | X |  |  | 0.5 | 0.9 | 0.5 | 0.5 | 0.1 | N |  |  | OP | X | 3 | 2014 |  |  | N | Electric Utility | 1 | T X: X; NG BLQ: DFO |  |  |  | N |  | 10M | [23 empty] | N
221 | Alaska Village Elec Coop, Inc | 57055 | Stebbins | AK | Nome | 4 | Petroleum Liquids | IC |  | S | X | X |  |  | 0.5 | 0.9 | 0.5 | 0.5 | 0.1 | N |  |  | OP | X | 3 | 2014 |  |  | N | Electric Utility | 1 | T X: X; NG BLQ: DFO |  |  |  | N |  | 10M | [23 empty] | N
221 | Alaska Village Elec Coop, Inc | 57056 | Scammon Bay | AK | Wade Hampton | UNIT3 | Petroleum Liquids | IC |  | S | X | X |  |  | 0.5 | 0.9 | 0.5 | 0.5 | 0.1 | N |  |  | OP | X | 1 | 2007 |  |  | Y | Electric Utility | 1 | T X: T; NG BLQ: DFO |  |  | N | N |  | 10M | [23 empty] | N
221 | Alaska Village Elec Coop, Inc | 57057 | Quinhagak | AK | Bethel | 3A | Petroleum Liquids | IC |  | S | X | X |  |  | 0.5 | 0.9 | 0.5 | 0.5 | 0.1 | N |  |  | OP | X | 8 | 2019 |  |  | N | Electric Utility | 1 | T X: X; NG BLQ: DFO |  |  |  | N |  | 10M | [23 empty] | N
221 | Alaska Village Elec Coop, Inc | 57058 | Pilot Station | AK | Wade Hampton | 1 | Petroleum Liquids | IC |  | S | X | X |  |  | 0.5 | 0.9 | 0.5 | 0.5 | 0.1 | N |  |  | OP | X | 4 | 2018 |  |  | N | Electric Utility | 1 | T X: X; NG BLQ: DFO |  |  |  | N |  | 10M | [23 empty] | N | N | N
221 | Alaska Village Elec Coop, Inc | 57058 | Pilot Station | AK | Wade Hampton | UNIT2 | Petroleum Liquids | IC |  | S | X | X |  |  | 0.5 | 0.9 | 0.5 | 0.5 | 0.1 | N |  |  | OP | X | 1 | 2005 |  |  | Y | Electric Utility | 1 | T X: T; NG BLQ: DFO |  |  | N | N |  | 10M | [23 empty] | N
221 | Alaska Village Elec Coop, Inc | 57059 | Koyuk | AK | Nome | UNIT3 | Petroleum Liquids | IC |  | S | X | X |  |  | 0.5 | 0.9 | 0.5 | 0.5 | 0.1 | N |  |  | OP | X | 2 | 2005 |  |  | Y | Electric Utility | 1 | T X: T; NG BLQ: DFO |  |  | N | N |  | 10M | [23 empty] | N
221 | Alaska Village Elec Coop, Inc | 57060 | Elim | AK | Nome | 3A | Petroleum Liquids | IC |  | S | X | X |  |  | 0.5 | 0.9 | 0.5 | 0.5 | 0.1 | N |  |  | OP | X | 6 | 2019 |  |  | N | Electric Utility | 1 | T X: X; NG BLQ: DFO |  |  | N | N |  | 10M | [23 empty] | N
221 | Alaska Village Elec Coop, Inc | 57062 | Gambell | AK | Nome | UNIT2 | Petroleum Liquids | IC |  | S | X | X |  |  | 0.5 | 0.9 | 0.5 | 0.5 | 0.1 | N |  |  | OP | X | 9 | 2006 |  |  | Y | Electric Utility | 1 | T X: T; NG BLQ: DFO |  |  | N | N |  | 10M | [23 empty] | N
221 | Alaska Village Elec Coop, Inc | 57066 | Kasigluk | AK | Bethel | UNIT2 | Petroleum Liquids | IC |  | S | X | X |  |  | 0.5 | 0.9 | 0.5 | 0.5 | 0.1 | N |  |  | OP | X | 2 | 2006 |  |  | Y | Electric Utility | 1 | T X: T; NG BLQ: DFO |  |  | N | N |  | 10M | [23 empty] | N |  | N
221 | Alaska Village Elec Coop, Inc | 57067 | Toksook Bay | AK | Bethel | UNIT2 | Petroleum Liquids | IC |  | S | X | X |  |  | 0.5 | 0.9 | 0.5 | 0.5 | 0.1 | N |  |  | OP | X | 8 | 2005 |  |  | Y | Electric Utility | 1 | T X: T; NG BLQ: DFO |  |  | N | N |  | 10M | [23 empty] | N
221 | Alaska Village Elec Coop, Inc | 60244 | Marshall | AK | Wade Hampton | 1 | Petroleum Liquids | IC |  | S | X | X |  |  | 0.5 | 0.9 | 0.5 | 0.5 | 0.1 | N |  |  | OP | X | 10 | 2010 |  |  | N | Electric Utility | 1 | T X: X; NG BLQ: DFO |  |  | N | N |  | 10M | [23 empty] | N
221 | Alaska Village Elec Coop, Inc | 60245 | New Stuyahok | AK | Dillingham | 2 | Petroleum Liquids | IC |  | S | X | X |  |  | 0.5 | 0.9 | 0.5 | 0.5 | 0.1 | N |  |  | OP | X | 8 | 2003 |  |  | N | Electric Utility | 1 | T X: X; NG BLQ: DFO |  |  | N | N |  | 10M | [23 empty] | N
221 | Alaska Village Elec Coop, Inc | 60245 | New Stuyahok | AK | Dillingham | 3A | Petroleum Liquids | IC |  | S | X | X |  |  | 0.5 | 0.9 | 0.5 | 0.5 | 0.1 | N |  |  | OP | X | 12 | 2020 |  |  | N | Electric Utility | 1 | T X: X; NG BLQ: DFO | [5 empty] | 10M | [23 empty] | N
219 | Alaska Power and Telephone Co | 69 | Haines | AK | Haines | 5 | Petroleum Liquids | IC |  | S | X | X |  |  | 0.6 | 0.8 | 0.6 | 0.6 | 0.2 | N |  |  | OS | X | 6 | 1968 |  |  | N | Electric Utility | 1 | T X: X; NG BLQ: DFO |  |  | N | N |  | 10M | [23 empty] | N
14856 | Petersburg Borough - (AK) | 91 | Petersburg | AK | Wrangell Petersburg | IC4 | Petroleum Liquids | IC |  | S | X | X |  |  | 0.6 | 0.8 | 0.6 | 0.6 | 0.3 | N |  |  | OP | X | 3 | 1979 |  |  | N | Electric Utility | 1 | T X: X; NG BLQ: DFO |  |  | N | N |  | 10M | [23 empty] | N | N | N
219 | Alaska Power and Telephone Co | 421 | Craig (AK) | AK | Prince of Wales Ketchikan | 1 | Petroleum Liquids | IC |  | S | X | X |  |  | 0.6 | 0.8 | 0.6 | 0.6 | 0.3 | N |  |  | OP | X | 9 | 1984 |  |  | N | Electric Utility | 1 | T X: X; NG BLQ: DFO |  |  | N | N |  | 10M | [23 empty] | N
221 | Alaska Village Elec Coop, Inc | 6338 | St Marys IC | AK | Bethel | 2 | Petroleum Liquids | IC |  | S | X | X |  |  | 0.6 | 0.9 | 0.6 | 0.6 | 0.1 | N |  |  | OP | X | 11 | 1980 |  |  | N | Electric Utility | 1 | T X: X; NG BLQ: DFO |  |  | N | N |  | 10M | [23 empty] | N
221 | Alaska Village Elec Coop, Inc | 6348 | Togiak | AK | Dillingham | 1 | Petroleum Liquids | IC |  | S | X | X |  |  | 0.6 | 0.9 | 0.6 | 0.6 | 0.1 | N |  |  | OP | X | 4 | 2019 |  |  | N | Electric Utility | 1 | T X: X; NG BLQ: DFO |  |  | N | N |  | 10M | [23 empty] | N
221 | Alaska Village Elec Coop, Inc | 6348 | Togiak | AK | Dillingham | 2B | Petroleum Liquids | IC |  | S | X | X |  |  | 0.6 | 0.9 | 0.6 | 0.6 | 0.1 | N |  |  | OP | X | 4 | 2019 |  |  | N | Electric Utility | 1 | T X: X; NG BLQ: DFO |  |  |  | N |  | 10M | [23 empty] | N
12119 | McGrath Light & Power Co | 6555 | McGrath | AK | Yukon Koyukuk | 6 | Petroleum Liquids | IC |  | S | X | X |  |  | 0.6 | 0.8 | 0.6 | 0.6 | 0.1 | N |  |  | OP | X | 12 | 1988 | 4 | 2021 | N | Electric Utility | 1 | T X: X; NG BLQ: DFO |  |  | N | N |  | 10M |  |  |  | N | [19 empty] | N | N | N
12119 | McGrath Light & Power Co | 6555 | McGrath | AK | Yukon Koyukuk | 7 | Petroleum Liquids | IC |  | S | X | X |  |  | 0.6 | 0.8 | 0.6 | 0.6 | 0.1 | N |  |  | OP | X | 4 | 1993 | 4 | 2021 | N | Electric Utility | 1 | T X: X; NG BLQ: DFO |  |  | N | N |  | 10M | [23 empty] | N | N | N
221 | Alaska Village Elec Coop, Inc | 6637 | Yakutat | AK | Yakutat | 3A | Petroleum Liquids | IC |  | S | X | X |  |  | 0.6 | 0.8 | 0.6 | 0.6 | 0 | N |  |  | OP | X | 6 | 1999 |  |  | N | Electric Utility | 1 | T X: X; NG BLQ: DFO |  |  | N | N |  | 10M | [23 empty] | N
4959 | Aniak Light & Power Co Inc | 7182 | Aniak | AK | Bethel | 10 | Petroleum Liquids | IC |  | S | X | X |  |  | 0.6 | 0.9 | 0.6 | 0.6 | 0.3 | N |  |  | OP | X | 7 | 2016 |  |  | N | Electric Utility | 1 | T X: X; NG BLQ: DFO |  |  | N | N |  | 10M | [23 empty] | N
4959 | Aniak Light & Power Co Inc | 7182 | Aniak | AK | Bethel | 9 | Petroleum Liquids | IC |  | S | X | X |  |  | 0.6 | 0.8 | 0.6 | 0.6 | 0.1 | N |  |  | OP | X | 12 | 1996 |  |  | N | Electric Utility | 1 | T X: X; NG BLQ: DFO |  |  | N |  |  | 1H | [23 empty] | N
219 | Alaska Power and Telephone Co | 7414 | Thorne Bay Plant | AK | Prince of Wales Ketchikan | 2 | Petroleum Liquids | IC |  | S | X | X |  |  | 0.6 | 0.8 | 0.6 | 0.6 | 0.2 | N |  |  | OP | X | 8 | 1993 |  |  | N | Electric Utility | 1 | T X: X; NG BLQ: DFO |  |  | N | N |  | 10M | [23 empty] | N
26616 | North Slope Borough Power & Light | 7482 | NSB Atqasuk Utility | AK | North Slope | PG3 | Petroleum Liquids | IC |  | S | X | X |  |  | 0.6 | 0.8 | 0.6 | 0.6 | 0.4 | N |  |  | OP | X | 8 | 1986 |  |  | N | Electric Utility | 1 | T X: X; NG BLQ: DFO |  |  | N | N |  | 1H | [20 empty] | N |  |  | N | N
26616 | North Slope Borough Power & Light | 7484 | NSB Nuiqsut Utility | AK | North Slope | PG3B | Natural Gas Internal Combustion Engine | IC |  | S | X | X |  |  | 0.6 | 0.8 | 0.6 | 0.6 | 0.3 | N |  |  | OP | X | 4 | 2013 |  |  | N | Electric Utility | 1 | [11 empty] | N | N |  | 1H | [23 empty] | N | N | bar: T X to NG BLQ
26616 | North Slope Borough Power & Light | 7485 | NSB Point Hope Utility | AK | North Slope | PG6 | Petroleum Liquids | IC |  | S | X | X |  |  | 0.6 | 0.8 | 0.6 | 0.6 | 0.2 | N |  |  | OP | X | 9 | 1995 |  |  | N | Electric Utility | 1 | T X: X; NG BLQ: DFO |  |  | N | N |  | 1H | [20 empty] | N |  |  | N | N
26616 | North Slope Borough Power & Light | 7485 | NSB Point Hope Utility | AK | North Slope | PG7 | Petroleum Liquids | IC |  | S | X | X |  |  | 0.6 | 0.8 | 0.6 | 0.6 | 0.2 | N |  |  | OP | X | 9 | 1995 |  |  | N | Electric Utility | 1 | T X: X; NG BLQ: DFO |  |  | N | N |  | 1H | [20 empty] | N |  |  | N | N
26616 | North Slope Borough Power & Light | 7486 | NSB Point Lay Utility | AK | North Slope | PG10 | Petroleum Liquids | IC |  | S | X | X |  |  | 0.6 | 0.8 | 0.6 | 0.6 | 0.2 | N |  |  | OP | X | 7 | 2013 |  |  | N | Electric Utility | 1 | T X: X; NG BLQ: DFO |  |  | N | N |  | 1H | [23 empty] | N | N
26616 | North Slope Borough Power & Light | 7486 | NSB Point Lay Utility | AK | North Slope | PG7 | Petroleum Liquids | IC |  | S | X | X |  |  | 0.6 | 0.8 | 0.6 | 0.6 | 0.1 | N |  |  | OP | X | 7 | 2013 |  |  | N | Electric Utility | 1 | T X: X; NG BLQ: DFO |  |  | N | N |  | 1H | [23 empty] | N | N
26616 | North Slope Borough Power & Light | 7486 | NSB Point Lay Utility | AK | North Slope | PG8 | Petroleum Liquids | IC |  | S | X | X |  |  | 0.6 | 0.8 | 0.6 | 0.6 | 0.3 | N |  |  | OP | X | 7 | 2013 |  |  | N | Electric Utility | 1 | T X: X; NG BLQ: DFO |  |  | N | N |  | 1H | [23 empty] | N | N
26616 | North Slope Borough Power & Light | 7486 | NSB Point Lay Utility | AK | North Slope | PG9 | Petroleum Liquids | IC |  | S | X | X |  |  | 0.6 | 0.8 | 0.6 | 0.6 | 0.3 | N |  |  | OP | X | 7 | 2013 |  |  | N | Electric Utility | 1 | T X: X; NG BLQ: DFO |  |  | N | N |  | 1H | [23 empty] | N | N
63560 | TDX Sand Point Generating, LLC | 1 | Sand Point | AK | Aleutians East | 5 | Petroleum Liquids | IC |  | S | X | X |  |  | 0.7 | 0.8 | 0.4 | 0.3 | 0.3 | N |  |  | OA | X | 12 | 2000 |  |  | N | IPP Non-CHP | 2 | T X: X; NG BLQ: DFO | [5 empty] | 10M | [23 empty] | N
10451 | Kotzebue Electric Assn Inc | 6304 | Kotzebue Hybrid | AK | NORTHWEST ARCTIC | 17 | Petroleum Liquids | IC |  | S | X | X |  |  | 0.7 | 0.8 | 0.7 | 0.7 | 0.1 | N |  |  | OP | X | 5 | 2016 |  |  | N | Electric Utility | 1 | T X: X; NG BLQ: DFO |  |  | N |  |  | 12H | [23 empty] | N | N | N
221 | Alaska Village Elec Coop, Inc | 6329 | Mountain Village | AK | Bethel | 5A | Petroleum Liquids | IC |  | S | X | X |  |  | 0.7 | 0.9 | 0.7 | 0.7 | 0.2 | N |  |  | OP | X | 12 | 2010 |  |  | N | Electric Utility | 1 | T X: X; NG BLQ: DFO |  |  |  | N |  | 10M | [23 empty] | N
221 | Alaska Village Elec Coop, Inc | 6330 | Noorvik | AK | Northwest Arctic | 3A | Petroleum Liquids | IC |  | S | X | X |  |  | 0.7 | 0.9 | 0.7 | 0.7 | 0.2 | N |  |  | OP | X | 12 | 2003 |  |  | N | Electric Utility | 1 | T X: X; NG BLQ: DFO |  |  | N | N |  | 10M | [23 empty] | N
9897 | City of King Cove | 7493 | King Cove | AK | Aleutians East | 3 | Petroleum Liquids | IC |  | S | X | X |  |  | 0.7 | 0.8 | 0.6 | 0.6 | 0.6 | N |  |  | OP | X | 6 | 1992 |  |  | N | Electric Utility | 1 | T X: X; NG BLQ: DFO |  |  | N |  |  | 10M | [23 empty] | N | N | N
221 | Alaska Village Elec Coop, Inc | 57061 | St. Michael | AK | Nome | 4 | Petroleum Liquids | IC |  | S | X | X |  |  | 0.7 | 0.9 | 0.7 | 0.7 | 0.2 | N |  |  | SB | Y | 5 | 2015 |  |  | Y | Electric Utility | 1 | T X: T; NG BLQ: DFO |  |  | N | N |  | 10M | [23 empty] | N | N | N
221 | Alaska Village Elec Coop, Inc | 57066 | Kasigluk | AK | Bethel | 5A | Petroleum Liquids | IC |  | S | X | X |  |  | 0.7 | 0.9 | 0.7 | 0.7 | 0.2 | N |  |  | OP | X | 8 | 2004 |  |  | Y | Electric Utility | 1 | T X: T; NG BLQ: DFO |  |  | N | N |  | 10M | [23 empty] | N | N | N
219 | Alaska Power and Telephone Co | 66 | Skagway | AK | Skagway Hoonah Angoon | 6A | Petroleum Liquids | IC |  | S | X | X |  |  | 0.8 | 0.8 | 0.8 | 0.8 | 0.3 | N |  |  | OP | X | 4 | 1986 |  |  | N | Electric Utility | 1 | T X: X; NG BLQ: DFO |  |  | N | N |  | 10M | [23 empty] | N
14856 | Petersburg Borough - (AK) | 91 | Petersburg | AK | Wrangell Petersburg | IC5 | Petroleum Liquids | IC |  | S | X | X |  |  | 0.8 | 0.8 | 0.7 | 0.7 | 0.4 | N |  |  | OP | X | 3 | 1979 |  |  | N | Electric Utility | 1 | T X: X; NG BLQ: DFO |  |  | N | N |  | 10M | [23 empty] | N | N | N
13201 | Naknek Electric Assn, Inc | 6301 | Naknek | AK | Bristol Bay | NA3 | Petroleum Liquids | IC |  | S | X | X |  |  | 0.8 | 0.97 | 0.8 | 0.8 | 0.8 | N |  |  | OP | X | 5 | 1991 |  |  | Y | Electric Utility | 1 | T X: T; NG BLQ: DFO |  |  | N | N |  | 10M | [23 empty] | N
13201 | Naknek Electric Assn, Inc | 6301 | Naknek | AK | Bristol Bay | NA4 | Petroleum Liquids | IC |  | S | X | X |  |  | 0.8 | 0.97 | 0.8 | 0.8 | 0.8 | N |  |  | OP | X | 6 | 1992 |  |  | Y | Electric Utility | 1 | T X: T; NG BLQ: DFO |  |  | N | N |  | 10M | [23 empty] | N
13201 | Naknek Electric Assn, Inc | 6301 | Naknek | AK | Bristol Bay | NA5 | Petroleum Liquids | IC |  | S | X | X |  |  | 0.8 | 0.97 | 0.8 | 0.8 | 0.8 | N |  |  | OP | X | 9 | 1993 |  |  | Y | Electric Utility | 1 | T X: T; NG BLQ: DFO |  |  | N | N |  | 10M | [23 empty] | N
221 | Alaska Village Elec Coop, Inc | 6311 | Chevak | AK | Bethel | 3A | Petroleum Liquids | IC |  | S | X | X |  |  | 0.8 | 0.9 | 0.8 | 0.8 | 0.1 | N |  |  | OP | X | 10 | 2009 |  |  | N | Electric Utility | 1 | T X: X; NG BLQ: DFO |  |  | N | N |  | 10M | [23 empty] | N
221 | Alaska Village Elec Coop, Inc | 6319 | Hooper Bay | AK | Bethel | 5A | Petroleum Liquids | IC |  | S | X | X |  |  | 0.8 | 0.9 | 0.8 | 0.8 | 0.2 | N |  |  | OP | X | 6 | 2016 |  |  | N | Electric Utility | 1 | T X: X; NG BLQ: DFO |  |  |  | N |  | 10M | [23 empty] | N | N | N
221 | Alaska Village Elec Coop, Inc | 6329 | Mountain Village | AK | Bethel | 4A | Petroleum Liquids | IC |  | S | X | X |  |  | 0.8 | 0.9 | 0.8 | 0.8 | 0.2 | N |  |  | OP | X | 12 | 2015 |  |  | N | Electric Utility | 1 | T X: X; NG BLQ: DFO |  |  |  | N |  | 10M | [23 empty] | N | N | N
221 | Alaska Village Elec Coop, Inc | 6341 | Selawik | AK | Northwest Arctic | 1B | Petroleum Liquids | IC |  | S | X | X |  |  | 0.8 | 0.9 | 0.8 | 0.8 | 0.2 | N |  |  | OP | X | 12 | 2020 |  |  | N | Electric Utility | 1 | T X: X; NG BLQ: DFO | [5 empty] | 10M | [23 empty] | N
221 | Alaska Village Elec Coop, Inc | 6637 | Yakutat | AK | Yakutat | 2B | Petroleum Liquids | IC |  | S | X | X |  |  | 0.8 | 0.8 | 0.8 | 0.8 | 0 | N |  |  | OP | X | 6 | 1999 |  |  | N | Electric Utility | 1 | T X: X; NG BLQ: DFO |  |  | N | N |  | 10M | [23 empty] | N | N
6915 | Galena Electric Utility | 7437 | Galena Electric Utility | AK | Yukon Koyukuk | 1A | Petroleum Liquids | IC |  | S | X | X |  |  | 0.8 | 0.8 | 0.8 | 0.8 | 0.4 | N |  |  | OP | X | 6 | 1999 |  |  | N | Electric Utility | 1 | T X: X; NG BLQ: DFO |  |  | N | N |  | 10M | [23 empty] | N | N | N
6915 | Galena Electric Utility | 7437 | Galena Electric Utility | AK | Yukon Koyukuk | 3A | Petroleum Liquids | IC |  | S | X | X |  |  | 0.8 | 0.8 | 0.8 | 0.8 | 0.4 | N |  |  | OP | X | 6 | 2009 |  |  | N | Electric Utility | 1 | T X: X; NG BLQ: DFO |  |  | N | N |  | 10M | [23 empty] | N
6915 | Galena Electric Utility | 7437 | Galena Electric Utility | AK | Yukon Koyukuk | 5A | Petroleum Liquids | IC |  | S | X | X |  |  | 0.8 | 0.8 | 0.8 | 0.8 | 0.4 | N |  |  | OP | X | 6 | 2009 |  |  | N | Electric Utility | 1 | T X: X; NG BLQ: DFO |  |  | N | N |  | 10M | [23 empty] | N | N
26616 | North Slope Borough Power & Light | 7484 | NSB Nuiqsut Utility | AK | North Slope | PG5A | Natural Gas Internal Combustion Engine | IC |  | S | X | X |  |  | 0.8 | 0.8 | 0.8 | 0.8 | 0.3 | N |  |  | OP | X | 10 | 2008 |  |  | N | Electric Utility | 1 | [11 empty] | N | N |  | 1H | [23 empty] | N | N | N | bar: T X to NG BLQ
26616 | North Slope Borough Power & Light | 7484 | NSB Nuiqsut Utility | AK | North Slope | PG6A | Natural Gas Internal Combustion Engine | IC |  | S | X | X |  |  | 0.8 | 0.8 | 0.8 | 0.8 | 0.3 | N |  |  | OP | X | 10 | 2008 |  |  | N | Electric Utility | 1 | [11 empty] | N | N |  | 1H | [23 empty] | N | N | N | bar: T X to NG BLQ
221 | Alaska Village Elec Coop, Inc | 57052 | Savoonga | AK | Nome | UNIT3 | Petroleum Liquids | IC |  | S | X | X |  |  | 0.8 | 0.9 | 0.8 | 0.8 | 0.2 | N |  |  | OP | X | 7 | 2008 |  |  | Y | Electric Utility | 1 | T X: T; NG BLQ: DFO |  |  | N | N |  | 10M | [23 empty] | N
221 | Alaska Village Elec Coop, Inc | 57053 | Alakanuk | AK | Wade Hampton | UNIT4 | Petroleum Liquids | IC |  | S | X | X |  |  | 0.8 | 0.9 | 0.8 | 0.8 | 0.2 | N |  |  | SB | Y | 8 | 2013 |  |  | Y | Electric Utility | 1 | T X: T; NG BLQ: DFO |  |  |  | N |  | 10M | [23 empty] | N
221 | Alaska Village Elec Coop, Inc | 57062 | Gambell | AK | Nome | UNIT3 | Petroleum Liquids | IC |  | S | X | X |  |  | 0.8 | 0.9 | 0.8 | 0.8 | 0.2 | N |  |  | OP | X | 9 | 2006 |  |  | Y | Electric Utility | 1 | T X: T; NG BLQ: DFO |  |  | N | N |  | 10M | [23 empty] | N
221 | Alaska Village Elec Coop, Inc | 57066 | Kasigluk | AK | Bethel | 1 | Petroleum Liquids | IC |  | S | X | X |  |  | 0.8 | 0.9 | 0.8 | 0.8 | 0.2 | N |  |  | OP | X | 12 | 2017 |  |  | N | Electric Utility | 1 | T X: X; NG BLQ: DFO |  |  | N | N |  | 10M | [23 empty] | N | N | N
221 | Alaska Village Elec Coop, Inc | 57067 | Toksook Bay | AK | Bethel | 1A | Petroleum Liquids | IC |  | S | X | X |  |  | 0.8 | 0.9 | 0.8 | 0.8 | 0.2 | N |  |  | OP | X | 10 | 2019 |  |  | N | Electric Utility | 1 | T X: X; NG BLQ: DFO |  |  | N | N |  | 10M | [23 empty] | N
221 | Alaska Village Elec Coop, Inc | 57067 | Toksook Bay | AK | Bethel | UNIT3 | Petroleum Liquids | IC |  | S | X | X |  |  | 0.8 | 0.9 | 0.8 | 0.8 | 0.2 | N |  |  | OP | X | 8 | 2005 |  |  | Y | Electric Utility | 1 | T X: T; NG BLQ: DFO |  |  | N | N |  | 10M | [23 empty] | N
57494 | TDX North Slope Generating Inc. | 58117 | TNSG South Plant | AK | North Slope | 2 | Natural Gas Internal Combustion Engine | IC |  | S | X | X |  |  | 0.8 | 0.8 | 0.8 | 0.8 | 0 | N |  |  | OP | X | 1 | 1992 |  |  | N | Electric Utility | 1 | [11 empty] | N | N |  | 10M | [23 empty] | N | N | N | bar: T X to NG BLQ
57494 | TDX North Slope Generating Inc. | 58117 | TNSG South Plant | AK | North Slope | 3 | Natural Gas Internal Combustion Engine | IC |  | S | X | X |  |  | 0.8 | 0.8 | 0.8 | 0.8 | 0 | N |  |  | OP | X | 1 | 1992 |  |  | N | Electric Utility | 1 | [11 empty] | N | N |  | 10M | [23 empty] | N | N | N | bar: T X to NG BLQ
63560 | TDX Sand Point Generating, LLC | 1 | Sand Point | AK | Aleutians East | 1 | Petroleum Liquids | IC |  | S | X | X |  |  | 0.9 | 0.8 | 0.4 | 0.4 | 0.4 | N |  |  | SB | Y | 12 | 2000 |  |  | N | IPP Non-CHP | 2 | T X: X; NG BLQ: DFO | [5 empty] | 10M | [23 empty] | N
63560 | TDX Sand Point Generating, LLC | 1 | Sand Point | AK | Aleutians East | 2 | Petroleum Liquids | IC |  | S | X | X |  |  | 0.9 | 0.8 | 0.3 | 0.3 | 0.3 | N |  |  | OP | X | 12 | 2000 |  |  | N | IPP Non-CHP | 2 | T X: X; NG BLQ: DFO | [5 empty] | 10M | [23 empty] | N
219 | Alaska Power and Telephone Co | 406 | Tok | AK | Southeast Fairbanks | 9 | Petroleum Liquids | IC |  | S | X | X |  |  | 0.9 | 0.8 | 1 | 1 | 0.4 | N |  |  | OP | X | 10 | 1985 |  |  | N | Electric Utility | 1 | T X: X; NG BLQ: DFO |  |  | N | N |  | 10M | [23 empty] | N
4329 | Copper Valley Elec Assn, Inc | 6306 | Valdez | AK | Valdez Cordova | 6 | Petroleum Liquids | IC |  | S | X | X |  |  | 0.9 | 0.8 | 0.8 | 0.8 | 0.1 | N |  |  | OP | X | 8 | 1974 |  |  | N | Electric Utility | 1 | T X: X; NG BLQ: DFO |  |  | N | N |  | 10M | [23 empty] | N | N | N
221 | Alaska Village Elec Coop, Inc | 6314 | Emmonak | AK | Wade Hampton | 6 | Petroleum Liquids | IC |  | S | X | X |  |  | 0.9 | 0.9 | 0.9 | 0.9 | 0.2 | N |  |  | OP | X | 4 | 1995 |  |  | N | Electric Utility | 1 | T X: X; NG BLQ: DFO |  |  | N | N |  | 10M | [23 empty] | N |  | N
221 | Alaska Village Elec Coop, Inc | 6338 | St Marys IC | AK | Bethel | 3 | Petroleum Liquids | IC |  | S | X | X |  |  | 0.9 | 0.9 | 0.9 | 0.9 | 0.2 | N |  |  | OP | X | 11 | 1974 |  |  | N | Electric Utility | 1 | T X: X; NG BLQ: DFO |  |  | N | N |  | 10M | [23 empty] | N
221 | Alaska Village Elec Coop, Inc | 6341 | Selawik | AK | Northwest Arctic | 3B | Petroleum Liquids | IC |  | S | X | X |  |  | 0.9 | 0.9 | 0.5 | 0.5 | 0.2 | N |  |  | OP | X | 4 | 2014 |  |  | N | Electric Utility | 1 | T X: X; NG BLQ: DFO |  |  |  | N |  | 10M | [23 empty] | N
26616 | North Slope Borough Power & Light | 7482 | NSB Atqasuk Utility | AK | North Slope | NA1 | Petroleum Liquids | IC |  | S | X | X |  |  | 0.9 | 0.8 | 0.9 | 0.9 | 0.2 | N |  |  | OP | X | 2 | 2003 |  |  | N | Electric Utility | 1 | T X: X; NG BLQ: DFO |  |  | N | N |  | 1H | [20 empty] | N |  |  | N | N | N
26616 | North Slope Borough Power & Light | 7482 | NSB Atqasuk Utility | AK | North Slope | NA2 | Petroleum Liquids | IC |  | S | X | X |  |  | 0.9 | 0.8 | 0.9 | 0.9 | 0.2 | N |  |  | OP | X | 2 | 2003 |  |  | N | Electric Utility | 1 | T X: X; NG BLQ: DFO |  |  | N | N |  | 1H | [20 empty] | N |  |  | N | N | N
26616 | North Slope Borough Power & Light | 7483 | NSB Kaktovik Utility | AK | North Slope | PG1A | Petroleum Liquids | IC |  | S | X | X |  |  | 0.9 | 0.8 | 0.9 | 0.9 | 0.4 | N |  |  | OP | X | 9 | 2000 |  |  | N | Electric Utility | 1 | T X: X; NG BLQ: DFO |  |  | N | N |  | 1H | [23 empty] | N | N
26616 | North Slope Borough Power & Light | 7483 | NSB Kaktovik Utility | AK | North Slope | PG2A | Petroleum Liquids | IC |  | S | X | X |  |  | 0.9 | 0.8 | 0.9 | 0.9 | 0.4 | N |  |  | OP | X | 9 | 2000 |  |  | N | Electric Utility | 1 | T X: X; NG BLQ: DFO |  |  | N | N |  | 1H | [20 empty] | N |  |  | N | N
26616 | North Slope Borough Power & Light | 7484 | NSB Nuiqsut Utility | AK | North Slope | PG1A | Petroleum Liquids | IC |  | S | X | X |  |  | 0.9 | 0.8 | 0.9 | 0.9 | 0.4 | N |  |  | OP | X | 9 | 1999 |  |  | N | Electric Utility | 1 | T X: X; NG BLQ: DFO |  |  | N | N |  | 1H | [20 empty] | N |  |  | N | N
26616 | North Slope Borough Power & Light | 7484 | NSB Nuiqsut Utility | AK | North Slope | PG2A | Petroleum Liquids | IC |  | S | X | X |  |  | 0.9 | 0.8 | 0.9 | 0.9 | 0.4 | N |  |  | OP | X | 9 | 1999 |  |  | N | Electric Utility | 1 | T X: X; NG BLQ: DFO |  |  | N | N |  | 1H | [20 empty] | N |  |  | N | N
26616 | North Slope Borough Power & Light | 7485 | NSB Point Hope Utility | AK | North Slope | PG8 | Petroleum Liquids | IC |  | S | X | X |  |  | 0.9 | 0.8 | 0.9 | 0.9 | 0.4 | N |  |  | OP | X | 8 | 2008 |  |  | N | Electric Utility | 1 | T X: X; NG BLQ: DFO |  |  | N | N |  | 1H | [20 empty] | N |  |  | N | N
26616 | North Slope Borough Power & Light | 7487 | NSB Anaktuvuk Pass | AK | North Slope | 6 | Petroleum Liquids | IC |  | S | X | X |  |  | 0.9 | 0.8 | 0.9 | 0.9 | 0.4 | N |  |  | OP | X | 12 | 2003 |  |  | N | Electric Utility | 1 | T X: X; NG BLQ: DFO |  |  | N | N |  | 1H | [20 empty] | N |  |  | N | N
26616 | North Slope Borough Power & Light | 7487 | NSB Anaktuvuk Pass | AK | North Slope | 7 | Petroleum Liquids | IC |  | S | X | X |  |  | 0.9 | 0.8 | 0.9 | 0.9 | 0.4 | N |  |  | OP | X | 12 | 2003 |  |  | N | Electric Utility | 1 | T X: X; NG BLQ: DFO |  |  | N | N |  | 1H | [20 empty] | N |  |  | N | N
26616 | North Slope Borough Power & Light | 7488 | NSB Wainwright Utility | AK | North Slope | PG4A | Petroleum Liquids | IC |  | S | X | X |  |  | 0.9 | 0.8 | 0.9 | 0.9 | 0.4 | N |  |  | OP | X | 10 | 2001 |  |  | N | Electric Utility | 1 | T X: X; NG BLQ: DFO |  |  | N | N |  | 1H | [20 empty] | N |  |  | N | N
26616 | North Slope Borough Power & Light | 7488 | NSB Wainwright Utility | AK | North Slope | PG5 | Petroleum Liquids | IC |  | S | X | X |  |  | 0.9 | 0.8 | 0.9 | 0.9 | 0.4 | N |  |  | OP | X | 10 | 2001 |  |  | N | Electric Utility | 1 | T X: X; NG BLQ: DFO |  |  | N | N |  | 1H | [20 empty] | N |  |  | N | N
219 | Alaska Power and Telephone Co | 66 | Skagway | AK | Skagway Hoonah Angoon | 9 | Petroleum Liquids | IC |  | S | X | X |  |  | 1 | 0.8 | 1 | 1 | 0.4 | N |  |  | OP | X | 4 | 2009 |  |  | N | Electric Utility | 1 | T X: X; NG BLQ: DFO |  |  | N | N |  | 10M | [23 empty] | N
13870 | Nushagak Electric Coop, Inc | 109 | Dillingham | AK | Dillingham | 11 | Petroleum Liquids | IC |  | S | X | X |  |  | 1 | 0.8 | 1 | 1 | 0.5 | N |  |  | OP | X | 11 | 2001 |  |  | N | Electric Utility | 1 | T X: X; NG BLQ: DFO |  |  | N | N |  | 10M | [23 empty] | N | N | N
13870 | Nushagak Electric Coop, Inc | 109 | Dillingham | AK | Dillingham | 12 | Petroleum Liquids | IC |  | S | X | X |  |  | 1 | 0.8 | 1 | 1 | 0.5 | N |  |  | OP | X | 3 | 2006 |  |  | N | Electric Utility | 1 | T X: X; NG BLQ: DFO |  |  | N | N |  | 10M | [23 empty] | N | N | N
13870 | Nushagak Electric Coop, Inc | 109 | Dillingham | AK | Dillingham | 13 | Petroleum Liquids | IC |  | S | X | X |  |  | 1 | 0.8 | 1 | 1 | 0.5 | N |  |  | OP | X | 4 | 2006 |  |  | N | Electric Utility | 1 | T X: X; NG BLQ: DFO |  |  | N |  |  | 10M | [23 empty] | N | N | N
13870 | Nushagak Electric Coop, Inc | 109 | Dillingham | AK | Dillingham | 14 | Petroleum Liquids | IC |  | S | X | X |  |  | 1 | 0.8 | 1 | 1 | 0.5 | N |  |  | OP | X | 3 | 2008 |  |  | N | Electric Utility | 1 | T X: X; NG BLQ: DFO |  |  | N |  |  | 10M | [23 empty] | N | N | N
13870 | Nushagak Electric Coop, Inc | 109 | Dillingham | AK | Dillingham | 15 | Petroleum Liquids | IC |  | S | X | X |  |  | 1 | 0.8 | 1 | 1 | 0.5 | N |  |  | OP | X | 5 | 2008 |  |  | N | Electric Utility | 1 | T X: X; NG BLQ: DFO |  |  | N |  |  | 10M | [23 empty] | N | N | N
19558 | Homer Electric Assn Inc | 6283 | Seldovia | AK | Kenai Peninsula | 7 | Petroleum Liquids | IC |  | S | X | X |  |  | 1 | 0.8 | 1 | 1 | 0.1 | N |  |  | OP | X | 10 | 2017 |  |  | N | Electric Utility | 1 | T X: X; NG BLQ: DFO |  |  | N | N |  | 10M | [23 empty] | N | N
13201 | Naknek Electric Assn, Inc | 6301 | Naknek | AK | Bristol Bay | 5A | Petroleum Liquids | IC |  | S | X | X |  |  | 1 | 0.97 | 1 | 1 | 1 | N |  |  | OP | X | 5 | 2005 |  |  | N | Electric Utility | 1 | T X: X; NG BLQ: DFO |  |  |  | N |  | 10M | [23 empty] | N
13201 | Naknek Electric Assn, Inc | 6301 | Naknek | AK | Bristol Bay | 6A | Petroleum Liquids | IC |  | S | X | X |  |  | 1 | 0.97 | 1 | 1 | 1 | N |  |  | OP | X | 4 | 2006 |  |  | N | Electric Utility | 1 | T X: X; NG BLQ: DFO |  |  | N | N |  | 10M | [23 empty] | N
13201 | Naknek Electric Assn, Inc | 6301 | Naknek | AK | Bristol Bay | 7A | Petroleum Liquids | IC |  | S | X | X |  |  | 1 | 0.97 | 1 | 1 | 1 | N |  |  | OP | X | 4 | 2006 |  |  | N | Electric Utility | 1 | T X: X; NG BLQ: DFO |  |  | N | N |  | 10M | [23 empty] | N
13201 | Naknek Electric Assn, Inc | 6301 | Naknek | AK | Bristol Bay | 8 | Petroleum Liquids | IC |  | S | X | X |  |  | 1 | 0.97 | 1 | 1 | 1 | N |  |  | OP | X | 12 | 1977 |  |  | N | Electric Utility | 1 | T X: X; NG BLQ: DFO |  |  | N | N |  | 10M | [23 empty] | N
7833 | Gwitchyaa Zhee Utility Co | 7174 | Gwitchyaa Zhee | AK | Yukon Koyukuk | 7 | Petroleum Liquids | IC |  | S | X | X |  |  | 1 | 0.98 | 0.4 | 0.6 | 0.2 | N |  |  | OP | X | 10 | 2015 |  |  | Y | Electric Utility | 1 | T X: T; NG BLQ: DFO |  |  |  | N |  | 10M | [23 empty] | N
7833 | Gwitchyaa Zhee Utility Co | 7174 | Gwitchyaa Zhee | AK | Yukon Koyukuk | 8 | Petroleum Liquids | IC |  | S | X | X |  |  | 1 | 0.98 | 0.4 | 0.6 | 0.2 | N |  |  | OP | X | 8 | 2016 |  |  | Y | Electric Utility | 1 | T X: T; NG BLQ: DFO |  |  |  | N |  | 10M | [23 empty] | N
6915 | Galena Electric Utility | 7437 | Galena Electric Utility | AK | Yukon Koyukuk | 4A | Petroleum Liquids | IC |  | S | X | X |  |  | 1 | 0.8 | 1 | 1 | 0.5 | N |  |  | OP | X | 5 | 2004 |  |  | N | Electric Utility | 1 | T X: X; NG BLQ: DFO |  |  | N | N |  | 10M | [23 empty] | N
18963 | Inside Passage Elec Coop, Inc | 7463 | Hoonah | AK | Skagway Hoonah Angoon | 2A | Petroleum Liquids | IC |  | S | X | X |  |  | 1 | 0.8 | 1 | 1 | 0.1 | N |  |  | OP | X | 7 | 1997 |  |  | N | Electric Utility | 1 | T X: X; NG BLQ: DFO; NG BIT: JF |  |  | N | N |  | 10M | [23 empty] | N
26616 | North Slope Borough Power & Light | 7485 | NSB Point Hope Utility | AK | North Slope | PG1A | Petroleum Liquids | IC |  | S | X | X |  |  | 1 | 0.8 | 1 | 1 | 0.1 | N |  |  | OP | X | 9 | 2014 |  |  | N | Electric Utility | 1 | T X: X; NG BLQ: DFO |  |  | N | N |  | 1H | [23 empty] | N | N
19553 | Unisea Inc | 54422 | Unisea G 2 | AK | Aleutians West | CAT4 | Petroleum Liquids | IC |  | S | X | X |  |  | 1 | 0.9 | 1 | 1 | 0.3 | N |  |  | OP | X | 5 | 2012 |  |  | N | Industrial Non-CHP | 6 | T X: X; NG BLQ: DFO |  |  | N | N |  | 10M | [20 empty] | N |  |  | N | N | N
19553 | Unisea Inc | 54422 | Unisea G 2 | AK | Aleutians West | CAT5 | Petroleum Liquids | IC |  | S | X | X |  |  | 1 | 0.9 | 1 | 1 | 0.3 | N |  |  | OP | X | 5 | 2012 |  |  | N | Industrial Non-CHP | 6 | T X: X; NG BLQ: DFO |  |  | N | N |  | 10M | [23 empty] | N | N | N
219 | Alaska Power and Telephone Co | 56147 | Viking | AK | Prince of Wales Ketchikan | 1 | Petroleum Liquids | IC |  | S | X | X |  |  | 1 | 0.8 | 1 | 1 | 0.4 | N |  |  | OS | X | 2 | 2003 |  |  | N | Electric Utility | 1 | T X: X; NG BLQ: DFO |  |  | N |  |  | 10M | [23 empty] | N
213 | Alaska Electric Light&Power Co | 63 | Gold Creek | AK | Juneau | IC3 | Petroleum Liquids | IC |  | S | X | X |  |  | 1.1 | 0.8 | 1.1 | 1.1 | 0.3 | N |  |  | SB | Y | 8 | 1961 |  |  | N | Electric Utility | 1 | T X: X; NG BLQ: DFO |  |  | N | N |  | 1H | [23 empty] | N | N | N
213 | Alaska Electric Light&Power Co | 63 | Gold Creek | AK | Juneau | IC5 | Petroleum Liquids | IC |  | S | X | X |  |  | 1.1 | 0.8 | 1.1 | 1.1 | 0.3 | N |  |  | SB | Y | 10 | 1966 |  |  | N | Electric Utility | 1 | T X: X; NG BLQ: DFO |  |  | N | N |  | 1H | [23 empty] | N | N | N
219 | Alaska Power and Telephone Co | 66 | Skagway | AK | Skagway Hoonah Angoon | 7A | Petroleum Liquids | IC |  | S | X | X |  |  | 1.1 | 0.8 | 1.1 | 1.1 | 0.5 | N |  |  | OP | X | 5 | 1996 |  |  | N | Electric Utility | 1 | T X: X; NG BLQ: DFO |  |  | N | N |  | 10M | [23 empty] | N
13870 | Nushagak Electric Coop, Inc | 109 | Dillingham | AK | Dillingham | 10 | Petroleum Liquids | IC |  | S | X | X |  |  | 1.1 | 0.8 | 1.1 | 1.1 | 0.5 | N |  |  | OP | X | 5 | 1988 |  |  | N | Electric Utility | 1 | T X: X; NG BLQ: DFO |  |  | N | N |  | 10M | [23 empty] | N | N | N
219 | Alaska Power and Telephone Co | 406 | Tok | AK | Southeast Fairbanks | 4A | Petroleum Liquids | IC |  | S | X | X |  |  | 1.1 | 0.8 | 1.1 | 1.1 | 0.5 | N |  |  | OP | X | 12 | 1989 |  |  | N | Electric Utility | 1 | T X: X; NG BLQ: DFO |  |  | N | N |  | 10M | [23 empty] | N
219 | Alaska Power and Telephone Co | 406 | Tok | AK | Southeast Fairbanks | 5A | Petroleum Liquids | IC |  | S | X | X |  |  | 1.1 | 0.8 | 1.1 | 1.1 | 0.5 | N |  |  | OP | X | 1 | 1996 |  |  | N | Electric Utility | 1 | T X: X; NG BLQ: DFO |  |  | N | N |  | 10M | [23 empty] | N
219 | Alaska Power and Telephone Co | 421 | Craig (AK) | AK | Prince of Wales Ketchikan | 5 | Petroleum Liquids | IC |  | S | X | X |  |  | 1.1 | 0.8 | 1.1 | 1.1 | 0.5 | N |  |  | OP | X | 9 | 1983 |  |  | N | Electric Utility | 1 | T X: X; NG BLQ: DFO |  |  | N | N |  | 10M | [23 empty] | N
219 | Alaska Power and Telephone Co | 421 | Craig (AK) | AK | Prince of Wales Ketchikan | 6 | Petroleum Liquids | IC |  | S | X | X |  |  | 1.1 | 0.8 | 1.1 | 1.1 | 0.5 | N |  |  | OP | X | 10 | 1989 |  |  | N | Electric Utility | 1 | T X: X; NG BLQ: DFO |  |  | N | N |  | 10M | [23 empty] | N
40215 | Cordova Electric Coop, Inc | 789 | Orca | AK | Valdez Cordova | 5 | Petroleum Liquids | IC |  | S | X | X |  |  | 1.1 | 0.8 | 1.1 | 1.1 | 0.7 | N |  |  | OP | X | 3 | 2000 |  |  | N | Electric Utility | 1 | T X: X; NG BLQ: DFO |  |  | N | N |  | 10M | [23 empty] | N | N | N
40215 | Cordova Electric Coop, Inc | 789 | Orca | AK | Valdez Cordova | 6 | Petroleum Liquids | IC |  | S | X | X |  |  | 1.1 | 0.8 | 1.1 | 1.1 | 0.7 | N |  |  | OP | X | 3 | 2000 |  |  | N | Electric Utility | 1 | T X: X; NG BLQ: DFO |  |  | N | N |  | 10M | [23 empty] | N | N | N
13201 | Naknek Electric Assn, Inc | 6301 | Naknek | AK | Bristol Bay | NA1 | Petroleum Liquids | IC |  | S | X | X |  |  | 1.1 | 0.97 | 1.1 | 1.1 | 1 | N |  |  | OP | X | 5 | 1988 |  |  | Y | Electric Utility | 1 | T X: T; NG BLQ: DFO |  |  | N | N |  | 10M | [23 empty] | N
13201 | Naknek Electric Assn, Inc | 6301 | Naknek | AK | Bristol Bay | NA2 | Petroleum Liquids | IC |  | S | X | X |  |  | 1.1 | 0.97 | 1.1 | 1.1 | 1 | N |  |  | OP | X | 5 | 1988 |  |  | Y | Electric Utility | 1 | T X: T; NG BLQ: DFO |  |  | N | N |  | 10M | [23 empty] | N
10451 | Kotzebue Electric Assn Inc | 6304 | Kotzebue Hybrid | AK | NORTHWEST ARCTIC | 7A | Petroleum Liquids | IC |  | S | X | X |  |  | 1.1 | 0.8 | 1.1 | 1.1 | 0.4 | N |  |  | OP | X | 8 | 1987 |  |  | N | Electric Utility | 1 | T X: X; NG BLQ: DFO |  |  | N |  |  | 12H | [23 empty] | N | N | N
221 | Alaska Village Elec Coop, Inc | 6348 | Togiak | AK | Dillingham | 3 | Petroleum Liquids | IC |  | S | X | X |  |  | 1.1 | 0.9 | 1.1 | 1.1 | 0.2 | N |  |  | OP | X | 4 | 2019 |  |  | N | Electric Utility | 1 | T X: X; NG BLQ: DFO |  |  |  | N |  | 10M | [23 empty] | N
18963 | Inside Passage Elec Coop, Inc | 7464 | Kake | AK | Wrangell Petersburg | 2 | Petroleum Liquids | IC |  | S | X | X |  |  | 1.1 | 0.8 | 1.1 | 1.1 | 0.1 | N |  |  | OP | X | 5 | 1993 |  |  | N | Electric Utility | 1 | T X: X; NG BLQ: DFO; NG BIT: JF |  |  | N | N |  | 10M | [23 empty] | N
19454 | City of Unalaska - (AK) | 7503 | Unalaska Power Module | AK | Aleutians West | 7 | Petroleum Liquids | IC |  | S | X | X |  |  | 1.1 | 0.8 | 0.8 | 0.8 | 0.6 | N |  |  | OP | X | 11 | 1993 |  |  | N | Electric Utility | 1 | T X: X; NG BLQ: DFO |  |  | N | N |  | 1H | [23 empty] | N
213 | Alaska Electric Light&Power Co | 63 | Gold Creek | AK | Juneau | IC1 | Petroleum Liquids | IC |  | S | X | X |  |  | 1.2 | 0.8 | 1.2 | 1.2 | 0.3 | N |  |  | SB | Y | 6 | 1952 |  |  | N | Electric Utility | 1 | T X: X; NG BLQ: DFO |  |  | N | N |  | 1H | [23 empty] | N | N | N
213 | Alaska Electric Light&Power Co | 63 | Gold Creek | AK | Juneau | IC2 | Petroleum Liquids | IC |  | S | X | X |  |  | 1.2 | 0.8 | 1.2 | 1.2 | 0.3 | N |  |  | SB | Y | 8 | 1954 |  |  | N | Electric Utility | 1 | T X: X; NG BLQ: DFO |  |  | N | N |  | 1H | [23 empty] | N | N | N
219 | Alaska Power and Telephone Co | 69 | Haines | AK | Haines | 10 | Petroleum Liquids | IC |  | S | X | X |  |  | 1.2 | 0.8 | 1.2 | 1.2 | 0.5 | N |  |  | OP | X | 5 | 1991 |  |  | N | Electric Utility | 1 | T X: X; NG BLQ: DFO |  |  | N | N |  | 10M | [23 empty] | N
14856 | Petersburg Borough - (AK) | 91 | Petersburg | AK | Wrangell Petersburg | IC3 | Petroleum Liquids | IC |  | S | X | X |  |  | 1.2 | 0.8 | 1 | 1 | 0.5 | N |  |  | OP | X | 10 | 1965 |  |  | N | Electric Utility | 1 | T X: X; NG BLQ: DFO |  |  | N | N |  | 1H | [23 empty] | N | N | N
19558 | Homer Electric Assn Inc | 6283 | Seldovia | AK | Kenai Peninsula | 5 | Petroleum Liquids | IC |  | S | X | X |  |  | 1.2 | 0.9 | 1.2 | 1.2 | 0.1 | N |  |  | OP | X | 12 | 2004 |  |  | N | Electric Utility | 1 | T X: X; NG BLQ: DFO |  |  | N | N |  | 10M | [23 empty] | N | N
4329 | Copper Valley Elec Assn, Inc | 6305 | Glennallen | AK | Valdez Cordova | 8 | Petroleum Liquids | IC |  | S | X | X |  |  | 1.2 | 0.8 | 1.2 | 1.2 | 0.2 | N |  |  | OP | X | 2 | 1999 |  |  | N | Electric Utility | 1 | T X: X; NG BLQ: DFO |  |  | N | N |  | 10M | [23 empty] | N | N | N
221 | Alaska Village Elec Coop, Inc | 6637 | Yakutat | AK | Yakutat | 6 | Petroleum Liquids | IC |  | S | X | X |  |  | 1.2 | 0.8 | 1.2 | 1.2 | 0 | N |  |  | OP | X | 9 | 2007 |  |  | N | Electric Utility | 1 | T X: X; NG BLQ: DFO |  |  | N | N |  | 10M | [23 empty] | N
221 | Alaska Village Elec Coop, Inc | 6637 | Yakutat | AK | Yakutat | 7 | Petroleum Liquids | IC |  | S | X | X |  |  | 1.2 | 0.8 | 1.2 | 1.2 | 0 | N |  |  | OP | X | 7 | 2012 |  |  | N | Electric Utility | 1 | T X: X; NG BLQ: DFO |  |  | N | N |  | 10M | [23 empty] | N
19454 | City of Unalaska - (AK) | 7502 | Dutch Harbor | AK | Aleutians West | 8 | Petroleum Liquids | IC |  | S | X | X |  |  | 1.2 | 0.8 | 1 | 1 | 0.6 | N |  |  | OP | X | 11 | 1989 |  |  | N | Electric Utility | 1 | T X: X; NG BLQ: DFO |  |  | N | N |  | 1H | [23 empty] | N | N | N
19454 | City of Unalaska - (AK) | 7502 | Dutch Harbor | AK | Aleutians West | 9 | Petroleum Liquids | IC |  | S | X | X |  |  | 1.2 | 0.8 | 1 | 1 | 0.6 | N |  |  | OP | X | 5 | 1994 |  |  | N | Electric Utility | 1 | T X: X; NG BLQ: DFO |  |  | N | N |  | 1H | [23 empty] | N | N
19272 | Doyon Utilities - Fort Greely | 54834 | Fort Greely Power Plant | AK | Southeast Fairbanks | EN-4 | Petroleum Liquids | IC |  | S | X | X |  |  | 1.2 | 0.8 | 1.2 | 1.2 | 0.9 | N |  |  | SB | Y | 1 | 1959 |  |  | N | Commercial Non-CHP | 4 | T X: X; NG BLQ: DFO |  |  | N | N |  | 1H | [20 empty] | N |  |  | N | N | N
19272 | Doyon Utilities - Fort Greely | 54834 | Fort Greely Power Plant | AK | Southeast Fairbanks | EN-5 | Petroleum Liquids | IC |  | S | X | X |  |  | 1.2 | 0.8 | 1.2 | 1.2 | 0.9 | N |  |  | SB | Y | 1 | 1959 |  |  | N | Commercial Non-CHP | 4 | T X: X; NG BLQ: DFO |  |  | N | N |  | 1H | [20 empty] | N |  |  | N | N | N
219 | Alaska Power and Telephone Co | 406 | Tok | AK | Southeast Fairbanks | 3A | Petroleum Liquids | IC |  | S | X | X |  |  | 1.3 | 0.8 | 1.3 | 1.3 | 0.5 | N |  |  | OP | X | 11 | 1999 |  |  | N | Electric Utility | 1 | T X: X; NG BLQ: DFO |  |  | N | N |  | 10M | [23 empty] | N
13201 | Naknek Electric Assn, Inc | 6301 | Naknek | AK | Bristol Bay | 4A | Petroleum Liquids | IC |  | S | X | X |  |  | 1.3 | 0.97 | 1.3 | 1.3 | 1 | N |  |  | OP | X | 7 | 1999 |  |  | Y | Electric Utility | 1 | T X: T; NG BLQ: DFO |  |  | N | N |  | 10M | [23 empty] | N
221 | Alaska Village Elec Coop, Inc | 6314 | Emmonak | AK | Wade Hampton | 5B | Petroleum Liquids | IC |  | S | X | X |  |  | 1.3 | 0.9 | 1.3 | 1.3 | 0.3 | N |  |  | OP | X | 6 | 2016 |  |  | N | Electric Utility | 1 | T X: X; NG BLQ: DFO |  |  | N | N |  | 10M | [23 empty] | N |  | N
219 | Alaska Power and Telephone Co | 56146 | False Island | AK | Prince of Wales Ketchikan | 1 | Petroleum Liquids | IC |  | S | X | X |  |  | 1.3 | 0.8 | 1.3 | 1.3 | 0.5 | N |  |  | OP | X | 11 | 2003 |  |  | N | Electric Utility | 1 | T X: X; NG BLQ: DFO |  |  | N |  |  | 10M | [23 empty] | N
10451 | Kotzebue Electric Assn Inc | 6304 | Kotzebue Hybrid | AK | NORTHWEST ARCTIC | 16 | Petroleum Liquids | IC |  | S | X | X |  |  | 1.4 | 0.8 | 1.4 | 1.4 | 0.6 | N |  |  | OP | X | 8 | 2013 |  |  | N | Electric Utility | 1 | T X: X; NG BLQ: DFO |  |  | N |  |  | 12H | [23 empty] | N |  | N
57494 | TDX North Slope Generating Inc. | 58117 | TNSG South Plant | AK | North Slope | 1A | Natural Gas Internal Combustion Engine | IC |  | S | X | X |  |  | 1.4 | 0.8 | 1.3 | 1.3 | 0 | N |  |  | OP | X | 9 | 2006 |  |  | N | Electric Utility | 1 | [11 empty] | N | N |  | 10M | [23 empty] | N | N | N | bar: T X to NG BLQ
57494 | TDX North Slope Generating Inc. | 58117 | TNSG South Plant | AK | North Slope | 4A | Natural Gas Internal Combustion Engine | IC |  | S | X | X |  |  | 1.4 | 0.8 | 1.3 | 1.3 | 0 | N |  |  | OP | X | 9 | 2006 |  |  | N | Electric Utility | 1 | [11 empty] | N | N |  | 10M | [23 empty] | N | N | N | bar: T X to NG BLQ
1276 | Barrow Utils & Elec Coop, Inc | 7173 | Barrow | AK | North Slope | 10 | Natural Gas Internal Combustion Engine | IC |  | W | X | X |  |  | 1.5 | 0.8 | 1.5 | 1.5 | 0.5 | N |  |  | OS | X | 11 | 1994 |  |  | N | Electric Utility | 1 | [11 empty] | N | N |  | 10M | [23 empty] | N | N | N | bar: T X to NG BLQ
1276 | Barrow Utils & Elec Coop, Inc | 7173 | Barrow | AK | North Slope | 9 | Natural Gas Internal Combustion Engine | IC |  | W | X | X |  |  | 1.5 | 0.8 | 1.5 | 1.5 | 0.5 | N |  |  | OS | X | 11 | 1994 |  |  | N | Electric Utility | 1 | [11 empty] | N | N |  | 10M | [23 empty] | N | N | N | bar: T X to NG BLQ
22199 | U S Air Force-Eielson AFB | 50392 | Eielson AFB Central Heat & Power Plant | AK | Fairbanks North Star | DG01 | Petroleum Liquids | IC |  | S | X | X |  |  | 1.5 | 0.8 | 1.4 | 1.4 | 0.3 | N |  |  | SB | Y | 11 | 1998 |  |  | N | Commercial CHP | 5 | T X: X; NG BLQ: DFO |  |  | N | N |  | 10M | [23 empty] | N | N | N
22199 | U S Air Force-Eielson AFB | 50392 | Eielson AFB Central Heat & Power Plant | AK | Fairbanks North Star | DG02 | Petroleum Liquids | IC |  | S | X | X |  |  | 1.5 | 0.8 | 1.4 | 1.4 | 0.3 | N |  |  | SB | Y | 11 | 1998 |  |  | N | Commercial CHP | 5 | T X: X; NG BLQ: DFO |  |  | N | N |  | 10M | [23 empty] | N | N | N
22199 | U S Air Force-Eielson AFB | 50392 | Eielson AFB Central Heat & Power Plant | AK | Fairbanks North Star | DG03 | Petroleum Liquids | IC |  | S | X | X |  |  | 1.5 | 0.8 | 1.4 | 1.4 | 0.3 | N |  |  | SB | Y | 11 | 1998 |  |  | N | Commercial CHP | 5 | T X: X; NG BLQ: DFO |  |  | N | N |  | 10M | [23 empty] | N | N | N
22199 | U S Air Force-Eielson AFB | 50392 | Eielson AFB Central Heat & Power Plant | AK | Fairbanks North Star | DG04 | Petroleum Liquids | IC |  | S | X | X |  |  | 1.5 | 0.8 | 1.4 | 1.4 | 0.3 | N |  |  | SB | Y | 11 | 1998 |  |  | N | Commercial CHP | 5 | T X: X; NG BLQ: DFO |  |  | N | N |  | 10M | [23 empty] | N |  | N
19511 | University of Alaska | 50711 | University of Alaska Fairbanks | AK | Fairbanks North Star | GEN1 | Conventional Steam Coal | ST |  | S | X | X |  |  | 1.5 | 0.8 | 0.5 | 1.4 | 0.2 | N |  |  | OS | X | 1 | 1964 |  |  | Y | Commercial CHP | 5 | T | SUB | DFO | JF |  |  |  | NG | DFO |  |  | N | N |  | 12H |  |  | N | Y | Y | [18 empty] | Y | N | N
19511 | University of Alaska | 50711 | University of Alaska Fairbanks | AK | Fairbanks North Star | GEN2 | Conventional Steam Coal | ST |  | S | X | X |  |  | 1.5 | 0.8 | 0.5 | 1.4 | 0.2 | N |  |  | OS | X | 1 | 1964 |  |  | Y | Commercial CHP | 5 | T | SUB | DFO | JF |  |  |  | NG | DFO |  |  | N | N |  | 12H |  |  | N | Y | Y | [18 empty] | Y | N | N
219 | Alaska Power and Telephone Co | 69 | Haines | AK | Haines | IC8A | Petroleum Liquids | IC |  | S | X | X |  |  | 1.6 | 0.8 | 1.6 | 1.6 | 0.6 | N |  |  | OP | X | 10 | 1996 |  |  | N | Electric Utility | 1 | T X: X; NG BLQ: DFO |  |  | N | N |  | 10M | [23 empty] | N
4329 | Copper Valley Elec Assn, Inc | 6306 | Valdez | AK | Valdez Cordova | 11 | Petroleum Liquids | IC |  | S | X | X |  |  | 1.6 | 0.8 | 1.6 | 1.6 | 0.1 | N |  |  | OP | X | 6 | 2017 |  |  | N | Electric Utility | 1 | T X: X; NG BLQ: DFO | [5 empty] | 10M | [23 empty] | N | N | N
4329 | Copper Valley Elec Assn, Inc | 6306 | Valdez | AK | Valdez Cordova | 12 | Petroleum Liquids | IC |  | S | X | X |  |  | 1.6 | 0.8 | 1.6 | 1.6 | 0.1 | N |  |  | OP | X | 6 | 2017 |  |  | N | Electric Utility | 1 | T X: X; NG BLQ: DFO | [5 empty] | 10M | [23 empty] | N | N | N
219 | Alaska Power and Telephone Co | 421 | Craig (AK) | AK | Prince of Wales Ketchikan | 3B | Petroleum Liquids | IC |  | S | X | X |  |  | 1.8 | 0.8 | 1.8 | 1.8 | 0.7 | N |  |  | OP | X | 8 | 2015 |  |  | N | Electric Utility | 1 | T X: X; NG BLQ: DFO |  |  |  | N |  | 10M | [23 empty] | N
219 | Alaska Power and Telephone Co | 69 | Haines | AK | Haines | 11 | Petroleum Liquids | IC |  | S | X | X |  |  | 1.9 | 0.8 | 1.9 | 1.9 | 0.7 | N |  |  | OP | X | 1 | 2006 |  |  | N | Electric Utility | 1 | T X: X; NG BLQ: DFO |  |  | N | N |  | 10M | [23 empty] | N
4329 | Copper Valley Elec Assn, Inc | 6306 | Valdez | AK | Valdez Cordova | 4 | Petroleum Liquids | IC |  | S | X | X |  |  | 1.9 | 0.8 | 1.5 | 1.5 | 0.2 | N |  |  | OP | X | 10 | 1972 |  |  | N | Electric Utility | 1 | T X: X; NG BLQ: DFO |  |  | N | N |  | 10M | [23 empty] | N | N | N
3522 | Chugach Electric Assn Inc | 75 | Anchorage 1 | AK | Anchorage | P1 BS | Petroleum Liquids | IC |  | S | X | X |  |  | 2 | 0.8 | 2 | 2 | 0.1 | N |  |  | OP | X | 2 | 2012 |  |  | N | Electric Utility | 1 | T X: X; NG BLQ: DFO |  |  | N | N |  | 10M | [23 empty] | N
13642 | Nome Joint Utility Systems | 90 | Snake River | AK | Nome | 14 | Petroleum Liquids | IC |  | S | X | X |  |  | 2 | 0.8 | 1.9 | 1.9 | 1.4 | N |  |  | OP | X | 12 | 1999 |  |  | N | Electric Utility | 1 | T X: X; NG BLQ: DFO |  |  | N | N |  | 12H | [23 empty] | N
21015 | City of Wrangell - (AK) | 95 | Wrangell | AK | Wrangell Petersburg | 11 | Petroleum Liquids | IC |  | S | X | X |  |  | 2 | 0.8 | 2 | 2 | 0.1 | N |  |  | OP | X | 9 | 2000 |  |  | N | Electric Utility | 1 | T X: X; NG BLQ: DFO |  |  | N |  |  | 1H | [23 empty] | N
21015 | City of Wrangell - (AK) | 95 | Wrangell | AK | Wrangell Petersburg | 12 | Petroleum Liquids | IC |  | S | X | X |  |  | 2 | 0.8 | 2 | 2 | 0.1 | N |  |  | OP | X | 9 | 2000 |  |  | N | Electric Utility | 1 | T X: X; NG BLQ: DFO |  |  | N |  |  | 1H | [23 empty] | N
21015 | City of Wrangell - (AK) | 95 | Wrangell | AK | Wrangell Petersburg | 13 | Petroleum Liquids | IC |  | S | X | X |  |  | 2 | 0.8 | 2 | 2 | 0.1 | N |  |  | OP | X | 6 | 2002 |  |  | N | Electric Utility | 1 | T X: X; NG BLQ: DFO |  |  | N |  |  | 1H | [23 empty] | N
17271 | City & Borough of Sitka - (AK) | 6801 | Jarvis Street | AK | Sitka | 1 | Petroleum Liquids | IC |  | S | X | X |  |  | 2 | 0.8 | 2 | 2 | 1 | N |  |  | OP | X | 8 | 1979 |  |  | N | Electric Utility | 1 | T X: X; NG BLQ: DFO | [5 empty] | 1H | [23 empty] | N | N
10433 | Kodiak Electric Assn Inc | 60250 | Swampy Acres Microgrid | AK | Kodiak Island | 6A | Petroleum Liquids | IC |  | S | X | X |  |  | 2 | 0.9 | 2 | 2 | 1.5 | N |  |  | OP | X | 6 | 2002 |  |  | N | Electric Utility | 1 | T X: X; NG BLQ: DFO |  |  | N | N |  | 10M | [23 empty] | N | N | N
10433 | Kodiak Electric Assn Inc | 60250 | Swampy Acres Microgrid | AK | Kodiak Island | 7A | Petroleum Liquids | IC |  | S | X | X |  |  | 2 | 0.9 | 2 | 2 | 1.5 | N |  |  | OP | X | 2 | 2002 |  |  | N | Electric Utility | 1 | T X: X; NG BLQ: DFO |  |  | N |  |  | 10M | [23 empty] | N | N | N
221 | Alaska Village Elec Coop, Inc | 6566 | Bethel | AK | Bethel | 1 | Petroleum Liquids | IC |  | S | X | X |  |  | 2.1 | 0.85 | 2.1 | 2.1 | 1.4 | N |  |  | OP | X | 11 | 1976 |  |  | N | Electric Utility | 1 | T X: X; NG BLQ: DFO |  |  | N | N |  | 10M | [23 empty] | N
221 | Alaska Village Elec Coop, Inc | 6566 | Bethel | AK | Bethel | 2 | Petroleum Liquids | IC |  | S | X | X |  |  | 2.1 | 0.85 | 2.1 | 2.1 | 1.4 | N |  |  | OP | X | 11 | 1976 |  |  | N | Electric Utility | 1 | T X: X; NG BLQ: DFO |  |  | N | N |  | 10M | [23 empty] | N
221 | Alaska Village Elec Coop, Inc | 6566 | Bethel | AK | Bethel | 3 | Petroleum Liquids | IC |  | S | X | X |  |  | 2.1 | 0.85 | 2.1 | 2.1 | 1.4 | N |  |  | OP | X | 11 | 1976 |  |  | N | Electric Utility | 1 | T X: X; NG BLQ: DFO |  |  | N | N |  | 10M | [23 empty] | N
221 | Alaska Village Elec Coop, Inc | 6566 | Bethel | AK | Bethel | 4 | Petroleum Liquids | IC |  | S | X | X |  |  | 2.1 | 0.85 | 2.1 | 2.1 | 1.4 | N |  |  | OP | X | 11 | 1976 |  |  | N | Electric Utility | 1 | T X: X; NG BLQ: DFO |  |  | N | N |  | 10M | [23 empty] | N
221 | Alaska Village Elec Coop, Inc | 6566 | Bethel | AK | Bethel | 6 | Petroleum Liquids | IC |  | S | X | X |  |  | 2.1 | 0.85 | 2.1 | 2.1 | 1.4 | N |  |  | OP | X | 4 | 1989 |  |  | N | Electric Utility | 1 | T X: X; NG BLQ: DFO |  |  | N | N |  | 10M | [23 empty] | N
221 | Alaska Village Elec Coop, Inc | 6566 | Bethel | AK | Bethel | 7 | Petroleum Liquids | IC |  | S | X | X |  |  | 2.1 | 0.85 | 2.1 | 2.1 | 1.4 | N |  |  | OP | X | 12 | 1992 |  |  | N | Electric Utility | 1 | T X: X; NG BLQ: DFO |  |  | N | N |  | 10M | [23 empty] | N
13870 | Nushagak Electric Coop, Inc | 109 | Dillingham | AK | Dillingham | 17 | Petroleum Liquids | IC |  | S | X | X |  |  | 2.2 | 0.8 | 2.2 | 2.2 | 1 | N |  |  | OP | X | 6 | 2019 |  |  | N | Electric Utility | 1 | T X: X; NG BLQ: DFO |  |  | N | N |  | 10M | [23 empty] | N
13870 | Nushagak Electric Coop, Inc | 109 | Dillingham | AK | Dillingham | 18 | Petroleum Liquids | IC |  | S | X | X |  |  | 2.2 | 0.8 | 2.2 | 2.2 | 1 | N |  |  | OP | X | 6 | 2019 |  |  | N | Electric Utility | 1 | T X: X; NG BLQ: DFO | [5 empty] | 10M | [23 empty] | N
20523 | Westward Seafoods Inc | 54305 | Westward Seafoods | AK | Aleutians West | 2 | Petroleum Liquids | IC |  | S | X | X |  |  | 2.2 | 0.8 | 2.2 | 2.2 | 1 | N |  |  | OP | X | 3 | 1991 |  |  | Y | Industrial CHP | 7 | T X: T; NG BLQ: DFO |  |  | N | N |  | 10M | [20 empty] | N |  |  | N | N | N
20523 | Westward Seafoods Inc | 54305 | Westward Seafoods | AK | Aleutians West | 3 | Petroleum Liquids | IC |  | S | X | X |  |  | 2.2 | 0.8 | 2.2 | 2.2 | 1 | N |  |  | OP | X | 3 | 1991 |  |  | Y | Industrial CHP | 7 | T X: T; NG BLQ: DFO |  |  | N | N |  | 10M | [20 empty] | N |  |  | N | N | N
20523 | Westward Seafoods Inc | 54305 | Westward Seafoods | AK | Aleutians West | 4 | Petroleum Liquids | IC |  | S | X | X |  |  | 2.2 | 0.8 | 2.2 | 2.2 | 1 | N |  |  | OP | X | 3 | 1991 |  |  | Y | Industrial CHP | 7 | T X: T; NG BLQ: DFO |  |  | N | N |  | 10M | [20 empty] | N |  |  | N | N | N
58368 | Doyon Utilities, LLC | 58380 | JBER Landfill Gas Power Plant | AK | Anchorage | 1 | Landfill Gas | IC |  | S | X | X |  |  | 2.3 | 0.8 | 1.4 | 1.4 | 1 | N |  |  | OP | X | 8 | 2012 |  |  | N | Commercial Non-CHP | 4 | T X: X; NG BLQ: LFG; NG BIT: NG |  |  | N | N |  | 10M | [20 empty] | N |  |  | Y | Y | N
58368 | Doyon Utilities, LLC | 58380 | JBER Landfill Gas Power Plant | AK | Anchorage | 2 | Landfill Gas | IC |  | S | X | X |  |  | 2.3 | 0.8 | 1.4 | 1.4 | 1 | N |  |  | OP | X | 8 | 2012 |  |  | N | Commercial Non-CHP | 4 | T X: X; NG BLQ: LFG; NG BIT: NG |  |  | N | N |  | 10M | [20 empty] | N |  |  | Y | Y | N
58368 | Doyon Utilities, LLC | 58380 | JBER Landfill Gas Power Plant | AK | Anchorage | 3 | Landfill Gas | IC |  | S | X | X |  |  | 2.3 | 0.8 | 1.4 | 1.4 | 1 | N |  |  | OP | X | 8 | 2012 |  |  | N | Commercial Non-CHP | 4 | T X: X; NG BLQ: LFG; NG BIT: NG |  |  | N | N |  | 10M |  |  |  | N | [16 empty] | N |  |  | Y | Y | N
58368 | Doyon Utilities, LLC | 58380 | JBER Landfill Gas Power Plant | AK | Anchorage | 4 | Landfill Gas | IC |  | S | X | X |  |  | 2.3 | 0.8 | 1.4 | 1.4 | 1 | N |  |  | OP | X | 8 | 2012 |  |  | N | Commercial Non-CHP | 4 | T X: X; NG BLQ: LFG; NG BIT: NG |  |  | N | N |  | 10M |  |  |  | N | [16 empty] | N |  |  | Y | Y | N
58368 | Doyon Utilities, LLC | 58380 | JBER Landfill Gas Power Plant | AK | Anchorage | 5 | Landfill Gas | IC |  | S | X | X |  |  | 2.3 | 0.8 | 1.4 | 1.4 | 1 | N |  |  | OP | X | 8 | 2013 |  |  | N | Commercial Non-CHP | 4 | T X: X; NG BLQ: LFG; NG BIT: NG |  |  | N | N |  | 10M |  |  |  | N | [16 empty] | N |  |  | Y | Y | N
40215 | Cordova Electric Coop, Inc | 789 | Orca | AK | Valdez Cordova | 4 | Petroleum Liquids | IC |  | S | X | X |  |  | 2.4 | 0.8 | 2.4 | 2.4 | 1.4 | N |  |  | OP | X | 10 | 1984 |  |  | N | Electric Utility | 1 | T X: X; NG BLQ: DFO |  |  | N | N |  | 10M | [23 empty] | N | N | N
213 | Alaska Electric Light&Power Co | 64 | Lemon Creek | AK | Juneau | 1 | Petroleum Liquids | IC |  | S | X | X |  |  | 2.5 | 0.8 | 2.5 | 2.5 | 0.5 | N |  |  | SB | Y | 8 | 1969 |  |  | N | Electric Utility | 1 | T X: X; NG BLQ: DFO |  |  | N | N |  | 10M | [23 empty] | N | N | N
986 | Aurora Energy LLC | 79 | Aurora Energy LLC Chena | AK | Fairbanks North Star | 2 | Conventional Steam Coal | ST |  | S | X | X |  |  | 2.5 | 0.8 | 2 | 2 | 1 | N |  |  | OP | X | 6 | 1952 |  |  | Y | IPP CHP | 3 | T X: T; NG BLQ: SUB; NG NG: WDS; NG RFO: DFO |  |  | N | N |  | 12H |  | N | Y | N | Y | [18 empty] | N | N | N
14856 | Petersburg Borough - (AK) | 91 | Petersburg | AK | Wrangell Petersburg | IC8 | Petroleum Liquids | IC |  | S | X | X |  |  | 2.5 | 0.8 | 2.2 | 2.2 | 1.2 | N |  |  | OP | X | 10 | 2012 |  |  | N | Electric Utility | 1 | T X: X; NG BLQ: DFO |  |  | N | N |  | 10M | [23 empty] | N | N | N
16955 | City of Seward - (AK) | 92 | Seward (AK) | AK | Kenai Peninsula | 3 | Petroleum Liquids | IC |  | S | X | X |  |  | 2.5 | 0.8 | 2.5 | 2.5 | 0.5 | N |  |  | OP | X | 4 | 1975 |  |  | N | Electric Utility | 1 | T X: X; NG BLQ: DFO |  |  |  | N |  | 1H | [23 empty] | N | N | N
16955 | City of Seward - (AK) | 92 | Seward (AK) | AK | Kenai Peninsula | 4 | Petroleum Liquids | IC |  | S | X | X |  |  | 2.5 | 0.8 | 2.5 | 2.5 | 0.5 | N |  |  | OP | X | 3 | 1986 |  |  | N | Electric Utility | 1 | T X: X; NG BLQ: DFO |  |  | N | N |  | 1H | [23 empty] | N | N | N
16955 | City of Seward - (AK) | 92 | Seward (AK) | AK | Kenai Peninsula | 5 | Petroleum Liquids | IC |  | S | X | X |  |  | 2.5 | 0.8 | 2.5 | 2.5 | 0.5 | N |  |  | OP | X | 3 | 1985 |  |  | N | Electric Utility | 1 | T X: X; NG BLQ: DFO |  |  | N | N |  | 1H | [23 empty] | N | N | N
16955 | City of Seward - (AK) | 92 | Seward (AK) | AK | Kenai Peninsula | N2 | Petroleum Liquids | IC |  | S | X | X |  |  | 2.5 | 0.8 | 2.5 | 2.5 | 0.5 | N |  |  | OP | X | 7 | 2010 |  |  | N | Electric Utility | 1 | T X: X; NG BLQ: DFO |  |  | N | N |  | 1H | [23 empty] | N | N | N
21015 | City of Wrangell - (AK) | 95 | Wrangell | AK | Wrangell Petersburg | 9 | Petroleum Liquids | IC |  | S | X | X |  |  | 2.5 | 0.8 | 2.5 | 2.5 | 0.1 | N |  |  | OP | X | 6 | 1987 |  |  | N | Electric Utility | 1 | T X: X; NG BLQ: DFO |  |  | N |  |  | 1H | [23 empty] | N | N | N
40215 | Cordova Electric Coop, Inc | 789 | Orca | AK | Valdez Cordova | 3 | Petroleum Liquids | IC |  | S | X | X |  |  | 2.5 | 0.8 | 2.5 | 2.5 | 1.5 | N |  |  | OP | X | 10 | 1984 |  |  | N | Electric Utility | 1 | T X: X; NG BLQ: DFO |  |  | N | N |  | 10M | [23 empty] | N | N
10433 | Kodiak Electric Assn Inc | 6281 | Kodiak Microgrid | AK | Kodiak Island | 1 | Petroleum Liquids | IC |  | S | X | X |  |  | 2.5 | 0.9 | 2.5 | 2.5 | 0.6 | N |  |  | OP | X | 12 | 1976 |  |  | N | Electric Utility | 1 | T X: X; NG BLQ: DFO |  |  | N | N |  | 1H | [23 empty] | N | N | N
1276 | Barrow Utils & Elec Coop, Inc | 7173 | Barrow | AK | North Slope | 6 | Natural Gas Fired Combustion Turbine | GT |  | W | X | X |  |  | 2.5 | 0.8 | 2.5 | 3 | 0.5 | N |  |  | OP | X | 2 | 1977 |  |  | N | Electric Utility | 1 | T X: X; NG BLQ: NG; NG BIT: DFO |  |  | N | N |  | 10M | [23 empty] | Y | N | Y
1276 | Barrow Utils & Elec Coop, Inc | 7173 | Barrow | AK | North Slope | 7 | Natural Gas Fired Combustion Turbine | GT |  | W | X | X |  |  | 2.5 | 0.8 | 2.5 | 3 | 0.5 | N |  |  | OP | X | 12 | 1980 |  |  | N | Electric Utility | 1 | T X: X; NG BLQ: NG; NG BIT: DFO |  |  | N | N |  | 10M | [23 empty] | Y | N | Y
1276 | Barrow Utils & Elec Coop, Inc | 7173 | Barrow | AK | North Slope | 8 | Natural Gas Fired Combustion Turbine | GT |  | W | X | X |  |  | 2.5 | 0.8 | 2.5 | 3 | 0.5 | N |  |  | OP | X | 10 | 1982 |  |  | N | Electric Utility | 1 | T X: X; NG BLQ: NG; NG BIT: DFO |  |  | N | N |  | 10M | [23 empty] | Y | N | Y
213 | Alaska Electric Light&Power Co | 7250 | Auke Bay | AK | Juneau | 4 | Petroleum Liquids | IC |  | S | X | X |  |  | 2.5 | 0.8 | 2.5 | 2.5 | 0.5 | N |  |  | SB | Y | 9 | 1980 |  |  | N | Electric Utility | 1 | T X: X; NG BLQ: DFO |  |  | N | N |  | 10M | [23 empty] | N | N | N
10433 | Kodiak Electric Assn Inc | 7723 | Nymans Plant Microgrid | AK | Kodiak Island | 1 | Petroleum Liquids | IC |  | S | X | X |  |  | 2.5 | 0.9 | 2.5 | 2.5 | 1 | N |  |  | OP | X | 1 | 1994 |  |  | N | Electric Utility | 1 | T X: X; NG BLQ: DFO |  |  | N | N |  | 1H | [23 empty] | N | N | N
22199 | U S Air Force-Eielson AFB | 50392 | Eielson AFB Central Heat & Power Plant | AK | Fairbanks North Star | TG1 | Conventional Steam Coal | ST |  | S | X | X |  |  | 2.5 | 0.8 | 0.5 | 2.2 | 0.5 | N |  |  | OP | X | 10 | 1952 |  |  | Y | Commercial CHP | 5 | T X: T; NG BLQ: SUB; NG NG: SUB |  |  | N | N |  | 12H |  |  | Y |  | Y | [18 empty] | N |  | N
22199 | U S Air Force-Eielson AFB | 50392 | Eielson AFB Central Heat & Power Plant | AK | Fairbanks North Star | TG2 | Conventional Steam Coal | ST |  | S | X | X |  |  | 2.5 | 0.8 | 0.5 | 2.2 | 0.5 | N |  |  | OP | X | 10 | 1952 |  |  | Y | Commercial CHP | 5 | T X: T; NG BLQ: SUB; NG NG: SUB |  |  | N | N |  | 12H |  |  | Y |  | Y | [18 empty] | N |  | N
19553 | Unisea Inc | 54422 | Unisea G 2 | AK | Aleutians West | GEN1 | Petroleum Liquids | IC |  | S | X | X |  |  | 2.5 | 0.8 | 2.2 | 2.2 | 1.5 | N |  |  | OP | X | 8 | 1990 |  |  | N | Industrial Non-CHP | 6 | T X: X; NG BLQ: DFO; NG BIT: OBL |  |  | N | N |  | 10M | [23 empty] | Y | Y | N
19553 | Unisea Inc | 54422 | Unisea G 2 | AK | Aleutians West | GEN4 | Petroleum Liquids | IC |  | S | X | X |  |  | 2.5 | 0.8 | 2.2 | 2.2 | 1.5 | N |  |  | OP | X | 8 | 1990 |  |  | N | Industrial Non-CHP | 6 | T X: X; NG BLQ: DFO; NG BIT: OBL |  |  | N | N |  | 10M | [23 empty] | Y | Y | N
19553 | Unisea Inc | 54422 | Unisea G 2 | AK | Aleutians West | GEN6 | Petroleum Liquids | IC |  | S | X | X |  |  | 2.5 | 0.8 | 2.2 | 2.2 | 1.5 | N |  |  | OP | X | 8 | 1990 |  |  | N | Industrial Non-CHP | 6 | T X: X; NG BLQ: DFO; NG BIT: OBL |  |  | N | N |  | 10M | [23 empty] | Y | Y | N
179 | Agrium US Inc | 54452 | Agrium Kenai Nitrogen Operations | AK | Kenai Peninsula | 744A | Natural Gas Fired Combustion Turbine | GT |  | S | X | X |  |  | 2.5 | 0.9 | 2.5 | 2.5 | 0.1 |  |  |  | OS | X | 10 | 1977 |  |  | Y | Industrial CHP | 7 | [11 empty] | N | N |  | 1H | [23 empty] | N | N | N | bar: T X to NG BLQ
179 | Agrium US Inc | 54452 | Agrium Kenai Nitrogen Operations | AK | Kenai Peninsula | 744B | Natural Gas Fired Combustion Turbine | GT |  | S | X | X |  |  | 2.5 | 0.9 | 2.5 | 2.5 | 0.1 |  |  |  | OS | X | 10 | 1977 |  |  | Y | Industrial CHP | 7 | [11 empty] | N | N |  | 1H | [23 empty] | N | N | N | bar: T X to NG BLQ
179 | Agrium US Inc | 54452 | Agrium Kenai Nitrogen Operations | AK | Kenai Peninsula | 744C | Natural Gas Fired Combustion Turbine | GT |  | S | X | X |  |  | 2.5 | 0.9 | 2.5 | 2.5 | 0.1 |  |  |  | OS | X | 10 | 1977 |  |  | Y | Industrial CHP | 7 | [11 empty] | N | N |  | 1H | [23 empty] | N | N | N | bar: T X to NG BLQ
179 | Agrium US Inc | 54452 | Agrium Kenai Nitrogen Operations | AK | Kenai Peninsula | 744D | Natural Gas Fired Combustion Turbine | GT |  | S | X | X |  |  | 2.5 | 0.9 | 2.5 | 2.5 | 0.1 |  |  |  | OS | X | 10 | 1977 |  |  | Y | Industrial CHP | 7 | [11 empty] | N | N |  | 1H | [23 empty] | N | N | N | bar: T X to NG BLQ
179 | Agrium US Inc | 54452 | Agrium Kenai Nitrogen Operations | AK | Kenai Peninsula | 744E | Natural Gas Fired Combustion Turbine | GT |  | S | X | X |  |  | 2.5 | 0.9 | 2.5 | 2.5 | 0.1 |  |  |  | OS | X | 10 | 1977 |  |  | Y | Industrial CHP | 7 | [11 empty] | N | N |  | 1H | [23 empty] | N | N | N | bar: T X to NG BLQ
19272 | Doyon Utilities - Fort Greely | 54834 | Fort Greely Power Plant | AK | Southeast Fairbanks | EN-6 | Petroleum Liquids | IC |  | S | X | X |  |  | 2.5 | 0.8 | 2.5 | 2.5 | 1 | N |  |  | SB | Y | 1 | 2010 |  |  | N | Commercial Non-CHP | 4 | T X: X; NG BLQ: DFO |  |  | N | N |  | 10M | [20 empty] | N |  |  | N | N | N
19272 | Doyon Utilities - Fort Greely | 54834 | Fort Greely Power Plant | AK | Southeast Fairbanks | EN-7 | Petroleum Liquids | IC |  | S | X | X |  |  | 2.5 | 0.8 | 2.5 | 2.5 | 1 | N |  |  | SB | Y | 1 | 2010 |  |  | N | Commercial Non-CHP | 4 | T X: X; NG BLQ: DFO |  |  | N | N |  | 10M | [23 empty] | N | N | N
219 | Alaska Power and Telephone Co | 61684 | Klawock Power Generation Station | AK | Prince of Wales Ketchikan | 1 | Petroleum Liquids | IC |  | S | X | X |  |  | 2.5 | 0.95 | 2.5 | 2.5 | 0.1 | N |  |  | OP | X | 9 | 2017 |  |  | N | Electric Utility | 1 | T X: X; NG BLQ: DFO |  |  | N | N |  | 10M | [23 empty] | N
213 | Alaska Electric Light&Power Co | 64 | Lemon Creek | AK | Juneau | 2 | Petroleum Liquids | IC |  | S | X | X |  |  | 2.6 | 0.8 | 2.5 | 2.5 | 0.5 | N |  |  | SB | Y | 9 | 1969 |  |  | N | Electric Utility | 1 | T X: X; NG BLQ: DFO |  |  | N | N |  | 10M | [23 empty] | N |  | N
213 | Alaska Electric Light&Power Co | 64 | Lemon Creek | AK | Juneau | 3 | Petroleum Liquids | IC |  | S | X | X |  |  | 2.6 | 0.8 | 2.5 | 2.5 | 0.5 | N |  |  | SB | Y | 9 | 1974 |  |  | N | Electric Utility | 1 | T X: X; NG BLQ: DFO |  |  | N | N |  | 10M | [23 empty] | N | N | N
14856 | Petersburg Borough - (AK) | 91 | Petersburg | AK | Wrangell Petersburg | IC1 | Petroleum Liquids | IC |  | S | X | X |  |  | 2.6 | 0.8 | 1.7 | 1.7 | 1.4 | N |  |  | OP | X | 12 | 1972 |  |  | N | Electric Utility | 1 | T X: X; NG BLQ: DFO |  |  | N | N |  | 1H | [23 empty] | N | N | N
14856 | Petersburg Borough - (AK) | 91 | Petersburg | AK | Wrangell Petersburg | IC6 | Petroleum Liquids | IC |  | S | X | X |  |  | 2.6 | 0.8 | 2.3 | 2.3 | 1.5 | N |  |  | OP | X | 9 | 1993 |  |  | N | Electric Utility | 1 | T X: X; NG BLQ: DFO |  |  | N | N |  | 1H | [23 empty] | N | N | N
14856 | Petersburg Borough - (AK) | 91 | Petersburg | AK | Wrangell Petersburg | IC7 | Petroleum Liquids | IC |  | S | X | X |  |  | 2.6 | 0.8 | 2.3 | 2.3 | 1.5 | N |  |  | OP | X | 8 | 2001 |  |  | N | Electric Utility | 1 | T X: X; NG BLQ: DFO |  |  | N | N |  | 1H | [23 empty] | N | N | N
4329 | Copper Valley Elec Assn, Inc | 6305 | Glennallen | AK | Valdez Cordova | 6 | Petroleum Liquids | IC |  | S | X | X |  |  | 2.6 | 0.8 | 2.5 | 2.5 | 0.5 | N |  |  | OP | X | 5 | 1976 |  |  | N | Electric Utility | 1 | T X: X; NG BLQ: DFO |  |  | N | N |  | 10M | [23 empty] | N | N | N
4329 | Copper Valley Elec Assn, Inc | 6305 | Glennallen | AK | Valdez Cordova | 7 | Petroleum Liquids | IC |  | S | X | X |  |  | 2.6 | 0.8 | 2.5 | 2.5 | 0.5 | N |  |  | OP | X | 5 | 1976 |  |  | N | Electric Utility | 1 | T X: X; NG BLQ: DFO |  |  | N | N |  | 10M | [23 empty] | N | N | N
4329 | Copper Valley Elec Assn, Inc | 6306 | Valdez | AK | Valdez Cordova | 5 | Petroleum Liquids | IC |  | S | X | X |  |  | 2.6 | 0.8 | 2 | 2 | 0.5 | N |  |  | OP | X | 6 | 1975 |  |  | N | Electric Utility | 1 | T X: X; NG BLQ: DFO |  |  | N | N |  | 10M | [23 empty] | N | N | N
19553 | Unisea Inc | 54422 | Unisea G 2 | AK | Aleutians West | GEN2 | Petroleum Liquids | IC |  | S | X | X |  |  | 2.6 | 0.8 | 2.3 | 2.3 | 1.5 | N |  |  | OP | X | 8 | 1990 |  |  | N | Industrial Non-CHP | 6 | T X: X; NG BLQ: DFO; NG BIT: OBL |  |  | N | N |  | 10M | [23 empty] | Y | Y | N
7353 | Golden Valley Elec Assn Inc | 6286 | Fairbanks | AK | Fairbanks North Star | 5 | Petroleum Liquids | IC |  | S | X | X |  |  | 2.7 | 0.8 | 2.8 | 2.8 | 2.8 | N |  |  | SB | Y | 5 | 1970 |  |  | N | Electric Utility | 1 | T X: X; NG BLQ: DFO; NG NG: DFO |  |  | N | N |  | 10M | [23 empty] | N | N | N
7353 | Golden Valley Elec Assn Inc | 6286 | Fairbanks | AK | Fairbanks North Star | 6 | Petroleum Liquids | IC |  | S | X | X |  |  | 2.7 | 0.8 | 2.8 | 2.8 | 2.8 | N |  |  | SB | Y | 9 | 1970 |  |  | N | Electric Utility | 1 | T X: X; NG BLQ: DFO; NG NG: DFO |  |  | N | N |  | 10M | [23 empty] | N | N | N
19553 | Unisea Inc | 54422 | Unisea G 2 | AK | Aleutians West | GEN3 | Petroleum Liquids | IC |  | S | X | X |  |  | 2.7 | 0.8 | 2.3 | 2.3 | 1.5 | N |  |  | OP | X | 8 | 1990 |  |  | N | Industrial Non-CHP | 6 | T X: X; NG BLQ: DFO; NG BIT: OBL |  |  | N | N |  | 10M | [23 empty] | Y | Y | N
19553 | Unisea Inc | 54422 | Unisea G 2 | AK | Aleutians West | GEN5 | Petroleum Liquids | IC |  | S | X | X |  |  | 2.7 | 0.8 | 2.3 | 2.3 | 1.5 | N |  |  | OP | X | 8 | 1990 |  |  | N | Industrial Non-CHP | 6 | T X: X; NG BLQ: DFO; NG BIT: OBL |  |  | N | N |  | 10M | [23 empty] | Y | Y | N
213 | Alaska Electric Light&Power Co | 64 | Lemon Creek | AK | Juneau | 7 | Petroleum Liquids | IC |  | S | X | X |  |  | 2.8 | 0.8 | 2.5 | 2.5 | 0.5 | N |  |  | SB | Y | 8 | 1983 |  |  | N | Electric Utility | 1 | T X: X; NG BLQ: DFO |  |  | N | N |  | 10M | [23 empty] | N | N | N
213 | Alaska Electric Light&Power Co | 64 | Lemon Creek | AK | Juneau | IC10 | Petroleum Liquids | IC |  | S | X | X |  |  | 2.8 | 0.8 | 2.5 | 2.5 | 0.5 | N |  |  | SB | Y | 9 | 1984 |  |  | N | Electric Utility | 1 | T X: X; NG BLQ: DFO |  |  | N | N |  | 10M | [23 empty] | N | N | N
213 | Alaska Electric Light&Power Co | 64 | Lemon Creek | AK | Juneau | IC11 | Petroleum Liquids | IC |  | S | X | X |  |  | 2.8 | 0.8 | 2.5 | 2.5 | 0.5 | N |  |  | SB | Y | 9 | 1984 |  |  | N | Electric Utility | 1 | T X: X; NG BLQ: DFO |  |  | N | N |  | 10M | [23 empty] | N | N | N
213 | Alaska Electric Light&Power Co | 64 | Lemon Creek | AK | Juneau | IC12 | Petroleum Liquids | IC |  | S | X | X |  |  | 2.8 | 0.8 | 2.5 | 2.5 | 0.5 | N |  |  | SB | Y | 9 | 1984 |  |  | N | Electric Utility | 1 | T X: X; NG BLQ: DFO |  |  | N | N |  | 10M | [23 empty] | N | N | N
213 | Alaska Electric Light&Power Co | 64 | Lemon Creek | AK | Juneau | IC8 | Petroleum Liquids | IC |  | S | X | X |  |  | 2.8 | 0.8 | 2.5 | 2.5 | 0.5 | N |  |  | SB | Y | 8 | 1985 |  |  | N | Electric Utility | 1 | T X: X; NG BLQ: DFO |  |  | N | N |  | 10M | [23 empty] | N | N | N
213 | Alaska Electric Light&Power Co | 64 | Lemon Creek | AK | Juneau | IC9 | Petroleum Liquids | IC |  | S | X | X |  |  | 2.8 | 0.8 | 2.5 | 2.5 | 0.5 | N |  |  | SB | Y | 8 | 1985 |  |  | N | Electric Utility | 1 | T X: X; NG BLQ: DFO |  |  | N | N |  | 10M | [23 empty] | N | N | N
219 | Alaska Power and Telephone Co | 69 | Haines | AK | Haines | 7A | Petroleum Liquids | IC |  | S | X | X |  |  | 2.8 | 0.8 | 2.8 | 2.8 | 1.1 | N |  |  | OP | X | 12 | 1995 |  |  | N | Electric Utility | 1 | T X: X; NG BLQ: DFO |  |  | N | N |  | 10M | [23 empty] | N
16955 | City of Seward - (AK) | 92 | Seward (AK) | AK | Kenai Peninsula | 6 | Petroleum Liquids | IC |  | S | X | X |  |  | 2.8 | 0.8 | 2.8 | 2.8 | 0.5 | N |  |  | OP | X | 12 | 2000 |  |  | N | Electric Utility | 1 | T X: X; NG BLQ: DFO |  |  | N | N |  | 1H | [23 empty] | N | N | N
16955 | City of Seward - (AK) | 92 | Seward (AK) | AK | Kenai Peninsula | N1 | Petroleum Liquids | IC |  | S | X | X |  |  | 2.8 | 0.8 | 2.8 | 2.8 | 0.5 | N |  |  | OP | X | 7 | 2010 |  |  | N | Electric Utility | 1 | T X: X; NG BLQ: DFO |  |  | N | N |  | 1H | [23 empty] | N | N | N
7353 | Golden Valley Elec Assn Inc | 6288 | Healy | AK | Denali | IC1 | Petroleum Liquids | IC |  | S | X | X |  |  | 2.8 | 0.8 | 2.8 | 2.8 | 2.5 | N |  |  | OP | X | 9 | 1967 |  |  | N | Electric Utility | 1 | T X: X; NG BLQ: DFO |  |  | N | N |  | 1H | [23 empty] | N |  | N
10451 | Kotzebue Electric Assn Inc | 6304 | Kotzebue Hybrid | AK | NORTHWEST ARCTIC | 14 | Petroleum Liquids | IC |  | S | X | X |  |  | 2.8 | 0.8 | 2.8 | 2.8 | 1 | N |  |  | OP | X | 7 | 1994 |  |  | N | Electric Utility | 1 | T X: X; NG BLQ: DFO |  |  | N |  |  | 12H | [23 empty] | N | N | N
10451 | Kotzebue Electric Assn Inc | 6304 | Kotzebue Hybrid | AK | NORTHWEST ARCTIC | 15 | Petroleum Liquids | IC |  | S | X | X |  |  | 2.8 | 0.8 | 2.8 | 2.8 | 1 | N |  |  | OP | X | 2 | 2006 |  |  | N | Electric Utility | 1 | T X: X; NG BLQ: DFO |  |  | N |  |  | 12H | [23 empty] | N | N | N
4329 | Copper Valley Elec Assn, Inc | 6305 | Glennallen | AK | Valdez Cordova | 9 | Petroleum Liquids | IC |  | S | X | X |  |  | 2.8 | 0.8 | 2.8 | 2.8 | 0.5 | N |  |  | OP | X | 5 | 2010 |  |  | N | Electric Utility | 1 | T X: X; NG BLQ: DFO |  |  | N | N |  | OVER | [23 empty] | N | N | N
17271 | City & Borough of Sitka - (AK) | 6801 | Jarvis Street | AK | Sitka | 2 | Petroleum Liquids | IC |  | S | X | X |  |  | 2.8 | 0.8 | 2.8 | 2.8 | 1 | N |  |  | OP | X | 8 | 1979 |  |  | N | Electric Utility | 1 | T X: X; NG BLQ: DFO |  |  | N |  |  | 1H | [23 empty] | N
17271 | City & Borough of Sitka - (AK) | 6801 | Jarvis Street | AK | Sitka | 3 | Petroleum Liquids | IC |  | S | X | X |  |  | 2.8 | 0.8 | 2.8 | 2.8 | 1 | N |  |  | OP | X | 8 | 1979 |  |  | N | Electric Utility | 1 | T X: X; NG BLQ: DFO |  |  | N |  |  | 1H | [23 empty] | N
213 | Alaska Electric Light&Power Co | 7250 | Auke Bay | AK | Juneau | 13 | Petroleum Liquids | GT |  | S | X | X |  |  | 2.8 | 0.8 | 2.8 | 2.8 | 0.5 | N |  |  | SB | Y | 8 | 1993 |  |  | N | Electric Utility | 1 | T X: X; NG BLQ: DFO |  |  | N | N |  | 1H | [23 empty] | N | N | N
10451 | Kotzebue Electric Assn Inc | 6304 | Kotzebue Hybrid | AK | NORTHWEST ARCTIC | 10 | Petroleum Liquids | IC |  | S | X | X |  |  | 3 | 0.8 | 3 | 3 | 1.5 | N |  |  | OP | X | 12 | 1992 |  |  | N | Electric Utility | 1 | T X: X; NG BLQ: DFO |  |  | N |  |  | 12H | [23 empty] | N | N | N
13201 | Naknek Electric Assn, Inc | 6301 | Naknek | AK | Bristol Bay | NA6 | Petroleum Liquids | IC |  | S | X | X |  |  | 3.3 | 0.8 | 3 | 0.1 | 1.7 | N |  |  | OP | X | 4 | 2019 |  |  | N | Electric Utility | 1 | T X: X; NG BLQ: DFO |  |  | N | N |  | 10M | [23 empty] | N
13201 | Naknek Electric Assn, Inc | 6301 | Naknek | AK | Bristol Bay | NA7 | Petroleum Liquids | IC |  | S | X | X |  |  | 3.3 | 0.8 | 3 | 0.1 | 1.7 | N |  |  | OP | X | 4 | 2019 |  |  | N | Electric Utility | 1 | T X: X; NG BLQ: DFO |  |  | N | N |  | 10M | [23 empty] | N
12385 | Metlakatla Power & Light | 7112 | Centennial | AK | Prince of Wales Ketchikan | IC6 | Petroleum Liquids | IC |  | S | X | X |  |  | 3.3 | 0.8 | 3.3 | 3.3 | 0.2 | N |  |  | OP | X | 4 | 1987 |  |  | N | Electric Utility | 1 | T X: X; NG BLQ: DFO |  |  | N | N |  | 10M | [23 empty] | N | N | N
57494 | TDX North Slope Generating Inc. | 58117 | TNSG South Plant | AK | North Slope | 6 | Natural Gas Internal Combustion Engine | IC |  | S | X | X |  |  | 3.4 | 0.8 | 3 | 3 | 0 | N |  |  | OP | X | 10 | 2003 |  |  | N | Electric Utility | 1 | [11 empty] | N | N |  | 1H | [23 empty] | N | N | N | bar: T X to NG BLQ
213 | Alaska Electric Light&Power Co | 63 | Gold Creek | AK | Juneau | IC4 | Petroleum Liquids | IC |  | S | X | X |  |  | 3.5 | 0.8 | 3.5 | 3.5 | 2 | N |  |  | SB | Y | 9 | 1963 |  |  | N | Electric Utility | 1 | T X: X; NG BLQ: DFO |  |  | N | N |  | 1H | [23 empty] | N | N | N
40215 | Cordova Electric Coop, Inc | 789 | Orca | AK | Valdez Cordova | 7 | Petroleum Liquids | IC |  | S | X | X |  |  | 3.6 | 0.8 | 3.6 | 3.6 | 2.2 | N |  |  | OP | X | 7 | 2009 |  |  | N | Electric Utility | 1 | T X: X; NG BLQ: DFO |  |  | N | N |  | 10M | [23 empty] | N | N | N
13642 | Nome Joint Utility Systems | 90 | Snake River | AK | Nome | 12 | Petroleum Liquids | IC |  | S | X | X |  |  | 3.8 | 0.8 | 3.7 | 3.7 | 2.8 | N |  |  | OP | X | 4 | 1991 |  |  | N | Electric Utility | 1 | T X: X; NG BLQ: DFO |  |  | N | N |  | 12H | [23 empty] | N
18617 | Tesoro Alaska Company LLC | 52184 | Tesoro Kenai Cogeneration Plant | AK | Kenai Peninsula | GEN1 | Natural Gas Fired Combustion Turbine | GT |  | S | X | X |  |  | 4.3 | 0.8 | 4.2 | 4.7 | 0.4 | N |  |  | OP | X | 11 | 1988 |  |  | Y | Industrial CHP | 7 | T X: T; NG BLQ: NG; NG BIT: DFO; NG NG: NG |  |  | N | N |  | 10M | [23 empty] | Y | N | Y
18617 | Tesoro Alaska Company LLC | 52184 | Tesoro Kenai Cogeneration Plant | AK | Kenai Peninsula | GEN2 | Natural Gas Fired Combustion Turbine | GT |  | S | X | X |  |  | 4.3 | 0.8 | 4.2 | 4.7 | 0.4 | N |  |  | OP | X | 11 | 1988 |  |  | Y | Industrial CHP | 7 | T X: T; NG BLQ: NG; NG BIT: DFO; NG NG: NG |  |  | N | N | 0 | 10M | [23 empty] | Y | N | Y
10433 | Kodiak Electric Assn Inc | 6281 | Kodiak Microgrid | AK | Kodiak Island | 2c | Petroleum Liquids | IC |  | S | X | X |  |  | 4.4 | 0.9 | 4.4 | 4.4 | 1.1 | N |  |  | OP | X | 6 | 2005 |  |  | N | Electric Utility | 1 | T X: X; NG BLQ: DFO |  |  | N |  |  | 1H | [23 empty] | N | N | N
10433 | Kodiak Electric Assn Inc | 6281 | Kodiak Microgrid | AK | Kodiak Island | 3c | Petroleum Liquids | IC |  | S | X | X |  |  | 4.4 | 0.9 | 4.4 | 4.4 | 1.1 | N |  |  | OP | X | 6 | 2005 |  |  | N | Electric Utility | 1 | T X: X; NG BLQ: DFO |  |  | N | N |  | 1H | [23 empty] | N | N | N
19454 | City of Unalaska - (AK) | 7502 | Dutch Harbor | AK | Aleutians West | 12 | Petroleum Liquids | IC |  | S | X | X |  |  | 4.4 | 0.8 | 3.7 | 3.7 | 2.6 | N |  |  | OP | X | 4 | 2015 |  |  | N | Electric Utility | 1 | T X: X; NG BLQ: DFO |  |  | N | N |  | 12H | [23 empty] | N | N | N
19454 | City of Unalaska - (AK) | 7502 | Dutch Harbor | AK | Aleutians West | 13 | Petroleum Liquids | IC |  | S | X | X |  |  | 4.4 | 0.8 | 3.7 | 3.7 | 2.6 | N |  |  | OP | X | 12 | 2011 |  |  | N | Electric Utility | 1 | T X: X; NG BLQ: DFO |  |  | N | N |  | 12H | [23 empty] | N | N | N
10433 | Kodiak Electric Assn Inc | 60250 | Swampy Acres Microgrid | AK | Kodiak Island | 13 | Petroleum Liquids | IC |  | S | X | X |  |  | 4.4 | 0.8 | 4.4 | 4.4 | 3.2 | N |  |  | OP | X | 4 | 2015 |  |  | N | Electric Utility | 1 | T X: X; NG BLQ: DFO |  |  |  | N |  | 1H | [23 empty] | N
10210 | Ketchikan Public Utilities | 85 | S W Bailey | AK | Ketchikan Gateway | 1 | Petroleum Liquids | IC |  | S | X | X |  |  | 4.5 | 0.8 | 3.5 | 3.5 | 2 | N |  |  | OP | X | 1 | 1969 |  |  | N | Electric Utility | 1 | T X: X; NG BLQ: DFO |  |  | N |  |  | 1H | [23 empty] | N
10210 | Ketchikan Public Utilities | 85 | S W Bailey | AK | Ketchikan Gateway | 2 | Petroleum Liquids | IC |  | S | X | X |  |  | 4.5 | 0.8 | 3.5 | 3.5 | 2 | N |  |  | OP | X | 1 | 1970 |  |  | N | Electric Utility | 1 | T X: X; NG BLQ: DFO |  |  | N |  |  | 1H | [23 empty] | N
17271 | City & Borough of Sitka - (AK) | 6801 | Jarvis Street | AK | Sitka | 4 | Petroleum Liquids | IC |  | S | X | X |  |  | 4.5 | 0.8 | 4 | 4 | 2.5 | N |  |  | OP | X | 7 | 2002 |  |  | N | Electric Utility | 1 | T X: X; NG BLQ: DFO |  |  | N |  |  | 1H | [23 empty] | N
1276 | Barrow Utils & Elec Coop, Inc | 7173 | Barrow | AK | North Slope | 11 | Natural Gas Fired Combustion Turbine | GT |  | S | X | X |  |  | 4.8 | 0.8 | 4.8 | 5 | 0.5 | N |  |  | OP | X | 11 | 1996 |  |  | N | Electric Utility | 1 | [11 empty] | N | N |  | 10M | [23 empty] | N | N | N | bar: T X to NG BLQ
986 | Aurora Energy LLC | 79 | Aurora Energy LLC Chena | AK | Fairbanks North Star | 1 | Conventional Steam Coal | ST |  | S | X | X |  |  | 5 | 0.8 | 4.7 | 4.3 | 1 | N |  |  | OP | X | 6 | 1952 |  |  | Y | IPP CHP | 3 | T X: T; NG BLQ: SUB; NG NG: WDS; NG RFO: DFO |  |  | N | N |  | 12H |  | N | Y | N | Y | [18 empty] | N | N | N
221 | Alaska Village Elec Coop, Inc | 6338 | St Marys IC | AK | Bethel | 1B | Petroleum Liquids | IC |  | S | X | X |  |  | 5 | 0.9 | 0.5 | 0.5 | 0.1 | N |  |  | OP | X | 12 | 2006 |  |  | N | Electric Utility | 1 | T X: X; NG BLQ: DFO |  |  | N | N |  | 10M | [23 empty] | N
1276 | Barrow Utils & Elec Coop, Inc | 7173 | Barrow | AK | North Slope | 12 | Natural Gas Fired Combustion Turbine | GT |  | S | X | X |  |  | 5 | 0.8 | 5 | 5.3 | 0.5 | N |  |  | OP | X | 6 | 2001 |  |  | N | Electric Utility | 1 | T X: X; NG BLQ: NG; NG BIT: DFO |  |  | N | N |  | 10M | [23 empty] | Y | N | Y
56389 | Doyon Utilities - Ft. Wainwright | 50308 | Utility Plants Section | AK | Fairbanks North Star | GEN1 | Conventional Steam Coal | ST | F401 | S | X | X |  |  | 5 | 0.8 | 3.5 | 4.3 | 1.5 | N |  |  | OP | X | 1 | 1955 |  |  | Y | Electric Utility | 1 | T X: T; NG BLQ: SUB; NG NG: SUB |  |  | N | N |  | 12H |  |  | Y |  | Y | [15 empty] | N |  |  | N | N | N
56389 | Doyon Utilities - Ft. Wainwright | 50308 | Utility Plants Section | AK | Fairbanks North Star | GEN3 | Conventional Steam Coal | ST | F401 | S | X | X |  |  | 5 | 0.8 | 6.2 | 6.2 | 1.5 | N |  |  | OP | X | 1 | 1955 |  |  | Y | Electric Utility | 1 | T X: T; NG BLQ: SUB; NG NG: SUB |  |  | N | N |  | 12H |  | N | Y |  | Y | [15 empty] | N |  |  | N | N | N
56389 | Doyon Utilities - Ft. Wainwright | 50308 | Utility Plants Section | AK | Fairbanks North Star | GEN4 | Conventional Steam Coal | ST | F401 | S | X | X |  |  | 5 | 0.8 | 6.2 | 6.2 | 1.5 | N |  |  | OP | X | 1 | 1955 |  |  | Y | Electric Utility | 1 | T X: T; NG BLQ: SUB; NG NG: SUB |  |  | N | N |  | 12H |  | N | Y |  | Y | [15 empty] | N |  |  | N | N | N
56389 | Doyon Utilities - Ft. Wainwright | 50308 | Utility Plants Section | AK | Fairbanks North Star | GEN5 | Conventional Steam Coal | ST | F401 | S | X | X |  |  | 5 | 0.8 | 6.2 | 6.2 | 1.5 | N |  |  | OP | X | 1 | 1989 |  |  | Y | Electric Utility | 1 | T X: T; NG BLQ: SUB; NG NG: SUB |  |  | N | N |  | 12H |  |  | Y |  | Y | [15 empty] | N |  |  | N | N | N
22199 | U S Air Force-Eielson AFB | 50392 | Eielson AFB Central Heat & Power Plant | AK | Fairbanks North Star | TG3 | Conventional Steam Coal | ST |  | S | X | X |  |  | 5 | 0.8 | 5 | 5 | 1 | N |  |  | OP | X | 8 | 1955 |  |  | Y | Commercial CHP | 5 | T X: T; NG BLQ: SUB; NG NG: SUB |  |  | N | N |  | 12H |  | N | Y |  | Y | [18 empty] | N | N | N
22199 | U S Air Force-Eielson AFB | 50392 | Eielson AFB Central Heat & Power Plant | AK | Fairbanks North Star | TG4 | Conventional Steam Coal | ST |  | S | X | X |  |  | 5 | 0.8 | 5 | 5 | 1 | N |  |  | OP | X | 6 | 1969 |  |  | Y | Commercial CHP | 5 | T X: T; NG BLQ: SUB; NG NG: SUB |  |  | N | N |  | 12H |  | N | Y |  | Y | [18 empty] | N | N | N
13642 | Nome Joint Utility Systems | 90 | Snake River | AK | Nome | 15 | Petroleum Liquids | IC |  | S | X | X |  |  | 5.2 | 0.8 | 5.2 | 5.2 | 3.4 | N |  |  | OP | X | 11 | 2007 |  |  | N | Electric Utility | 1 | T X: X; NG BLQ: DFO |  |  | N | N |  | OVER | [23 empty] | N
13642 | Nome Joint Utility Systems | 90 | Snake River | AK | Nome | 16 | Petroleum Liquids | IC |  | S | X | X |  |  | 5.2 | 0.8 | 5.2 | 5.2 | 3.4 | N |  |  | OP | X | 11 | 2007 |  |  | N | Electric Utility | 1 | T X: X; NG BLQ: DFO |  |  | N | N |  | OVER | [23 empty] | N
19454 | City of Unalaska - (AK) | 7502 | Dutch Harbor | AK | Aleutians West | 10 | Petroleum Liquids | IC |  | S | X | X |  |  | 5.2 | 0.8 | 4.4 | 4.4 | 3.1 | N |  |  | OP | X | 11 | 2010 |  |  | N | Electric Utility | 1 | T X: X; NG BLQ: DFO |  |  | N | N |  | 12H | [23 empty] | N | N | N
19454 | City of Unalaska - (AK) | 7502 | Dutch Harbor | AK | Aleutians West | 11 | Petroleum Liquids | IC |  | S | X | X |  |  | 5.2 | 0.8 | 4.4 | 4.4 | 3.1 | N |  |  | OP | X | 11 | 2010 |  |  | N | Electric Utility | 1 | T X: X; NG BLQ: DFO |  |  | N | N |  | 12H | [23 empty] | N | N | N
57494 | TDX North Slope Generating Inc. | 58278 | TNSG North Plant | AK | North Slope | CT1 | Natural Gas Fired Combustion Turbine | GT |  | S | X | X |  |  | 5.2 | 0.8 | 4.5 | 5.8 | 0 | N |  |  | OP | X | 1 | 2008 |  |  | N | Electric Utility | 1 | [11 empty] | N | N |  | 1H | [23 empty] | N | N | bar: T X to NG BLQ
57494 | TDX North Slope Generating Inc. | 58278 | TNSG North Plant | AK | North Slope | CT2 | Natural Gas Fired Combustion Turbine | GT |  | S | X | X |  |  | 5.2 | 0.8 | 4.5 | 5.8 | 0 | N |  |  | OP | X | 12 | 2009 |  |  | N | Electric Utility | 1 | [11 empty] | N | N |  | 1H | [23 empty] | N | N | bar: T X to NG BLQ
4329 | Copper Valley Elec Assn, Inc | 7841 | Valdez Cogen | AK | Valdez Cordova | 1 | Petroleum Liquids | GT |  | S | X | X |  |  | 5.3 | 0.8 | 5.1 | 5.3 | 1 | N |  |  | OP | X | 4 | 2000 |  |  | Y | Electric Utility | 1 | [11 empty] | N | N |  | 1H | [23 empty] | N | N | N | bar: T X to NG BLQ
10210 | Ketchikan Public Utilities | 85 | S W Bailey | AK | Ketchikan Gateway | 3 | Petroleum Liquids | IC |  | S | X | X |  |  | 6.4 | 0.8 | 5.5 | 5.5 | 3 | N |  |  | OP | X | 1 | 1976 |  |  | N | Electric Utility | 1 | T X: X; NG BLQ: DFO |  |  | N |  |  | 1H | [23 empty] | N
10433 | Kodiak Electric Assn Inc | 6281 | Kodiak Microgrid | AK | Kodiak Island | 4 | Petroleum Liquids | IC |  | S | X | X |  |  | 7 | 0.9 | 7 | 7 | 2.5 | N |  |  | OP | X | 7 | 1981 |  |  | N | Electric Utility | 1 | T X: X; NG BLQ: DFO |  |  | N | N |  | 1H | [23 empty] | N | N | N
10433 | Kodiak Electric Assn Inc | 7723 | Nymans Plant Microgrid | AK | Kodiak Island | 2 | Petroleum Liquids | IC |  | S | X | X |  |  | 7.5 | 0.9 | 7.3 | 7.4 | 1 | N |  |  | OP | X | 1 | 2000 |  |  | N | Electric Utility | 1 | T X: X; NG BLQ: DFO |  |  | N | N |  | 1H | [23 empty] | N | N | N
57494 | TDX North Slope Generating Inc. | 58278 | TNSG North Plant | AK | North Slope | CT3 | Natural Gas Fired Combustion Turbine | GT |  | S | X | X |  |  | 7.5 | 0.8 | 6.9 | 9.5 | 0 | N |  |  | OP | X | 11 | 2014 |  |  | N | Electric Utility | 1 | [12 empty] | N |  | 1H | [23 empty] | N | N | bar: T X to NG BLQ
57494 | TDX North Slope Generating Inc. | 58278 | TNSG North Plant | AK | North Slope | CT4 | Natural Gas Fired Combustion Turbine | GT |  | S | X | X |  |  | 7.5 | 0.8 | 6.9 | 9.5 | 0 | N |  |  | OP | X | 11 | 2014 |  |  | N | Electric Utility | 1 | [12 empty] | N |  | 1H | [23 empty] | N | N | bar: T X to NG BLQ
19511 | University of Alaska | 50711 | University of Alaska Fairbanks | AK | Fairbanks North Star | GEN4 | Petroleum Liquids | IC |  | S | X | X |  |  | 9.6 | 0.8 | 9.6 | 9.6 | 2 | N |  |  | SB | Y | 8 | 2000 |  |  | Y | Commercial CHP | 5 | T X: T; NG BLQ: DFO |  |  | N | N |  | 12H | [23 empty] | N | N | N
22199 | U S Air Force-Eielson AFB | 50392 | Eielson AFB Central Heat & Power Plant | AK | Fairbanks North Star | TG5 | Conventional Steam Coal | ST |  | S | X | X |  |  | 10 | 0.8 | 9 | 9.5 | 3 | N |  |  | OP | X | 10 | 1987 |  |  | Y | Commercial CHP | 5 | T X: T; NG BLQ: SUB; NG NG: SUB |  |  | N | N |  | 12H |  | N | Y |  | Y | [18 empty] | N | N | N
19511 | University of Alaska | 50711 | University of Alaska Fairbanks | AK | Fairbanks North Star | GEN3 | Conventional Steam Coal | ST |  | S | X | X |  |  | 10 | 0.85 | 8.1 | 10 | 2.5 | N |  |  | OA | X | 4 | 1981 |  |  | Y | Commercial CHP | 5 | T | SUB | DFO | NG | JF |  |  | NG | DFO |  |  | N | N |  | 12H | Y |  | N | Y | Y | [18 empty] | Y | N | N
10210 | Ketchikan Public Utilities | 85 | S W Bailey | AK | Ketchikan Gateway | 4 | Petroleum Liquids | IC |  | S | X | X |  |  | 10.5 | 0.8 | 10.5 | 10.5 | 3.5 | N |  |  | OP | X | 10 | 1998 |  |  | N | Electric Utility | 1 | T X: X; NG BLQ: DFO |  |  | N |  |  | 1H | [23 empty] | N
7353 | Golden Valley Elec Assn Inc | 6285 | North Pole | AK | Fairbanks North Star | STG1 | Petroleum Liquids | CA | CST1 | S | N | X |  |  | 13 | 0.85 | 10 | 12 | 8 | N |  |  | OP | X | 3 | 2007 |  |  | N | Electric Utility | 1 | T X: X; NG BLQ: WO; NG BIT: DFO; NG NG: DFO |  |  | N | N |  | 12H | [23 empty] | N | N | N
17271 | City & Borough of Sitka - (AK) | 6801 | Jarvis Street | AK | Sitka | 5 | Petroleum Liquids | IC |  | S | X | X |  |  | 13.5 | 0.8 | 13.5 | 13.5 | 10 | N |  |  | OP | X | 8 | 2014 |  |  | N | Electric Utility | 1 | T X: X; NG BLQ: DFO | [5 empty] | 1H | [23 empty] | N
3522 | Chugach Electric Assn Inc | 6293 | International | AK | Anchorage | 1 | Natural Gas Fired Combustion Turbine | GT |  | S | X | X |  |  | 15 | 0.85 | 12.6 | 14.1 | 1 | N |  |  | SB | Y | 12 | 1964 |  |  | N | Electric Utility | 1 | [11 empty] | N | N |  | 1H | [23 empty] | N | bar: T X to NG BLQ
3522 | Chugach Electric Assn Inc | 96 | Beluga | AK | Kenai Peninsula | 1 | Natural Gas Fired Combustion Turbine | GT |  | S | X | X |  |  | 16 | 0.85 | 18.9 | 19.6 | 1 | N |  |  | OP | X | 1 | 1968 |  |  | N | Electric Utility | 1 | [11 empty] | N | N |  | 1H | [23 empty] | N | bar: T X to NG BLQ
3522 | Chugach Electric Assn Inc | 96 | Beluga | AK | Kenai Peninsula | 2 | Natural Gas Fired Combustion Turbine | GT |  | S | X | X |  |  | 16 | 0.85 | 18.9 | 19.6 | 1 | N |  |  | OP | X | 1 | 1968 |  |  | N | Electric Utility | 1 | [11 empty] | N | N |  | 1H | [23 empty] | N | bar: T X to NG BLQ
19511 | University of Alaska | 50711 | University of Alaska Fairbanks | AK | Fairbanks North Star | GEN5 | Conventional Steam Coal | ST |  | S | X | X |  |  | 17 | 0.94 | 17 | 17 | 4 | N |  |  | OP | X | 2 | 2020 |  |  | Y | Commercial CHP | 5 | T | SUB | DFO | NG | JF |  |  | NG | DFO |  |  | N | N |  | 12H | Y | N | N | Y | Y | [18 empty] | Y | Y | N
11824 | Matanuska Electric Assn Inc | 58989 | Eklutna Generation Station | AK | Anchorage | EGS01 | Natural Gas Internal Combustion Engine | IC |  | S | X | X |  |  | 17.1 | 0.8 | 16.5 | 16.5 | 6.6 | N |  |  | OP | X | 4 | 2015 |  |  | N | Electric Utility | 1 | T X: X; NG BLQ: NG; NG BIT: DFO |  |  | N | N |  | 10M | [20 empty] | N |  |  | Y | N | Y
11824 | Matanuska Electric Assn Inc | 58989 | Eklutna Generation Station | AK | Anchorage | EGS02 | Natural Gas Internal Combustion Engine | IC |  | S | X | X |  |  | 17.1 | 0.8 | 16.5 | 16.5 | 6.6 | N |  |  | OP | X | 4 | 2015 |  |  | N | Electric Utility | 1 | T X: X; NG BLQ: NG; NG BIT: DFO |  |  | N | N |  | 10M | [20 empty] | N |  |  | Y | N | Y
11824 | Matanuska Electric Assn Inc | 58989 | Eklutna Generation Station | AK | Anchorage | EGS03 | Natural Gas Internal Combustion Engine | IC |  | S | X | X |  |  | 17.1 | 0.8 | 16.5 | 16.5 | 6.6 | N |  |  | OP | X | 4 | 2015 |  |  | N | Electric Utility | 1 | T X: X; NG BLQ: NG; NG BIT: DFO |  |  | N | N |  | 10M | [20 empty] | N |  |  | Y | N | Y
11824 | Matanuska Electric Assn Inc | 58989 | Eklutna Generation Station | AK | Anchorage | EGS04 | Natural Gas Internal Combustion Engine | IC |  | S | X | X |  |  | 17.1 | 0.8 | 16.5 | 16.5 | 6.6 | N |  |  | OP | X | 4 | 2015 |  |  | N | Electric Utility | 1 | T X: X; NG BLQ: NG; NG BIT: DFO |  |  | N | N |  | 10M | [20 empty] | N |  |  | Y | N | Y
11824 | Matanuska Electric Assn Inc | 58989 | Eklutna Generation Station | AK | Anchorage | EGS05 | Natural Gas Internal Combustion Engine | IC |  | S | X | X |  |  | 17.1 | 0.8 | 16.5 | 16.5 | 6.6 | N |  |  | OP | X | 4 | 2015 |  |  | N | Electric Utility | 1 | T X: X; NG BLQ: NG; NG BIT: DFO |  |  | N | N |  | 10M | [20 empty] | N |  |  | Y | N | Y
11824 | Matanuska Electric Assn Inc | 58989 | Eklutna Generation Station | AK | Anchorage | EGS06 | Natural Gas Internal Combustion Engine | IC |  | S | X | X |  |  | 17.1 | 0.8 | 16.5 | 16.5 | 6.6 | N |  |  | OP | X | 4 | 2015 |  |  | N | Electric Utility | 1 | T X: X; NG BLQ: NG; NG BIT: DFO |  |  | N | N |  | 10M | [20 empty] | N |  |  | Y | N | Y
11824 | Matanuska Electric Assn Inc | 58989 | Eklutna Generation Station | AK | Anchorage | EGS07 | Natural Gas Internal Combustion Engine | IC |  | S | X | X |  |  | 17.1 | 0.8 | 16.5 | 16.5 | 6.6 | N |  |  | OP | X | 2 | 2015 |  |  | N | Electric Utility | 1 | T X: X; NG BLQ: NG; NG BIT: DFO |  |  | N | N |  | 10M | [20 empty] | N |  |  | Y | N | Y
11824 | Matanuska Electric Assn Inc | 58989 | Eklutna Generation Station | AK | Anchorage | EGS08 | Natural Gas Internal Combustion Engine | IC |  | S | X | X |  |  | 17.1 | 0.8 | 16.5 | 16.5 | 6.6 | N |  |  | OP | X | 2 | 2015 |  |  | N | Electric Utility | 1 | T X: X; NG BLQ: NG; NG BIT: DFO |  |  | N | N |  | 10M | [20 empty] | N |  |  | Y | N | Y
11824 | Matanuska Electric Assn Inc | 58989 | Eklutna Generation Station | AK | Anchorage | EGS09 | Natural Gas Internal Combustion Engine | IC |  | S | X | X |  |  | 17.1 | 0.8 | 16.5 | 16.5 | 6.6 | N |  |  | OP | X | 2 | 2015 |  |  | N | Electric Utility | 1 | T X: X; NG BLQ: NG; NG BIT: DFO |  |  | N | N |  | 10M | [20 empty] | N |  |  | Y | N | Y
11824 | Matanuska Electric Assn Inc | 58989 | Eklutna Generation Station | AK | Anchorage | EGS10 | Natural Gas Internal Combustion Engine | IC |  | S | X | X |  |  | 17.1 | 0.8 | 16.5 | 16.5 | 6.6 | N |  |  | OP | X | 2 | 2015 |  |  | N | Electric Utility | 1 | T X: X; NG BLQ: NG; NG BIT: DFO |  |  | N | N |  | 10M | [20 empty] | N |  |  | Y | N | Y
7353 | Golden Valley Elec Assn Inc | 6286 | Fairbanks | AK | Fairbanks North Star | GT1 | Petroleum Liquids | GT |  | S | X | X |  |  | 18.4 | 0.85 | 15.5 | 17.7 | 3 | N |  |  | OP | X | 5 | 1971 |  |  | N | Electric Utility | 1 | T X: X; NG BLQ: DFO; NG NG: DFO |  |  | N | N |  | 1H | [23 empty] | N | N | N
7353 | Golden Valley Elec Assn Inc | 6286 | Fairbanks | AK | Fairbanks North Star | GT2 | Petroleum Liquids | GT |  | S | X | X |  |  | 18.4 | 0.85 | 15 | 17.7 | 3 | N |  |  | OP | X | 11 | 1972 |  |  | N | Electric Utility | 1 | T X: X; NG BLQ: DFO; NG NG: DFO |  |  | N | N |  | 1H | [23 empty] | N | N | N
213 | Alaska Electric Light&Power Co | 64 | Lemon Creek | AK | Juneau | 5 | Petroleum Liquids | GT |  | S | X | X |  |  | 18.6 | 0.85 | 17.5 | 17.5 | 4 | N |  |  | SB | Y | 9 | 1980 |  |  | N | Electric Utility | 1 | T X: X; NG BLQ: DFO |  |  | N |  |  | 1H | [23 empty] | N | N | N
213 | Alaska Electric Light&Power Co | 64 | Lemon Creek | AK | Juneau | 6 | Petroleum Liquids | GT |  | S | X | X |  |  | 18.6 | 0.85 | 17.5 | 17.5 | 4 | N |  |  | SB | Y | 8 | 1983 |  |  | N | Electric Utility | 1 | T X: X; NG BLQ: DFO |  |  | N |  |  | 1H | [23 empty] | N | N | N
986 | Aurora Energy LLC | 79 | Aurora Energy LLC Chena | AK | Fairbanks North Star | 5 | Conventional Steam Coal | ST |  | S | X | X |  |  | 20 | 0.85 | 19 | 18.8 | 8 | N |  |  | OP | X | 6 | 1975 |  |  | Y | IPP CHP | 3 | T X: T; NG BLQ: SUB; NG NG: AB; NG RFO: DFO |  |  | N | N |  | 12H |  | N | Y |  | Y | [18 empty] | N | N | N
19558 | Homer Electric Assn Inc | 6292 | Bernice Lake | AK | Kenai Peninsula | 2 | Natural Gas Fired Combustion Turbine | GT |  | S | X | X |  |  | 20.7 | 0.95 | 17 | 19 | 2 | N |  |  | OP | X | 11 | 1971 |  |  | N | Electric Utility | 1 | [11 empty] | N | N |  | 1H | [23 empty] | N | N | bar: T X to NG BLQ
7353 | Golden Valley Elec Assn Inc | 56325 | Delta Power | AK | Southeast Fairbanks | 6 | Petroleum Liquids | GT |  | S | X | X |  |  | 23.1 | 0.9 | 23.1 | 26 | 3 | N |  |  | SB | Y | 11 | 1976 |  |  | N | Electric Utility | 1 | T X: X; NG BLQ: DFO |  |  | N | N |  | 1H | [23 empty] | N | N | N
58188 | Central Connecticut State University | 58224 | CCSU Co-Gen-STBY Gen | CT | Hartford | GRND | Petroleum Liquids | IC |  | S | X | X |  |  | 0.3 | 0.8 | 0.3 | 0.3 | 0.3 | N |  |  | SB | N | 6 | 2012 |  |  | N | Commercial CHP | 5 | T X: X; NG BLQ: DFO |  |  | N | N |  | 10M | [23 empty] | N | N | N
57389 | IKEA Property Inc | 61820 | IKEA New Haven Rooftop PV & Fuel Cell | CT | New Haven | 213FC | Other Natural Gas | FC |  | S | X | X |  |  | 0.3 |  | 0.3 | 0.3 | 0.3 | N |  |  | OP | X | 12 | 2016 |  |  | N | Commercial Non-CHP | 4 | [14 empty] | 10M | bar: T X to NG BLQ
58300 | Ameresco Select Inc | 58365 | CJTS Energy Center | CT | Middlesex | UNIT7 | Other Natural Gas | FC |  | S | X | X |  |  | 0.4 |  | 0.4 | 0.4 | 0.1 | N |  |  | OP | X | 9 | 2013 |  |  | N | Commercial Non-CHP | 4 | [11 empty] | N | N |  | 12H | [23 empty] | N | bar: T X to NG BLQ
64153 | Stamford Health Systems, Inc. | 64515 | Stamford Health | CT | Fairfield | 1 | Petroleum Liquids | IC |  | S | X | X |  |  | 0.4 | 0.8 | 0.4 | 0.4 | 0.1 | N |  |  | OP | X | 1 | 2001 |  |  | N | Commercial Non-CHP | 4 | T X: X; NG BLQ: DFO |  |  | N |  |  | 10M | [23 empty] | N
64153 | Stamford Health Systems, Inc. | 64515 | Stamford Health | CT | Fairfield | 14 | Petroleum Liquids | IC |  | S | X | X |  |  | 0.4 | 0.8 | 0.5 | 0.5 | 0.1 | N |  |  | OP | X | 1 | 1984 |  |  | N | Commercial Non-CHP | 4 | T X: X; NG BLQ: DFO |  |  | N |  |  | 10M | [23 empty] | N
64153 | Stamford Health Systems, Inc. | 64515 | Stamford Health | CT | Fairfield | 13 | Petroleum Liquids | IC |  | S | X | X |  |  | 0.5 | 0.8 | 0.5 | 0.5 | 0.1 | N |  |  | OP | X | 9 | 2007 |  |  | N | Commercial Non-CHP | 4 | T X: X; NG BLQ: DFO |  |  | N |  |  | 10M | [23 empty] | N
64153 | Stamford Health Systems, Inc. | 64515 | Stamford Health | CT | Fairfield | 7 | Petroleum Liquids | IC |  | S | X | X |  |  | 0.5 | 0.8 | 0.5 | 0.5 | 0.1 | N |  |  | OP | X | 1 | 1984 |  |  | N | Commercial Non-CHP | 4 | T X: X; NG BLQ: DFO |  |  | N |  |  | 10M | [23 empty] | N
58188 | Central Connecticut State University | 58224 | CCSU Co-Gen-STBY Gen | CT | Hartford | MEMH | Petroleum Liquids | IC |  | S | X | X |  |  | 0.7 | 0.8 | 0.7 | 0.7 | 0.7 | N |  |  | SB | N | 10 | 1993 |  |  | N | Commercial CHP | 5 | T X: X; NG BLQ: DFO |  |  | N | N |  | 10M | [23 empty] | N | N | N
54842 | WM Renewable Energy LLC | 50564 | New Milford Gas Recovery | CT | Litchfield | GEN2 | Landfill Gas | IC |  | S | X | X | Zonal | Zonal | 0.8 | 0.98 | 0.8 | 0.8 | 0.5 | N |  |  | OP | X | 5 | 2008 |  |  | N | IPP Non-CHP | 2 | T X: X; NG BLQ: LFG |  |  | N | N |  | 1H | [23 empty] | N | N | N
54842 | WM Renewable Energy LLC | 50564 | New Milford Gas Recovery | CT | Litchfield | GEN3 | Landfill Gas | IC |  | S | X | X | Zonal | Zonal | 0.8 | 0.98 | 0.8 | 0.8 | 0.5 | N |  |  | OP | X | 5 | 2008 |  |  | N | IPP Non-CHP | 2 | T X: X; NG BLQ: LFG |  |  | N | N |  | 1H | [23 empty] | N | N | N
54842 | WM Renewable Energy LLC | 50564 | New Milford Gas Recovery | CT | Litchfield | GEN4 | Landfill Gas | IC |  | S | X | X | Zonal | Zonal | 0.8 | 0.98 | 0.8 | 0.8 | 0.5 | N |  |  | OP | X | 5 | 2008 |  |  | N | IPP Non-CHP | 2 | T X: X; NG BLQ: LFG |  |  |  | N |  | 1H | [23 empty] | N | N | N
64153 | Stamford Health Systems, Inc. | 64515 | Stamford Health | CT | Fairfield | 4 | Petroleum Liquids | IC |  | S | X | X |  |  | 0.8 | 0.8 | 0.8 | 0.8 | 0.1 | N |  |  | OP | X | 1 | 2001 |  |  | N | Commercial Non-CHP | 4 | T X: X; NG BLQ: DFO |  |  | N |  |  | 10M | [23 empty] | N
64153 | Stamford Health Systems, Inc. | 64515 | Stamford Health | CT | Fairfield | 5 | Petroleum Liquids | IC |  | S | X | X |  |  | 0.8 | 0.8 | 0.8 | 0.8 | 0.1 | N |  |  | OP | X | 1 | 2001 |  |  | N | Commercial Non-CHP | 4 | T X: X; NG BLQ: DFO |  |  | N |  |  | 10M | [23 empty] | N
62150 | 2016 ESA Project Company, LLC | 64753 | FDX010.0 FedEx Fuel Cell | CT | Middlesex | FDX10 | Other Natural Gas | FC |  | S | X | X |  |  | 1 | 0.99 | 1 | 1 | 1 | N |  |  | OP | X | 9 | 2018 |  |  | N | IPP Non-CHP | 2 | [14 empty] | 12H | bar: T X to NG BLQ
57128 | Bloom Energy | 59801 | IBM Southbury | CT | New Haven | IBM00 | Other Natural Gas | FC |  | W | X | X |  |  | 1.1 |  | 1 | 1 | 0 | N |  |  | OP | X | 11 | 2014 |  |  | N | IPP Non-CHP | 2 | [11 empty] | N | N |  | OVER | bar: T X to NG BLQ
58300 | Ameresco Select Inc | 58327 | Bradley Energy Center | CT | Hartford | UNIT2 | Natural Gas Internal Combustion Engine | IC |  | W | X | X |  |  | 1.2 | 0.8 | 1.2 | 1.2 | 0.5 | N |  |  | OP | X | 11 | 2002 |  |  | Y | Commercial CHP | 5 | [11 empty] | N | N |  | 10M | [23 empty] | N | N | N | bar: T X to NG BLQ
58300 | Ameresco Select Inc | 58327 | Bradley Energy Center | CT | Hartford | UNIT3 | Natural Gas Internal Combustion Engine | IC |  | W | X | X |  |  | 1.2 | 0.8 | 1.2 | 1.2 | 0.5 | N |  |  | OP | X | 11 | 2002 |  |  | Y | Commercial CHP | 5 | [11 empty] | N | N |  | 10M | [23 empty] | N | N | N | bar: T X to NG BLQ
59724 | Pepperidge Farm, Inc.- Bloomfield | 59967 | Pepperidge Farm Bloomfield | CT | Hartford | FCB | Other Natural Gas | FC |  | S | X | X |  |  | 1.2 |  | 0.8 | 0.8 | 0.6 | N |  |  | OP | X | 9 | 2008 |  |  | Y | Industrial CHP | 7 | [12 empty] | N |  | OVER | [23 empty] | N | bar: T X to NG BLQ
58188 | Central Connecticut State University | 58224 | CCSU Co-Gen-STBY Gen | CT | Hartford | EC#1 | Natural Gas Internal Combustion Engine | IC |  | S | X | X |  |  | 1.3 | 0.8 | 1.3 | 1.3 | 0.4 | N |  |  | OP | X | 5 | 2004 |  |  | Y | Commercial CHP | 5 | [11 empty] | N | N |  | 10M | [23 empty] | N | N | N | bar: T X to NG BLQ
58188 | Central Connecticut State University | 58224 | CCSU Co-Gen-STBY Gen | CT | Hartford | EC#2 | Natural Gas Internal Combustion Engine | IC |  | S | X | X |  |  | 1.3 | 0.8 | 1.3 | 1.3 | 0.4 | N |  |  | OP | X | 5 | 2004 |  |  | Y | Commercial CHP | 5 | [11 empty] | N | N |  | 10M | [23 empty] | N | N | N | bar: T X to NG BLQ
8153 | Hartford Steam Co | 52061 | Hartford Hospital Cogeneration | CT | Hartford | GEN4 | Other Natural Gas | FC |  | S | X | X |  |  | 1.4 |  | 1.4 | 1.4 | 0 | N |  |  | OP | X | 5 | 2014 |  |  | N | Commercial CHP | 5 | [11 empty] | N | N |  | OVER | [23 empty] | N | bar: T X to NG BLQ
58213 | New Britain Renewable Energy, LLC | 58237 | CCSU Fuel Cell Project | CT | Hartford | CCSU | Other Natural Gas | FC |  | S | X | X |  |  | 1.4 |  | 1.4 | 1.4 | 0.7 | N |  |  | OP | X | 4 | 2012 |  |  | Y | Commercial CHP | 5 | [11 empty] | N | N |  | OVER |  |  |  |  | N | [18 empty] | N | bar: T X to NG BLQ
59724 | Pepperidge Farm, Inc.- Bloomfield | 59967 | Pepperidge Farm Bloomfield | CT | Hartford | FCC | Other Natural Gas | FC |  | S | X | X |  |  | 1.4 |  | 1.3 | 1.3 | 0.6 | N |  |  | OP | X | 8 | 2016 |  |  | N | Industrial CHP | 7 | [11 empty] | N | N |  | OVER | [23 empty] | N | bar: T X to NG BLQ
60571 | AEP Onsite Partners, LLC | 61786 | Trinity College Fuel Cell | CT | Hartford | MB-22 | Other Natural Gas | FC |  | S | X | X |  |  | 1.4 | 1 | 1.4 | 1.4 | 1.1 | N |  |  | OP | X | 8 | 2018 |  |  | N | IPP Non-CHP | 2 | [14 empty] | OVER | bar: T X to NG BLQ
61939 | Clearway Energy, Inc | 63438 | UB Fuel Cell | CT | Fairfield | UBFC1 | Other Natural Gas | FC |  | S | X | X |  |  | 1.4 | 1 | 1.4 | 1.4 | 0.2 | N |  |  | OP | X | 4 | 2015 |  |  | Y | IPP CHP | 3 | [11 empty] | N | N |  | OVER | bar: T X to NG BLQ
58300 | Ameresco Select Inc | 58327 | Bradley Energy Center | CT | Hartford | UNIT1 | Natural Gas Internal Combustion Engine | IC |  | W | X | X |  |  | 1.5 | 0.8 | 1.5 | 1.5 | 0.6 | N |  |  | OP | X | 11 | 2002 |  |  | Y | Commercial CHP | 5 | [11 empty] | N | N |  | 10M | [23 empty] | N | N | N | bar: T X to NG BLQ
58300 | Ameresco Select Inc | 58327 | Bradley Energy Center | CT | Hartford | UNIT4 | Natural Gas Internal Combustion Engine | IC |  | W | X | X |  |  | 1.9 | 0.8 | 1.9 | 1.9 | 0.9 | N |  |  | OP | X | 8 | 2010 |  |  | Y | Commercial CHP | 5 | [11 empty] | N | N |  | 10M | [23 empty] | N | N | N | bar: T X to NG BLQ
13831 | City of Norwich - (CT) | 57624 | Norwich WWTP | CT | New London | 1 | Petroleum Liquids | IC |  | S | X | X | UN.TUNNEL 69 WWTP | UN.TUNNEL 69 WWTP | 2 | 0.9 | 2 | 2 | 0.1 | N |  |  | OP | X | 5 | 2006 |  |  | N | Commercial Non-CHP | 4 | T X: X; NG BLQ: DFO |  |  | N | N |  | 10M | [23 empty] | N | N
57015 | Third Taxing District of Norwalk | 57689 | Norden 1-3 | CT | Fairfield | NORD1 | Petroleum Liquids | IC |  | S | X | X |  |  | 2 | 0.8 | 2 | 2 | 1 | N |  |  | OP | X | 6 | 2004 |  |  | N | Electric Utility | 1 | T X: X; NG BLQ: DFO |  |  | N | N |  | 10M | [23 empty] | N | N | N
57015 | Third Taxing District of Norwalk | 57689 | Norden 1-3 | CT | Fairfield | NORD2 | Petroleum Liquids | IC |  | S | X | X |  |  | 2 | 0.8 | 2 | 2 | 1 | N |  |  | OP | X | 6 | 2004 |  |  | N | Electric Utility | 1 | T X: X; NG BLQ: DFO |  |  | N | N |  | 10M | [23 empty] | N | N | N
57015 | Third Taxing District of Norwalk | 57689 | Norden 1-3 | CT | Fairfield | NORD3 | Petroleum Liquids | IC |  | S | X | X |  |  | 2 | 0.8 | 2 | 2 | 1 | N |  |  | OP | X | 6 | 2004 |  |  | N | Electric Utility | 1 | T X: X; NG BLQ: DFO |  |  | N | N |  | 10M | [23 empty] | N | N | N
57128 | Bloom Energy | 62455 | Digital Fairfield | CT | Fairfield | DGR01 | Other Natural Gas | FC |  | W | X | X |  |  | 2 |  | 2 | 2 | 0.1 | N |  |  | OP | X | 6 | 2018 |  |  | N | IPP Non-CHP | 2 | [14 empty] | OVER | bar: T X to NG BLQ
58131 | Wesleyan University | 58158 | Wesleyan University Cogen 1 | CT | Middlesex | 1 | Natural Gas Internal Combustion Engine | IC |  | S | X | X |  |  | 2.4 | 0.98 | 2.3 | 2.3 | 1.2 | N |  |  | OP | X | 2 | 2009 |  |  | Y | Commercial CHP | 5 | [11 empty] | N | N |  | 1H | [23 empty] | N | N | N | bar: T X to NG BLQ
64153 | Stamford Health Systems, Inc. | 64515 | Stamford Health | CT | Fairfield | 15 | Petroleum Liquids | IC |  | S | X | X |  |  | 2.5 | 0.8 | 2.5 | 2.5 | 0.1 | N |  |  | OP | X | 1 | 2014 |  |  | N | Commercial Non-CHP | 4 | T X: X; NG BLQ: DFO | [5 empty] | 10M | [23 empty] | N
64153 | Stamford Health Systems, Inc. | 64515 | Stamford Health | CT | Fairfield | 16 | Petroleum Liquids | IC |  | S | X | X |  |  | 2.5 | 0.8 | 2.5 | 2.5 | 0.1 | N |  |  | OP | X | 1 | 2014 |  |  | N | Commercial Non-CHP | 4 | T X: X; NG BLQ: DFO |  |  | N |  |  | 10M | [23 empty] | N
4180 | Connecticut Mun Elec Engy Coop | 57598 | Bridge Street 1 & 2 | CT | New London | BS1 | Petroleum Liquids | IC |  | S | X | X |  |  | 2.6 | 0.8 | 2.5 | 2.5 | 1.5 | N |  |  | OP | X | 8 | 2010 |  |  | N | Electric Utility | 1 | T X: X; NG BLQ: DFO |  |  | N | N |  | 10M | [23 empty] | N
4180 | Connecticut Mun Elec Engy Coop | 57598 | Bridge Street 1 & 2 | CT | New London | BS2 | Petroleum Liquids | IC |  | S | X | X |  |  | 2.6 | 0.8 | 2.5 | 2.5 | 1.5 | N |  |  | OP | X | 7 | 2010 |  |  | N | Electric Utility | 1 | T X: X; NG BLQ: DFO |  |  | N | N |  | 10M | [23 empty] | N
4180 | Connecticut Mun Elec Engy Coop | 57599 | Fort Hill 1, 2, 3 & 4 | CT | New London | FH1 | Petroleum Liquids | IC |  | S | X | X |  |  | 2.6 | 0.8 | 2.5 | 2.5 | 1.5 | N |  |  | OP | X | 8 | 2010 |  |  | N | Electric Utility | 1 | T X: X; NG BLQ: DFO |  |  | N | N |  | 10M | [23 empty] | N
4180 | Connecticut Mun Elec Engy Coop | 57599 | Fort Hill 1, 2, 3 & 4 | CT | New London | FH2 | Petroleum Liquids | IC |  | S | X | X |  |  | 2.6 | 0.8 | 2.5 | 2.5 | 1.5 | N |  |  | OP | X | 8 | 2010 |  |  | N | Electric Utility | 1 | T X: X; NG BLQ: DFO |  |  | N | N |  | 10M | [23 empty] | N | N
4180 | Connecticut Mun Elec Engy Coop | 57599 | Fort Hill 1, 2, 3 & 4 | CT | New London | FH3 | Petroleum Liquids | IC |  | S | X | X |  |  | 2.6 | 0.8 | 2.5 | 2.5 | 1.5 | N |  |  | OP | X | 8 | 2010 |  |  | N | Electric Utility | 1 | T X: X; NG BLQ: DFO |  |  | N | N |  | 10M | [23 empty] | N | N
4180 | Connecticut Mun Elec Engy Coop | 57599 | Fort Hill 1, 2, 3 & 4 | CT | New London | FH4 | Petroleum Liquids | IC |  | S | X | X |  |  | 2.6 | 0.8 | 2.5 | 2.5 | 1.5 | N |  |  | OP | X | 8 | 2010 |  |  | N | Electric Utility | 1 | T X: X; NG BLQ: DFO |  |  | N | N |  | 10M | [23 empty] | N | N
4180 | Connecticut Mun Elec Engy Coop | 57601 | Gary Court 1 & 2 | CT | New London | GC1 | Petroleum Liquids | IC |  | S | X | X |  |  | 2.6 | 0.8 | 2.5 | 2.5 | 1.5 | N |  |  | OP | X | 7 | 2010 |  |  | N | Electric Utility | 1 | T X: X; NG BLQ: DFO |  |  | N | N |  | 10M | [23 empty] | N
4180 | Connecticut Mun Elec Engy Coop | 57601 | Gary Court 1 & 2 | CT | New London | GC2 | Petroleum Liquids | IC |  | S | X | X |  |  | 2.6 | 0.8 | 2.5 | 2.5 | 1.5 | N |  |  | OP | X | 7 | 2010 |  |  | N | Electric Utility | 1 | T X: X; NG BLQ: DFO |  |  | N | N |  | 10M | [23 empty] | N
4180 | Connecticut Mun Elec Engy Coop | 57602 | Jewett City 1 | CT | New London | JC1 | Petroleum Liquids | IC |  | S | X | X |  |  | 2.6 | 0.8 | 2.5 | 2.5 | 1.5 | N |  |  | OP | X | 2 | 2010 |  |  | N | Electric Utility | 1 | T X: X; NG BLQ: DFO |  |  | N | N |  | 10M | [23 empty] | N
4180 | Connecticut Mun Elec Engy Coop | 57603 | LNG 1 & 2 | CT | New London | LNG1 | Petroleum Liquids | IC |  | S | X | X |  |  | 2.6 | 0.8 | 2.5 | 2.5 | 1.5 | N |  |  | OP | X | 4 | 2010 |  |  | N | Electric Utility | 1 | T X: X; NG BLQ: DFO |  |  | N | N |  | 10M | [23 empty] | N
4180 | Connecticut Mun Elec Engy Coop | 57603 | LNG 1 & 2 | CT | New London | LNG2 | Petroleum Liquids | IC |  | S | X | X |  |  | 2.6 | 0.8 | 2.5 | 2.5 | 1.5 | N |  |  | OP | X | 4 | 2010 |  |  | N | Electric Utility | 1 | T X: X; NG BLQ: DFO |  |  | N | N |  | 10M | [23 empty] | N
4180 | Connecticut Mun Elec Engy Coop | 57604 | Lebanon Pines 1 & 2 | CT | New London | LP1 | Petroleum Liquids | IC |  | S | X | X |  |  | 2.6 | 0.8 | 2.5 | 2.5 | 1.5 | N |  |  | OP | X | 4 | 2010 |  |  | N | Electric Utility | 1 | T X: X; NG BLQ: DFO |  |  | N | N |  | 10M | [23 empty] | N
4180 | Connecticut Mun Elec Engy Coop | 57604 | Lebanon Pines 1 & 2 | CT | New London | LP2 | Petroleum Liquids | IC |  | S | X | X |  |  | 2.6 | 0.8 | 2.5 | 2.5 | 1.5 | N |  |  | OP | X | 4 | 2010 |  |  | N | Electric Utility | 1 | T X: X; NG BLQ: DFO |  |  | N | N |  | 10M | [23 empty] | N
4180 | Connecticut Mun Elec Engy Coop | 57605 | Water Treatment 1 & 2 | CT | New London | WT1 | Petroleum Liquids | IC |  | S | X | X |  |  | 2.6 | 0.8 | 2.5 | 2.5 | 1.5 | N |  |  | OP | X | 10 | 2010 |  |  | N | Electric Utility | 1 | T X: X; NG BLQ: DFO |  |  | N | N |  | 10M | [23 empty] | N
4180 | Connecticut Mun Elec Engy Coop | 57605 | Water Treatment 1 & 2 | CT | New London | WT2 | Petroleum Liquids | IC |  | S | X | X |  |  | 2.6 | 0.8 | 2.5 | 2.5 | 1.5 | N |  |  | OP | X | 10 | 2010 |  |  | N | Electric Utility | 1 | T X: X; NG BLQ: DFO |  |  | N | N |  | 10M | [23 empty] | N
4180 | Connecticut Mun Elec Engy Coop | 59415 | Backus Microgrid Project | CT | New London | BMP1 | Petroleum Liquids | IC |  | S | X | X |  |  | 2.6 | 0.8 | 2.5 | 2.5 | 1.5 | N |  |  | OP | X | 8 | 2014 |  |  | N | Electric Utility | 1 | T X: X; NG BLQ: DFO |  |  | N | N |  | 10M | [23 empty] | N | N | N
4180 | Connecticut Mun Elec Engy Coop | 59415 | Backus Microgrid Project | CT | New London | BMP2 | Petroleum Liquids | IC |  | S | X | X |  |  | 2.6 | 0.8 | 2.5 | 2.5 | 1.5 | N |  |  | OP | X | 8 | 2014 |  |  | N | Electric Utility | 1 | T X: X; NG BLQ: DFO |  |  | N | N |  | 10M | [23 empty] | N | N | N
4180 | Connecticut Mun Elec Engy Coop | 59415 | Backus Microgrid Project | CT | New London | BMP3 | Petroleum Liquids | IC |  | S | X | X |  |  | 2.6 | 0.8 | 2.5 | 2.5 | 1.5 | N |  |  | OP | X | 8 | 2014 |  |  | N | Electric Utility | 1 | T X: X; NG BLQ: DFO |  |  | N | N |  | 10M | [23 empty] | N | N | N
4180 | Connecticut Mun Elec Engy Coop | 59415 | Backus Microgrid Project | CT | New London | BMP4 | Petroleum Liquids | IC |  | S | X | X |  |  | 2.6 | 0.8 | 2.5 | 2.5 | 1.5 | N |  |  | OP | X | 8 | 2014 |  |  | N | Electric Utility | 1 | T X: X; NG BLQ: DFO |  |  | N | N |  | 10M | [23 empty] | N | N | N
22380 | NRG Montville Operations Inc | 546 | Montville Station | CT | New London | 10 | Petroleum Liquids | IC |  | S | X | X | UN.MONTVLLE69 MO10 | UN.MONTVLLE69 MO10 | 2.7 | 0.8 | 2.7 | 2.7 | 1 | N |  |  | SB | Y | 1 | 1967 |  |  | N | IPP Non-CHP | 2 | T X: X; NG BLQ: DFO |  |  | N | N |  | 10M | [23 empty] | N | N | N
22380 | NRG Montville Operations Inc | 546 | Montville Station | CT | New London | 11 | Petroleum Liquids | IC |  | S | X | X | UN.MONTVLLE69 MO10 | UN.MONTVLLE69 MO10 | 2.7 | 0.8 | 2.7 | 2.7 | 1 | N |  |  | SB | Y | 1 | 1967 |  |  | N | IPP Non-CHP | 2 | T X: X; NG BLQ: DFO |  |  | N | N |  | 10M | [23 empty] | N | N | N
19497 | United Illuminating Co | 60040 | UI RCP New Haven Fuel Cell | CT | New Haven | NHFC | Other Natural Gas | FC |  | S | X | X |  |  | 2.8 |  | 2.5 | 2.5 | 2.5 | N |  |  | OP | X | 8 | 2015 |  |  | N | Electric Utility | 1 | [11 empty] | N | N |  | OVER | [23 empty] | N | bar: T X to NG BLQ
19497 | United Illuminating Co | 60054 | UI RCP Bridgeport Seaside | CT | Fairfield | BPFC | Other Natural Gas | FC |  | S | X | X | 4004 | 4004 | 2.8 |  | 2.5 | 2.5 | 2.3 | N |  |  | OP | X | 11 | 2015 |  |  | N | Electric Utility | 1 | [11 empty] | N | N |  | OVER | [23 empty] | N | bar: T X to NG BLQ
62093 | Groton Fuel Cell 1 LLC | 60392 | Pfizer Groton Fuel Cell | CT | New London | MM-24 | Other Natural Gas | FC |  | S | X | X |  |  | 2.8 |  | 2.8 | 2.8 | 0.6 | N |  |  | OP | X | 10 | 2016 |  |  | Y | IPP CHP | 3 | [11 empty] | N | N |  | OVER | [23 empty] | N | bar: T X to NG BLQ
62093 | Groton Fuel Cell 1 LLC | 60392 | Pfizer Groton Fuel Cell | CT | New London | MM-25 | Other Natural Gas | FC |  | S | X | X |  |  | 2.8 |  | 2.8 | 2.8 | 0.6 | N |  |  | OP | X | 10 | 2016 |  |  | Y | IPP CHP | 3 | [11 empty] | N | N |  | OVER | [23 empty] | N | bar: T X to NG BLQ
19497 | United Illuminating Co | 60593 | UI RCP Woodbridge FC | CT | New Haven | WBFC | Other Natural Gas | FC |  | S | X | X |  |  | 2.8 |  | 2.2 | 2.2 | 2.2 | N |  |  | OP | X | 12 | 2016 |  |  | N | Electric Utility | 1 | [11 empty] | N | N |  | OVER | bar: T X to NG BLQ
56992 | Foxwoods Resort Casino | 57666 | Foxwoods CoGen | CT | New London | STG1 | Natural Gas Fired Combined Cycle | CA | 1 | S | N | X |  |  | 3 | 0.8 | 2.5 | 0.5 | 0.5 | N |  |  | OP | X | 7 | 2016 |  |  | N | Commercial CHP | 5 | [14 empty] | 1H | [23 empty] | N | bar: T X to NG BLQ
60642 | Dunn Paper East Hartford, LLC | 58116 | Cellu Tissue | CT | Hartford | GEN1 | Natural Gas Internal Combustion Engine | IC |  | S | X | X | N/A | N/A | 3 | 0.8 | 2.5 | 2.5 | 1.5 | N |  |  | OP | X | 5 | 2009 |  |  | N | Industrial Non-CHP | 6 | [11 empty] | N |  |  | 12H | [23 empty] | N | N | N | bar: T X to NG BLQ; NG NG
63392 | Norwalk Hospital | 63673 | Norwalk Hospital Plant | CT | Fairfield | EU-12 | Natural Gas Internal Combustion Engine | IC |  | S | X | X |  |  | 3 | 0.8 | 2.7 | 2.6 | 1.5 | N |  |  | OP | X | 1 | 2015 |  |  | Y | Commercial CHP | 5 | [11 empty] | N | N |  | 1H | [23 empty] | N | bar: T X to NG BLQ
59885 | UIL Distributed Resources, LLC | 60109 | UDR Glastonbury Fuel Cell | CT | Hartford | UDRFC | Other Natural Gas | FC |  | S | X | X | 4004 | 4004 | 3.4 |  | 2.5 | 3.1 | 2.5 | N |  |  | OP | X | 2 | 2016 |  |  | N | IPP Non-CHP | 2 | [14 empty] | OVER | [23 empty] | N | bar: T X to NG BLQ
60403 | TRS Fuel Cell, LLC | 60683 | TRS Fuel Cell | CT | Fairfield | MMH1 | Other Natural Gas | FC |  | S | X | X |  |  | 3.7 |  | 3.7 | 3.7 | 0.6 | N |  |  | OP | X | 2 | 2019 |  |  | Y | IPP CHP | 3 | [11 empty] | N | N |  | OVER | [23 empty] | N | bar: T X to NG BLQ
8153 | Hartford Steam Co | 57179 | HSCo CHP | CT | Hartford | 1 | Natural Gas Fired Combustion Turbine | GT |  | S | X | X | 980 | 980 | 4 | 1 | 3.5 | 4 | 1 | N |  |  | OP | X | 10 | 2009 |  |  | Y | Commercial CHP | 5 | [11 empty] | N | N |  | 1H | [23 empty] | N | N | N | bar: T X to NG BLQ
57464 | Kimberly-Clark Corporation | 58084 | Kimberly Clark-Unit 1,2,3 | CT | Litchfield | GT300 | Natural Gas Fired Combined Cycle | CA | KCNM | S | Y | X |  |  | 4.1 | 0.85 | 4.1 | 4.1 | 0.4 | N |  |  | OP | X | 12 | 2008 |  |  | Y | Industrial CHP | 7 | [11 empty] | N | N |  | 1H | [23 empty] | N | N | N | bar: T X to NG BLQ
8153 | Hartford Steam Co | 52061 | Hartford Hospital Cogeneration | CT | Hartford | GEN2 | Natural Gas Fired Combined Cycle | CA | CC1 | S | Y | X | 980 | 980 | 4.2 | 1 | 2.4 | 2.4 | 0.3 | N |  |  | OP | X | 7 | 1988 | 12 | 2024 | Y | Commercial CHP | 5 | [11 empty] | N | N |  | 1H | [23 empty] | N | N | bar: T X to NG BLQ
58120 | Danbury Hospital | 58152 | Danbury Hospital Cogen Plant | CT | Fairfield | GEN1 | Natural Gas Fired Combustion Turbine | GT |  | S | X | X |  |  | 4.3 | 0.8 | 2.8 | 3.4 | 1 | N |  |  | OP | X | 11 | 2011 |  |  | Y | Commercial CHP | 5 | [11 empty] | N | N |  | 1H | [23 empty] | N | N | N | bar: T X to NG BLQ
56143 | Fairfield University | 56928 | Fairfield University CHP Plant | CT | Fairfield | CHP1 | Natural Gas Fired Combustion Turbine | GT |  | S | X | X |  |  | 4.5 | 0.95 | 4.5 | 4.5 | 0.5 | N |  |  | OP | X | 10 | 2007 |  |  | Y | Commercial CHP | 5 | [11 empty] | N | N |  | 1H | [23 empty] | N | N | N | bar: T X to NG BLQ
58607 | Frito Lay Incorporated Dayville | 58664 | Frito Lay Incorporated | CT | Windham | COGEN | Natural Gas Fired Combustion Turbine | GT |  | S | X | X |  |  | 4.6 | 0.9 | 3.6 | 4.6 | 2 | N |  |  | OP | X | 3 | 2009 |  |  | N | Industrial Non-CHP | 6 | [11 empty] | N | N |  | 1H | [23 empty] | N | N | N | bar: T X to NG BLQ
58130 | University of Connecticut | 58159 | UCONN Cogen Facility | CT | Tolland | STG1 | Natural Gas Fired Combined Cycle | CA | STG1 | S | Y | X |  |  | 5 | 0.98 | 4.9 | 4.9 | 0.2 | N |  |  | OP | X | 3 | 2006 |  |  | Y | Commercial CHP | 5 | [11 empty] | N | N |  | 1H | [23 empty] | N | N | N | bar: T X to NG BLQ
62971 | South Energy Investments LLC | 63302 | South Windsor Fuel Cell | CT | Hartford | SWFC5 | Other Natural Gas | FC |  | S | X | X |  |  | 5 |  | 5 | 5 | 0.4 | N |  |  | OP | X | 3 | 2020 |  |  | N | IPP Non-CHP | 2 | [11 empty] | N | N | 0 | OVER | bar: T X to NG BLQ
8153 | Hartford Steam Co | 52061 | Hartford Hospital Cogeneration | CT | Hartford | GEN3 | Natural Gas Fired Combined Cycle | CT | CC1 | S | X | N |  |  | 6.2 | 0.95 | 6.2 | 6.2 | 3 | N |  |  | OP | X | 7 | 1988 | 12 | 2024 | Y | Commercial CHP | 5 | T X: T; NG BLQ: NG; NG BIT: DFO |  |  | N | N |  | 12H | N | [22 empty] | Y | N | Y
56992 | Foxwoods Resort Casino | 57666 | Foxwoods CoGen | CT | New London | CT1 | Natural Gas Fired Combined Cycle | CT | 1 | S | X | N |  |  | 6.6 | 0.8 | 6 | 7.3 | 4 | N |  |  | OP | X | 6 | 2010 |  |  | Y | Commercial CHP | 5 | [14 empty] | 1H |  |  |  |  | N | [18 empty] | N | bar: T X to NG BLQ
56992 | Foxwoods Resort Casino | 57666 | Foxwoods CoGen | CT | New London | CT2 | Natural Gas Fired Combined Cycle | CT | 1 | S | X | N |  |  | 6.6 | 0.8 | 6 | 7.3 | 4 | N |  |  | OP | X | 6 | 2010 |  |  | Y | Commercial CHP | 5 | [14 empty] | 1H | [23 empty] | N | bar: T X to NG BLQ
58130 | University of Connecticut | 58159 | UCONN Cogen Facility | CT | Tolland | CGT1 | Natural Gas Fired Combined Cycle | CT | STG1 | S | X | N |  |  | 6.9 | 0.98 | 6.4 | 6.4 | 3.2 | N |  |  | OP | X | 3 | 2006 |  |  | Y | Commercial CHP | 5 | T X: T; NG BLQ: NG; NG BIT: DFO |  |  | N | N |  | 1H | [7 empty] | 0.5 | 0.5 | 11 | 2021 | [12 empty] | Y | N | Y
58130 | University of Connecticut | 58159 | UCONN Cogen Facility | CT | Tolland | CGT2 | Natural Gas Fired Combined Cycle | CT | STG1 | S | X | N |  |  | 6.9 | 0.98 | 6.4 | 6.4 | 3.2 | N |  |  | OP | X | 3 | 2006 |  |  | Y | Commercial CHP | 5 | T X: T; NG BLQ: NG; NG BIT: DFO |  |  | N | N |  | 1H | [7 empty] | 0.5 | 0.5 | 5 | 2022 | [12 empty] | Y | N | Y
58130 | University of Connecticut | 58159 | UCONN Cogen Facility | CT | Tolland | CGT3 | Natural Gas Fired Combined Cycle | CT | STG1 | S | X | N |  |  | 6.9 | 0.98 | 6.4 | 6.4 | 3.2 | N |  |  | OP | X | 3 | 2006 |  |  | Y | Commercial CHP | 5 | T X: T; NG BLQ: NG; NG BIT: DFO |  |  | N | N |  | 1H | [7 empty] | 0.5 | 0.5 | 5 | 2021 | [12 empty] | Y | N | Y
14928 | Pfizer Inc | 54236 | Pfizer Groton Plant | CT | New London | TG5 | Natural Gas Steam Turbine | ST |  | S | X | X |  |  | 7.5 | 0.8 | 7.5 | 7.5 | 0.5 | N |  |  | OP | X | 8 | 2001 |  |  | Y | Industrial CHP | 7 | T X: T; NG BLQ: NG; NG BIT: DFO; NG NG: NG; NG RFO: PG |  |  | N | N |  | 12H | [23 empty] | Y | Y | Y
61332 | Sikorsky Aircraft Corporation | 61703 | Sikorsky Aircraft CHP | CT | Fairfield | TG-1 | Natural Gas Fired Combustion Turbine | GT |  | S | X | X |  |  | 9.2 | 0.8 | 10.3 | 11.8 | 1 | N |  |  | OP | X | 5 | 2011 |  |  | Y | Industrial CHP | 7 | T X: T; NG BLQ: NG; NG BIT: DFO |  |  | N | N |  | 12H | [23 empty] | Y | N | Y
14928 | Pfizer Inc | 54236 | Pfizer Groton Plant | CT | New London | GT-1 | Natural Gas Fired Combustion Turbine | GT |  | S | X | X |  |  | 10 | 0.8 | 9.5 | 10.5 | 4.5 | N |  |  | OP | X | 9 | 2009 |  |  | Y | Industrial CHP | 7 | T X: T; NG BLQ: NG; NG BIT: DFO; NG NG: NG; NG RFO: DFO |  |  | N | N |  | 12H | [23 empty] | Y | N | Y
14928 | Pfizer Inc | 54236 | Pfizer Groton Plant | CT | New London | TG 3 | Natural Gas Steam Turbine | ST |  | S | X | X |  |  | 10 | 0.97 | 10 | 10 | 0.8 | N |  |  | OP | X | 1 | 1952 |  |  | Y | Industrial CHP | 7 | T X: T; NG BLQ: NG; NG BIT: DFO; NG NG: NG; NG RFO: PG |  |  | N | N |  | 12H | [23 empty] | Y | Y | Y
14928 | Pfizer Inc | 54236 | Pfizer Groton Plant | CT | New London | TG 4 | Natural Gas Steam Turbine | ST |  | S | X | X |  |  | 10 | 0.94 | 5 | 5 | 0.8 | N |  |  | OP | X | 1 | 1994 |  |  | Y | Industrial CHP | 7 | T X: T; NG BLQ: NG; NG BIT: DFO; NG NG: NG; NG RFO: PG |  |  | N | N |  | 12H | [23 empty] | Y | Y | Y
20541 | Wheelabrator Environmental Systems | 54758 | Wheelabrator Lisbon | CT | New London | GEN1 | Municipal Solid Waste | ST |  | W | X | X |  |  | 14.6 | 0.85 | 14 | 14 | 2 | N |  |  | OP | X | 10 | 1995 |  |  | N | IPP Non-CHP | 2 | T X: X; NG BLQ: MSW; NG NG: WO |  |  | N | N |  | 12H |  |  |  | N | N | [18 empty] | N | N
58156 | Rand Whitney Containerboard L.P. | 58184 | Rand Whitney CHP Plant | CT | New London | TG-1 | Natural Gas Fired Combustion Turbine | GT |  | S | X | X | 37734 | 37734 | 14.6 | 0.8 | 14.6 | 14.6 | 7.3 | N |  |  | OP | X | 4 | 2005 |  |  | Y | Industrial CHP | 7 | T X: T; NG BLQ: NG; NG BIT: DFO |  |  | N | N |  | 12H | [20 empty] | N |  |  | Y | N | Y
291 | Algonquin Windsor Locks LLC | 10567 | Algonquin Windsor Locks | CT | Hartford | GTG2 | Natural Gas Fired Combined Cycle | CT | CC1 | S | X | N | 392 | 392 | 15 | 0.85 | 13 | 15 | 9 | N |  |  | OP | X | 7 | 2012 |  |  | Y | IPP CHP | 3 | [11 empty] | N | N |  | 12H | [23 empty] | N | N | N | bar: T X to NG BLQ
291 | Algonquin Windsor Locks LLC | 10567 | Algonquin Windsor Locks | CT | Hartford | STG | Natural Gas Fired Combined Cycle | CA | CC1 | S | N | X | 392 | 392 | 16 | 0.85 | 16 | 16 | 1 | N |  |  | OP | X | 1 | 1990 |  |  | Y | IPP CHP | 3 | [11 empty] | N | N |  | 12H | [23 empty] | N | N | N | bar: T X to NG BLQ
57464 | Kimberly-Clark Corporation | 58084 | Kimberly Clark-Unit 1,2,3 | CT | Litchfield | GT100 | Natural Gas Fired Combined Cycle | CT | KCNM | S | X | N |  |  | 16.1 | 0.8 | 14.5 | 16.1 | 7 | N |  |  | OP | X | 4 | 2008 |  |  | Y | Industrial CHP | 7 | [11 empty] | N | N | 0 | 1H | [23 empty] | N | N | N | bar: T X to NG BLQ
57464 | Kimberly-Clark Corporation | 58084 | Kimberly Clark-Unit 1,2,3 | CT | Litchfield | GT200 | Natural Gas Fired Combustion Turbine | GT |  | S | X | X |  |  | 16.1 | 0.8 | 14.5 | 16.1 | 7 | N |  |  | OP | X | 6 | 2008 |  |  | Y | Industrial CHP | 7 | [11 empty] | N | N |  | 1H | [23 empty] | N | N | N | bar: T X to NG BLQ
4474 | Covanta Bristol Inc | 50648 | Covanta Bristol Energy | CT | Hartford | GEN1 | Municipal Solid Waste | ST |  | S | X | X |  |  | 16.3 | 0.9 | 13.2 | 13.2 | 0.5 | N |  |  | OP | X | 12 | 1987 |  |  | N | IPP Non-CHP | 2 | T X: X; NG BLQ: MSW; NG BIT: NG; NG NG: NG | [5 empty] | OVER | [23 empty] | N
63130 | Bridgeport Fuel Cell, LLC | 58551 | Bridgeport Fuel Cell, LLC | CT | Fairfield | 1 | Other Natural Gas | FC |  | S | X | X | UN.CONGRESS13.8BPFC | UN.CONGRESS13.8BPFC Location 16738 | 16.6 |  | 13.7 | 14.9 | 0.6 | N |  |  | OP | X | 12 | 2013 |  |  | N | IPP Non-CHP | 2 | [11 empty] | N | N |  | OVER | [23 empty] | N | bar: T X to NG BLQ
528 | Covanta Southeastern Connecticut Company | 10646 | Covanta Southeastern Connecticut Company | CT | New London | GEN1 | Municipal Solid Waste | ST |  | S | X | X | 562 | 562 | 18.3 | 0.9 | 16.3 | 18.1 | 3 | N |  |  | OP | X | 12 | 1991 |  |  | N | IPP Non-CHP | 2 | T X: X; NG BLQ: MSW; NG BIT: DFO; NG NG: DFO |  |  | N | N |  | 12H | [23 empty] | N | N | N
54895 | FirstLight Power Resources Services LLC | 557 | Tunnel | CT | New London | 10 | Petroleum Liquids | GT |  | W | X | X |  |  | 18.5 | 0.85 | 16.5 | 21.8 | 5 | N |  |  | SB | Y | 1 | 1969 |  |  | N | IPP Non-CHP | 2 | [14 empty] | 1H | [23 empty] | N | N | N | bar: T X to NG BLQ
12490 | Middletown Power LLC | 562 | Middletown | CT | Middlesex | 10 | Petroleum Liquids | GT |  | S | X | X | un.middletn115 mi10 | un.middletn115 mi10 | 18.5 | 0.85 | 17.2 | 22.1 | 5 | N |  |  | OP | X | 8 | 1966 |  |  | N | IPP Non-CHP | 2 | T X: X; NG BLQ: KER |  |  | N | N |  | 10M | [23 empty] | N | N
22350 | Devon Power LLC | 544 | Devon Station | CT | New Haven | 10 | Petroleum Liquids | GT |  | S | X | X | UN.DEVON 13.8DV10 | UN.DEVON 13.8DV10 | 18.6 | 0.85 | 14.4 | 19.2 | 14.4 | N |  |  | OP | X | 1 | 1985 |  |  | N | IPP Non-CHP | 2 | T X: X; NG BLQ: KER; NG BIT: DFO; NG WDS: JF |  |  | N | N |  | 1H | [23 empty] | N | N | N
15452 | PSEG Power Connecticut LLC | 568 | Bridgeport Station | CT | Fairfield | 4 | Petroleum Liquids | GT |  | S | X | X | 341 | 341 | 18.6 | 0.85 | 16.6 | 21.9 | 16.6 | N |  |  | OP | X | 10 | 1967 |  |  | N | IPP Non-CHP | 2 | T X: X; NG BLQ: KER |  |  | N | N |  | 10M | [6 empty] | N | [16 empty] | N | N | N
13831 | City of Norwich - (CT) | 581 | North Main Street | CT | New London | 5 | Petroleum Liquids | GT |  | S | X | X | UN.TUNNEL 69 NORJ | UN.TUNNEL 69 NORJ | 19 | 0.9 | 15.3 | 18.8 | 2 | N |  |  | OP | X | 8 | 1972 |  |  | N | Electric Utility | 1 | T X: X; NG BLQ: DFO |  |  | N | N |  | 1H |  |  |  | N | [19 empty] | N | N
22379 | Connecticut Jet Power LLC | 542 | Cos Cob | CT | Fairfield | UN13 | Petroleum Liquids | GT |  | S | X | X |  |  | 20 | 0.85 | 19.1 | 24 | 19.1 | N |  |  | OP | X | 6 | 2008 |  |  | N | IPP Non-CHP | 2 | T X: X; NG BLQ: KER |  |  |  | N |  | 10M | [20 empty] | N |  |  | N | N | N
22379 | Connecticut Jet Power LLC | 542 | Cos Cob | CT | Fairfield | un14 | Petroleum Liquids | GT |  | S | X | X |  |  | 20 | 0.85 | 19.6 | 23.5 | 19.6 | N |  |  | OP | X | 6 | 2008 |  |  | N | IPP Non-CHP | 2 | T X: X; NG BLQ: KER |  |  |  | N |  | 10M | [20 empty] | N |  |  | N | N | N
22379 | Connecticut Jet Power LLC | 540 | Branford | CT | New Haven | UN10 | Petroleum Liquids | GT |  | S | X | X |  |  | 21.8 | 0.85 | 17.4 | 22.5 | 17.4 | N |  |  | OP | X | 11 | 1967 |  |  | N | IPP Non-CHP | 2 | T X: X; NG BLQ: KER |  |  | N | N |  | 10M | [20 empty] | N |  |  | N | N | N
22379 | Connecticut Jet Power LLC | 561 | Franklin Drive | CT | Litchfield | UN19 | Petroleum Liquids | GT |  | S | X | X |  |  | 21.8 | 0.85 | 16.1 | 21.2 | 16.1 | N |  |  | OP | X | 11 | 1968 |  |  | N | IPP Non-CHP | 2 | T X: X; NG BLQ: KER |  |  | N | N |  | 10M | [20 empty] | N |  |  | N | N | N
22379 | Connecticut Jet Power LLC | 565 | Torrington Terminal | CT | Litchfield | UN10 | Petroleum Liquids | GT |  | S | X | X |  |  | 21.8 | 0.85 | 17.4 | 22.5 | 17.4 | N |  |  | OP | X | 11 | 1967 |  |  | N | IPP Non-CHP | 2 | T X: X; NG BLQ: KER |  |  | N | N |  | 10M | [20 empty] | N |  |  | N | N | N
49840 | Waterside Power, LLC | 56189 | Waterside Power, LLC | CT | Fairfield | 4 | Petroleum Liquids | GT |  | S | X | X |  | 7001 | 23.2 | 0.85 | 23.3 | 23.9 | 15 | N |  |  | OP | X | 5 | 2004 |  |  | N | IPP Non-CHP | 2 | T X: X; NG BLQ: DFO |  |  | N | N |  | 1H | [20 empty] | N |  |  | N | N | N
49840 | Waterside Power, LLC | 56189 | Waterside Power, LLC | CT | Fairfield | 5 | Petroleum Liquids | GT |  | S | X | X |  | 7001 | 23.2 | 0.85 | 23.3 | 23.9 | 15 | N |  |  | OP | X | 5 | 2004 |  |  | N | IPP Non-CHP | 2 | T X: X; NG BLQ: DFO |  |  | N | N |  | 1H | [23 empty] | N | N | N
49840 | Waterside Power, LLC | 56189 | Waterside Power, LLC | CT | Fairfield | 7 | Petroleum Liquids | GT |  | S | X | X |  | 7001 | 23.2 | 0.85 | 23.3 | 23.9 | 15 | N |  |  | OP | X | 5 | 2006 |  |  | N | IPP Non-CHP | 2 | T X: X; NG BLQ: DFO |  |  | N | N |  | 1H | [23 empty] | N | N | N
63209 | The George Washington University | 63478 | Ross Hall Central Utility Plant | DC | District of Columbia | CT-1 | Natural Gas Fired Combustion Turbine | GT |  | S | X | X |  |  | 4.6 | 0.9 | 4.1 | 2.7 | 2.7 | N |  |  | OP | X | 10 | 2016 |  |  | Y | Commercial CHP | 5 | [14 empty] | OVER | [23 empty] | N | bar: T X to NG BLQ
58862 | DC Water | 59012 | DC Water CHP | DC | District of Columbia | TURB1 | Other Waste Biomass | GT |  | S | X | X |  |  | 4.7 | 0.8 | 4 | 4 | 1 | N |  |  | OP | X | 6 | 2015 |  |  | Y | Commercial CHP | 5 | T X: T; NG BLQ: OBG; NG BIT: NG |  |  | N | N |  | 12H | [23 empty] | Y | Y
58862 | DC Water | 59012 | DC Water CHP | DC | District of Columbia | TURB2 | Other Waste Biomass | GT |  | S | X | X |  |  | 4.7 | 0.8 | 4 | 4 | 1 | N |  |  | OP | X | 6 | 2015 |  |  | Y | Commercial CHP | 5 | T X: T; NG BLQ: OBG; NG BIT: NG | [5 empty] | 12H | [23 empty] | Y | Y
58862 | DC Water | 59012 | DC Water CHP | DC | District of Columbia | TURB3 | Other Waste Biomass | GT |  | S | X | X |  |  | 4.7 | 0.8 | 4 | 4 | 1 | N |  |  | OP | X | 7 | 2015 |  |  | Y | Commercial CHP | 5 | T X: T; NG BLQ: OBG; NG BIT: NG | [5 empty] | 12H | [23 empty] | Y | Y
57103 | US GSA Heating and Transmission | 57788 | US GSA Heating and Transmission | DC | District of Columbia | TG1 | Natural Gas Fired Combustion Turbine | GT |  | S | X | X |  |  | 5.4 | 0.97 | 4.5 | 5 | 3 | N |  |  | OP | X | 7 | 2004 |  |  | Y | Commercial CHP | 5 | T X: T; NG BLQ: NG; NG BIT: DFO |  |  | N | N |  | 12H | [23 empty] | Y | N | Y
57103 | US GSA Heating and Transmission | 57788 | US GSA Heating and Transmission | DC | District of Columbia | TG2 | Natural Gas Fired Combustion Turbine | GT |  | S | X | X |  |  | 5.4 | 0.95 | 4.5 | 5 | 3 | N |  |  | OP | X | 7 | 2004 |  |  | Y | Commercial CHP | 5 | T X: T; NG BLQ: NG; NG BIT: DFO |  |  | N | N |  | 12H | [23 empty] | Y | N | Y
63113 | Architect of the Capitol, Capitol Power Plant | 63347 | AOC, Capitol Power Plant | DC | District of Columbia | CTG1 | Natural Gas Fired Combustion Turbine | GT |  | S | X | X | NA | NA | 7.5 | 0.8 | 7.5 | 7.5 | 7 | N |  |  | OP | X | 8 | 2018 |  |  | Y | Commercial CHP | 5 | T X: T; NG BLQ: NG; NG BIT: DFO |  |  | N | N | 0 | 1H | [20 empty] | N |  |  | Y | N | Y
4385 | Anderson Power Products | 10553 | Anderson Power Products Division | MA | Worcester | 3622 | Petroleum Liquids | IC |  | S | X | X |  |  | 0.1 | 0.8 | 0.1 | 0.1 | 0.1 | N |  |  | OS | X | 8 | 1987 | 5 | 2021 | N | Industrial Non-CHP | 6 | T X: X; NG BLQ: DFO |  |  | N | N |  | 10M | [23 empty] | N | N | N
59484 | Framingham State University | 59717 | Framingham State University Plant | MA | Middlesex | OC | Petroleum Liquids | IC |  | S | X | X |  |  | 0.1 | 0.8 | 0.1 | 0.1 | 0.1 | N |  |  | SB | N | 6 | 2003 |  |  | N | Commercial Non-CHP | 4 | T X: X; NG BLQ: DFO |  |  | N | N |  | 10M | [23 empty] | N
59484 | Framingham State University | 59717 | Framingham State University Plant | MA | Middlesex | MSC2 | Petroleum Liquids | IC |  | S | X | X |  |  | 0.2 | 0.8 | 0.2 | 0.2 | 0.2 | N |  |  | SB | N | 12 | 2015 |  |  | N | Commercial Non-CHP | 4 | T X: X; NG BLQ: DFO |  |  |  | N |  | 10M | [23 empty] | N
59484 | Framingham State University | 59717 | Framingham State University Plant | MA | Middlesex | NORTH | Petroleum Liquids | IC |  | S | X | X |  |  | 0.2 | 0.8 | 0.2 | 0.2 | 0.2 | N |  |  | SB | N | 6 | 2011 |  |  | N | Commercial Non-CHP | 4 | T X: X; NG BLQ: DFO |  |  | N | N |  | 10M | [23 empty] | N
59484 | Framingham State University | 59717 | Framingham State University Plant | MA | Middlesex | TOW1 | Petroleum Liquids | IC |  | S | X | X |  |  | 0.2 | 0.8 | 0.2 | 0.2 | 0.2 | N |  |  | SB | N | 6 | 2004 |  |  | N | Commercial Non-CHP | 4 | T X: X; NG BLQ: DFO |  |  | N | N |  | 10M | [23 empty] | N
59484 | Framingham State University | 59717 | Framingham State University Plant | MA | Middlesex | WEST | Petroleum Liquids | IC |  | S | X | X |  |  | 0.2 | 0.8 | 0.2 | 0.2 | 0.2 | N |  |  | SB | N | 9 | 2016 |  |  | N | Commercial Non-CHP | 4 | T X: X; NG BLQ: DFO |  |  |  | N |  | 10M | [23 empty] | N
4385 | Anderson Power Products | 10553 | Anderson Power Products Division | MA | Worcester | 6033 | Petroleum Liquids | IC |  | S | X | X |  |  | 0.3 | 0.8 | 0.3 | 0.3 | 0.3 | N |  |  | SB | Y | 8 | 1987 | 5 | 2021 | N | Industrial Non-CHP | 6 | T X: X; NG BLQ: DFO |  |  | N | N |  | 10M | [23 empty] | N | N | N
4385 | Anderson Power Products | 10553 | Anderson Power Products Division | MA | Worcester | 6035 | Petroleum Liquids | IC |  | S | X | X |  |  | 0.3 | 0.8 | 0.3 | 0.3 | 0.3 | N |  |  | SB | Y | 8 | 1987 | 5 | 2021 | N | Industrial Non-CHP | 6 | T X: X; NG BLQ: DFO |  |  | N | N |  | 10M | [23 empty] | N | N | N
4385 | Anderson Power Products | 10553 | Anderson Power Products Division | MA | Worcester | 6046 | Petroleum Liquids | IC |  | S | X | X |  |  | 0.3 | 0.8 | 0.3 | 0.3 | 0.3 | N |  |  | SB | Y | 8 | 1987 | 5 | 2021 | N | Industrial Non-CHP | 6 | T X: X; NG BLQ: DFO |  |  | N | N |  | 10M | [23 empty] | N | N | N
59484 | Framingham State University | 59717 | Framingham State University Plant | MA | Middlesex | LIB | Petroleum Liquids | IC |  | S | X | X |  |  | 0.3 | 0.8 | 0.3 | 0.3 | 0.3 | N |  |  | SB | N | 6 | 2005 |  |  | N | Commercial Non-CHP | 4 | T X: X; NG BLQ: DFO |  |  | N | N |  | 10M | [23 empty] | N
59484 | Framingham State University | 59717 | Framingham State University Plant | MA | Middlesex | HA | Petroleum Liquids | IC |  | S | X | X |  |  | 0.4 | 0.8 | 0.4 | 0.4 | 0.4 | N |  |  | SB | N | 6 | 2007 |  |  | N | Commercial Non-CHP | 4 | T X: X; NG BLQ: DFO |  |  | N | N | 0 | 10M | [23 empty] | N
59484 | Framingham State University | 59717 | Framingham State University Plant | MA | Middlesex | PP | Petroleum Liquids | IC |  | S | X | X |  |  | 0.4 | 0.8 | 0.4 | 0.4 | 0.4 | N |  |  | SB | N | 6 | 2009 |  |  | N | Commercial Non-CHP | 4 | T X: X; NG BLQ: DFO |  |  | N | N |  | 10M | [23 empty] | N
59484 | Framingham State University | 59717 | Framingham State University Plant | MA | Middlesex | TOW2 | Petroleum Liquids | IC |  | S | X | X |  |  | 0.4 | 0.8 | 0.4 | 0.4 | 0.4 | N |  |  | SB | N | 6 | 2013 |  |  | N | Commercial Non-CHP | 4 | T X: X; NG BLQ: DFO |  |  | N | N |  | 10M | [23 empty] | N
7209 | The Gillette Company | 54225 | Gillette SBMC | MA | Suffolk | DG | Petroleum Liquids | IC |  | S | X | X |  |  | 0.5 | 0.9 | 0.5 | 0.5 | 0.1 | N |  |  | SB | N | 9 | 1991 |  |  | N | Industrial CHP | 7 | T X: X; NG BLQ: DFO |  |  | N | N |  | 10M | [23 empty] | N | N
7209 | The Gillette Company | 54225 | Gillette SBMC | MA | Suffolk | DG2 | Petroleum Liquids | IC |  | S | X | X |  |  | 0.5 | 0.9 | 0.5 | 0.5 | 0.1 | N |  |  | SB | N | 3 | 1997 |  |  | N | Industrial CHP | 7 | T X: X; NG BLQ: DFO |  |  | N | N |  | 10M | [23 empty] | N
58152 | Amherst College | 58185 | Amherst College Co Gen | MA | Hampshire | STG | Natural Gas Steam Turbine | ST |  | S | X | X |  |  | 0.5 | 0.8 | 0.5 | 0.5 | 0.1 | N |  |  | OP | X | 11 | 2006 |  |  | N | Commercial CHP | 5 | T X: X; NG BLQ: NG; NG BIT: RFO; NG NG: NG |  |  | N | N |  | 1H | [20 empty] | N |  |  | Y | N | Y
11806 | Massachusetts Mun Wholes Electric Co | 6081 | Stony Brook | MA | Hampden | EDSI | Petroleum Liquids | IC |  | J | X | X |  |  | 0.6 | 0.9 | 0.6 | 0.6 | 0.2 | N |  |  | OP | X | 11 | 1981 |  |  | N | Electric Utility | 1 | T X: X; NG BLQ: DFO |  |  | N | N |  | 10M | [23 empty] | N | N
5989 | Erving Paper Mills Inc | 54228 | Erving Paper Mills | MA | Franklin | 2 | Natural Gas Steam Turbine | ST | CC | S | X | X |  |  | 0.6 | 1 | 0.6 | 0.6 | 0 | N |  |  | OP | X | 12 | 2013 |  |  | Y | Industrial CHP | 7 | T | NG | OTH | DFO |  |  |  | NG | DFO |  |  | N | N |  | 1H | [23 empty] | Y | N | Y
63994 | IXYS Integrated Circuits Division, LLC | 64382 | IXYS - Beverly | MA | Essex | EG1 | Petroleum Liquids | IC |  | S | X | X | 10341 |  | 0.6 | 0.8 | 0.6 | 0.6 | 0.1 | N |  |  | OP | X | 1 | 1997 |  |  | N | Industrial Non-CHP | 6 | T X: X; NG BLQ: DFO |  |  | N | N |  | 10M | [20 empty] | N |  |  | N
63994 | IXYS Integrated Circuits Division, LLC | 64382 | IXYS - Beverly | MA | Essex | NG1 | Natural Gas Internal Combustion Engine | IC |  | S | X | X | 10341 |  | 0.7 | 0.8 | 0.7 | 0.7 | 0.1 | N |  |  | OP | X | 8 | 2019 |  |  | N | Industrial Non-CHP | 6 | [11 empty] | N | N |  | 10M | [20 empty] | N |  |  | N | bar: T X to NG BLQ
63994 | IXYS Integrated Circuits Division, LLC | 64382 | IXYS - Beverly | MA | Essex | NG2 | Natural Gas Internal Combustion Engine | IC |  | S | X | X | 10341 |  | 0.7 | 0.8 | 0.7 | 0.7 | 0.1 | N |  |  | OP | X | 8 | 2019 |  |  | N | Industrial Non-CHP | 6 | [11 empty] | N | N |  | 10M | [20 empty] | N |  |  | N | bar: T X to NG BLQ
63994 | IXYS Integrated Circuits Division, LLC | 64382 | IXYS - Beverly | MA | Essex | NG3 | Natural Gas Internal Combustion Engine | IC |  | S | X | X | 10341 |  | 0.7 | 0.8 | 0.7 | 0.7 | 0.1 | N |  |  | OP | X | 8 | 2019 |  |  | N | Industrial Non-CHP | 6 | [11 empty] | N | N |  | 10M | [20 empty] | N |  |  | N | bar: T X to NG BLQ
57226 | MM Taunton Energy LLC | 55093 | MM Taunton Energy | MA | Bristol | UNT1 | Landfill Gas | IC |  | S | X | X |  |  | 0.9 | 0.98 | 0.9 | 0.9 | 0.7 | N |  |  | OP | X | 9 | 1997 |  |  | N | IPP Non-CHP | 2 | T X: X; NG BLQ: LFG |  |  | N |  |  | 1H | [23 empty] | N
57226 | MM Taunton Energy LLC | 55093 | MM Taunton Energy | MA | Bristol | UNT2 | Landfill Gas | IC |  | S | X | X |  |  | 0.9 | 0.98 | 0.9 | 0.9 | 0.7 | N |  |  | OP | X | 9 | 1997 |  |  | N | IPP Non-CHP | 2 | T X: X; NG BLQ: LFG |  |  | N |  |  | 1H | [23 empty] | N
57226 | MM Taunton Energy LLC | 55093 | MM Taunton Energy | MA | Bristol | UNT3 | Landfill Gas | IC |  | S | X | X |  |  | 0.9 | 0.98 | 0.9 | 0.9 | 0.7 | N |  |  | OP | X | 5 | 2011 |  |  | N | IPP Non-CHP | 2 | T X: X; NG BLQ: LFG |  |  | N |  |  | 1H | [23 empty] | N
57226 | MM Taunton Energy LLC | 55093 | MM Taunton Energy | MA | Bristol | UNT4 | Landfill Gas | IC |  | S | X | X |  |  | 0.9 | 0.98 | 0.9 | 0.9 | 0.7 | N |  |  | OP | X | 5 | 2011 |  |  | N | IPP Non-CHP | 2 | T X: X; NG BLQ: LFG |  |  | N |  |  | 1H | [23 empty] | N
13206 | Nantucket Electric Co | 1615 | Nantucket Hybrid | MA | Nantucket | 19 | Petroleum Liquids | IC |  | W | X | X |  |  | 1 | 0.8 | 1 | 1 | 0.1 | N |  |  | OP | X | 8 | 2019 |  |  | N | Electric Utility | 1 | T X: X; NG BLQ: DFO |  |  | N | N |  | 10M | [23 empty] | N
7209 | The Gillette Company | 54225 | Gillette SBMC | MA | Suffolk | DG3 | Petroleum Liquids | IC |  | S | X | X |  |  | 1 | 0.9 | 1 | 1 | 0.3 | N |  |  | SB | N | 3 | 2000 |  |  | N | Industrial CHP | 7 | T X: X; NG BLQ: DFO | [5 empty] | 10M | [23 empty] | N | N | N
9442 | Town of Ipswich - (MA) | 1670 | High Street Station | MA | Essex | 6 | Natural Gas Internal Combustion Engine | IC |  | S | X | X |  |  | 1.1 | 0.8 | 1.2 | 1.2 | 0.7 | N |  |  | OP | X | 7 | 1951 |  |  | N | Electric Utility | 1 | T X: X; NG BLQ: NG; NG BIT: DFO |  |  | N | N |  | 1H | [23 empty] | Y | N | Y
9442 | Town of Ipswich - (MA) | 1670 | High Street Station | MA | Essex | 8 | Petroleum Liquids | IC |  | S | X | X |  |  | 1.1 | 0.8 | 1.1 | 1.1 | 0.7 | N |  |  | SB | Y | 8 | 1960 |  |  | N | Electric Utility | 1 | T X: X; NG BLQ: DFO |  |  | N | N |  | 1H | [23 empty] | N
9442 | Town of Ipswich - (MA) | 1670 | High Street Station | MA | Essex | 1 | Natural Gas Internal Combustion Engine | IC |  | S | X | X |  |  | 1.2 | 0.8 | 1.2 | 1.3 | 0.7 | N |  |  | OP | X | 8 | 1986 |  |  | N | Electric Utility | 1 | T X: X; NG BLQ: NG; NG BIT: DFO |  |  | N | N |  | 1H | [23 empty] | Y | N | Y
9442 | Town of Ipswich - (MA) | 1670 | High Street Station | MA | Essex | 10 | Natural Gas Internal Combustion Engine | IC |  | S | X | X |  |  | 1.2 | 0.8 | 1.2 | 1.3 | 0.7 | N |  |  | OP | X | 4 | 1984 |  |  | N | Electric Utility | 1 | T X: X; NG BLQ: NG; NG BIT: DFO |  |  | N | N |  | 1H | [23 empty] | Y | N | Y
9442 | Town of Ipswich - (MA) | 1670 | High Street Station | MA | Essex | 11 | Natural Gas Internal Combustion Engine | IC |  | S | X | X |  |  | 1.2 | 0.8 | 1.2 | 1.1 | 0.7 | N |  |  | OP | X | 9 | 1982 |  |  | N | Electric Utility | 1 | T X: X; NG BLQ: NG; NG BIT: DFO |  |  | N | N |  | 1H | [23 empty] | Y | N | Y
9442 | Town of Ipswich - (MA) | 1670 | High Street Station | MA | Essex | 12 | Natural Gas Internal Combustion Engine | IC |  | S | X | X |  |  | 1.2 | 0.8 | 1.2 | 1.3 | 0.7 | N |  |  | OP | X | 8 | 1983 |  |  | N | Electric Utility | 1 | T X: X; NG BLQ: NG; NG BIT: DFO |  |  | N | N |  | 1H | [23 empty] | Y | N | Y
58152 | Amherst College | 58185 | Amherst College Co Gen | MA | Hampshire | CTG | Natural Gas Fired Combustion Turbine | GT |  | S | X | X |  |  | 1.2 | 0.8 | 1.2 | 1.2 | 0.1 | N |  |  | OP | X | 11 | 2006 |  |  | Y | Commercial CHP | 5 | T X: T; NG BLQ: NG; NG BIT: DFO |  |  | N | N |  | 10M | [20 empty] | N |  |  | Y | N | Y
9442 | Town of Ipswich - (MA) | 1670 | High Street Station | MA | Essex | 2 | Natural Gas Internal Combustion Engine | IC |  | S | X | X |  |  | 1.3 | 0.8 | 1.3 | 1.3 | 0.7 | N |  |  | OP | X | 8 | 1954 |  |  | N | Electric Utility | 1 | T X: X; NG BLQ: NG; NG BIT: DFO |  |  | N | N |  | 1H | [23 empty] | Y | N | Y
9442 | Town of Ipswich - (MA) | 1670 | High Street Station | MA | Essex | 7 | Petroleum Liquids | IC |  | S | X | X |  |  | 1.3 | 0.8 | 1.3 | 1.4 | 0.7 | N |  |  | OP | X | 9 | 1956 |  |  | N | Electric Utility | 1 | T X: X; NG BLQ: DFO |  |  | N | N |  | 1H | [23 empty] | N
9442 | Town of Ipswich - (MA) | 1670 | High Street Station | MA | Essex | 9 | Natural Gas Internal Combustion Engine | IC |  | S | X | X |  |  | 1.3 | 0.8 | 1.3 | 1.3 | 0.7 | N |  |  | OP | X | 10 | 1961 |  |  | N | Electric Utility | 1 | T X: X; NG BLQ: NG; NG BIT: DFO |  |  | N | N |  | 1H | [23 empty] | Y | N | Y
20347 | Wellesley College | 54937 | Wellesley College Central Utility Plant | MA | Norfolk | 1118 | Natural Gas Internal Combustion Engine | IC |  | S | X | X |  |  | 1.3 | 0.8 | 1.2 | 1.3 | 0.6 | N |  |  | OS | X | 7 | 1994 |  |  | Y | Commercial CHP | 5 | [11 empty] | N | N |  | 10M | [23 empty] | N | N | bar: T X to NG BLQ
20347 | Wellesley College | 54937 | Wellesley College Central Utility Plant | MA | Norfolk | 1119 | Natural Gas Internal Combustion Engine | IC |  | S | X | X |  |  | 1.3 | 0.8 | 1.2 | 1.3 | 0.6 | N |  |  | OS | X | 7 | 1994 |  |  | Y | Commercial CHP | 5 | [11 empty] | N | N |  | 10M | [23 empty] | N | N | bar: T X to NG BLQ
20347 | Wellesley College | 54937 | Wellesley College Central Utility Plant | MA | Norfolk | 1120 | Natural Gas Internal Combustion Engine | IC |  | S | X | X |  |  | 1.3 | 0.8 | 1.2 | 1.3 | 0.6 | N |  |  | OS | X | 7 | 1994 |  |  | Y | Commercial CHP | 5 | [11 empty] | N | N |  | 10M | [23 empty] | N | N | N | bar: T X to NG BLQ
20347 | Wellesley College | 54937 | Wellesley College Central Utility Plant | MA | Norfolk | 1121 | Natural Gas Internal Combustion Engine | IC |  | S | X | X |  |  | 1.3 | 0.8 | 1.2 | 1.3 | 0.6 | N |  |  | OS | X | 7 | 1994 |  |  | Y | Commercial CHP | 5 | [11 empty] | N | N |  | 10M | [23 empty] | N | bar: T X to NG BLQ
5623 | Rousselot Inc | 50955 | Rousselot Inc | MA | Essex | GEN1 | Natural Gas Steam Turbine | ST |  | S | X | X | LD.BARTH_ST115 | LD.BARTH_ST115 | 1.5 | 1 | 1.5 | 1.5 | 0.4 | N |  |  | SB | Y | 5 | 1947 |  |  | Y | Industrial CHP | 7 | T X: B; NG BLQ: NG; NG BIT: RFO; NG NG: PG |  |  | N | N |  | 12H |  |  |  |  | N | [18 empty] | Y | N | Y
5623 | Rousselot Inc | 50955 | Rousselot Inc | MA | Essex | GEN2 | Natural Gas Steam Turbine | ST |  | S | X | X |  |  | 1.5 | 0.8 | 1.5 | 1.5 | 0.4 | N |  |  | SB | Y | 5 | 1947 |  |  | Y | Industrial CHP | 7 | T X: B; NG BLQ: NG; NG BIT: RFO; NG NG: PG |  |  | N | N |  | 12H |  |  |  |  | N | [18 empty] | Y | N | Y
62677 | Massachusetts Department of Correction | 62757 | Bridgewater Complex Co-Generation Plant | MA | Bristol | CG1 | Natural Gas Fired Combustion Turbine | GT |  | W | X | X |  |  | 1.5 | 0.9 | 1.5 | 1.5 | 0.5 | N |  |  | OP | X | 11 | 2015 |  |  | Y | Commercial CHP | 5 | [11 empty] | N | N |  | 1H | [23 empty] | N | N | N | bar: T X to NG BLQ
63988 | Signature Breads Inc. | 64378 | Signature Breads Chelsea | MA | Suffolk | EG1 | Petroleum Liquids | IC |  | S | X | X |  |  | 1.5 | 1 | 1.5 | 1.5 | 0.2 | N |  |  | OP | X | 5 | 2019 |  |  | N | Industrial Non-CHP | 6 | T X: X; NG BLQ: DFO |  |  | N | N |  | 10M | [23 empty] | N
54842 | WM Renewable Energy LLC | 56527 | Fitchburg Gas Recovery | MA | Worcester | GEN1 | Landfill Gas | IC |  | S | X | X | LD.ASHBRNHM115(4479) | LD.ASHBRNHM115(4479) | 1.6 | 0.98 | 1.6 | 1.6 | 0.5 | N |  |  | OP | X | 10 | 2007 |  |  | N | IPP Non-CHP | 2 | T X: X; NG BLQ: LFG |  |  | N |  |  | 1H | [23 empty] | N | N | N
54842 | WM Renewable Energy LLC | 56527 | Fitchburg Gas Recovery | MA | Worcester | GEN2 | Landfill Gas | IC |  | S | X | X | LD.ASHBRNHM115(4479) | LD.ASHBRNHM115(4479) | 1.6 | 0.98 | 1.6 | 1.6 | 0.5 | N |  |  | OP | X | 10 | 2007 |  |  | N | IPP Non-CHP | 2 | T X: X; NG BLQ: LFG |  |  | N |  |  | 1H | [23 empty] | N | N | N
54842 | WM Renewable Energy LLC | 56527 | Fitchburg Gas Recovery | MA | Worcester | GEN3 | Landfill Gas | IC |  | S | X | X | LD.ASHBRNHM115(4479) | LD.ASHBRNHM115(4479) | 1.6 | 0.98 | 1.6 | 1.6 | 0.5 | N |  |  | OP | X | 1 | 2009 |  |  | N | IPP Non-CHP | 2 | T X: X; NG BLQ: LFG |  |  | N |  |  | 1H | [23 empty] | N | N | N
58860 | Southbridge Recycling and Disposal Park | 59011 | Southbridge Landfill Gas-to-Energy | MA | Worcester | CAT | Landfill Gas | IC |  | S | X | X |  |  | 1.6 | 0.8 | 1.5 | 1.5 | 0.8 | N |  |  | OP | X | 10 | 2011 |  |  | N | IPP Non-CHP | 2 | T X: X; NG BLQ: LFG |  |  | N | N |  | 12H | [23 empty] | N | N | N
20347 | Wellesley College | 54937 | Wellesley College Central Utility Plant | MA | Norfolk | 8187 | Natural Gas Internal Combustion Engine | IC |  | S | X | X |  |  | 1.9 | 0.8 | 1.9 | 1.9 | 1.2 | N |  |  | OS | X | 7 | 1999 |  |  | Y | Commercial CHP | 5 | [11 empty] | N | N |  | 10M | [23 empty] | N | bar: T X to NG BLQ
54812 | AMERESCO Chicopee Energy LLC | 56426 | Ameresco Chicopee Energy | MA | Hampden | Unit1 | Landfill Gas | IC |  | S | X | X |  |  | 1.9 | 1 | 1.9 | 1.9 | 1 | N |  |  | OP | X | 2 | 2004 |  |  | N | IPP Non-CHP | 2 | T X: X; NG BLQ: LFG |  |  | N | N |  | 10M | [23 empty] | N | N | N
54812 | AMERESCO Chicopee Energy LLC | 56426 | Ameresco Chicopee Energy | MA | Hampden | Unit2 | Landfill Gas | IC |  | S | X | X |  |  | 1.9 | 1 | 1.9 | 1.9 | 1 | N |  |  | OP | X | 2 | 2004 |  |  | N | IPP Non-CHP | 2 | T X: X; NG BLQ: LFG |  |  | N | N |  | 10M | [23 empty] | N | N | N
54812 | AMERESCO Chicopee Energy LLC | 56426 | Ameresco Chicopee Energy | MA | Hampden | Unit3 | Landfill Gas | IC |  | S | X | X |  |  | 1.9 | 1 | 1.9 | 1.9 | 1 | N |  |  | OP | X | 2 | 2004 |  |  | N | IPP Non-CHP | 2 | T X: X; NG BLQ: LFG |  |  | N | N |  | 10M | [23 empty] | N | N | N
11806 | Massachusetts Mun Wholes Electric Co | 6081 | Stony Brook | MA | Hampden | BS#1 | Petroleum Liquids | IC |  | J | X | X |  |  | 2 | 0.9 | 2 | 2 | 0.2 | N |  |  | SB | N | 9 | 2007 |  |  | N | Electric Utility | 1 | T X: X; NG BLQ: DFO; NG BIT: NG |  |  | N |  |  | 10M | [23 empty] | N |  | N
11806 | Massachusetts Mun Wholes Electric Co | 6081 | Stony Brook | MA | Hampden | BS#2 | Petroleum Liquids | IC |  | J | X | X |  |  | 2 | 0.9 | 2 | 2 | 0.2 | N |  |  | SB | N | 9 | 2007 |  |  | N | Electric Utility | 1 | T X: X; NG BLQ: DFO |  |  | N |  |  | 10M | [23 empty] | N
3692 | Clark University | 10408 | Clark University | MA | Worcester | GEN2 | Natural Gas Internal Combustion Engine | IC |  | S | X | X |  |  | 2 | 0.8 | 2 | 2 | 1 | N |  |  | OP | X | 1 | 2013 |  |  | Y | Commercial CHP | 5 | [11 empty] | N | N |  | 1H | [23 empty] | N | N | N | bar: T X to NG BLQ
58109 | President & Trustees of Williams College | 58160 | Williams College - Campus CHP | MA | Berkshire | GEN4 | Petroleum Liquids | IC |  | S | X | X |  |  | 2 | 0.8 | 2 | 2 | 2 | N |  |  | OP | X | 12 | 2017 |  |  | N | Commercial CHP | 5 | T X: X; NG BLQ: DFO; NG NG: DFO |  |  | N | N |  | 1H | [23 empty] | N | N | N
58109 | President & Trustees of Williams College | 58160 | Williams College - Campus CHP | MA | Berkshire | GEN5 | Petroleum Liquids | IC |  | S | X | X |  |  | 2 | 0.8 | 2 | 2 | 2 | N |  |  | OP | X | 12 | 2017 |  |  | N | Commercial CHP | 5 | T X: X; NG BLQ: DFO; NG NG: DFO |  |  | N | N |  | 1H | [23 empty] | N | N | N
60816 | Boston Medical Center | 61186 | Boston Medical Center CHP Plant | MA | Suffolk | COGEN | Natural Gas Internal Combustion Engine | IC |  | S | X | X |  |  | 2 | 1 | 2 | 2 | 1 | N |  |  | OP | X | 4 | 2017 |  |  | Y | Commercial CHP | 5 | [11 empty] | N | N |  | 1H | [20 empty] | N |  |  | N | N | N | bar: T X to NG BLQ
57128 | Bloom Energy | 63637 | One Patriot | MA | Norfolk | TKG00 | Other Natural Gas | FC |  | W | X | X |  |  | 2 |  | 2 | 2 | 0.1 | N |  |  | OP | X | 12 | 2019 |  |  | N | Commercial Non-CHP | 4 | [11 empty] | N | N |  | 12H | bar: T X to NG BLQ
54812 | AMERESCO Chicopee Energy LLC | 56426 | Ameresco Chicopee Energy | MA | Hampden | UNIT4 | Landfill Gas | IC |  | S | X | X |  |  | 2.1 | 1 | 2 | 2 | 1 | N |  |  | OP | X | 3 | 2010 |  |  | N | IPP Non-CHP | 2 | T X: X; NG BLQ: LFG |  |  | N | N |  | 10M | [23 empty] | N | N | N
8973 | Town of Hudson - (MA) | 9038 | Cherry Street | MA | Middlesex | 10 | Petroleum Liquids | IC |  | S | X | X |  |  | 2.2 | 0.8 | 1.9 | 1.9 | 0.5 | N |  |  | OP | X | 12 | 1962 |  |  | N | Electric Utility | 1 | T X: X; NG BLQ: DFO; NG BIT: NG |  |  | N | N |  | 10M | [23 empty] | Y | N | Y
8973 | Town of Hudson - (MA) | 9038 | Cherry Street | MA | Middlesex | 11 | Petroleum Liquids | IC |  | S | X | X |  |  | 2.2 | 0.8 | 1.9 | 1.9 | 0.5 | N |  |  | OP | X | 12 | 1962 |  |  | N | Electric Utility | 1 | T X: X; NG BLQ: DFO; NG BIT: NG |  |  | N | N |  | 10M | [23 empty] | Y | N | Y
17127 | Town of Shrewsbury - (MA) | 6125 | Shrewsbury | MA | Worcester | G1 | Natural Gas Internal Combustion Engine | IC |  | S | X | X |  |  | 2.5 | 1 | 2.5 | 2.5 | 1.2 | N |  |  | OP | X | 4 | 2019 |  |  | N | Electric Utility | 1 | [11 empty] | N |  |  | 10M | [20 empty] | N |  |  | N | N | N | bar: T X to NG BLQ
16544 | Saint - Gobain Abrasives Inc | 50041 | Norton Powerhouse | MA | Worcester | GEN1 | Natural Gas Steam Turbine | ST |  | S | X | X |  |  | 2.5 | 0.8 | 2.5 | 2.5 | 0.4 | N |  |  | OP | X | 1 | 1939 |  |  | Y | Industrial CHP | 7 | [11 empty] | N | N |  | 12H |  | N | [21 empty] | N | N | N | bar: T X to NG BLQ; NG NG
23955 | University of Massachusetts Medical | 50087 | Univ of Massachusetts Medical Center | MA | Worcester | GEN1 | Natural Gas Steam Turbine | ST |  | S | X | X |  |  | 2.5 | 0.8 | 1.5 | 1.5 | 0.5 | N |  |  | OP | X | 4 | 1974 |  |  | Y | Commercial CHP | 5 | T X: B; NG BLQ: NG; NG BIT: RFO; NG NG: NG; NG RFO: RFO |  |  | N | N |  | 1H | [23 empty] | Y | N | Y
23955 | University of Massachusetts Medical | 50087 | Univ of Massachusetts Medical Center | MA | Worcester | GEN2 | Natural Gas Steam Turbine | ST |  | S | X | X |  |  | 2.5 | 0.8 | 1.5 | 1.5 | 0.5 | N |  |  | OP | X | 4 | 1974 |  |  | Y | Commercial CHP | 5 | T X: B; NG BLQ: NG; NG BIT: RFO; NG NG: NG; NG RFO: RFO |  |  | N | N |  | 1H | [23 empty] | Y | N | Y
18488 | City of Taunton | 62625 | West Water Street | MA | Bristol | G1 | Petroleum Liquids | IC |  | S | X | X |  |  | 2.5 | 1 | 2.5 | 2.5 | 1 | N |  |  | OP | X | 1 | 2018 |  |  | N | Electric Utility | 1 | T X: X; NG BLQ: DFO |  |  | N | N |  | 10M | [23 empty] | N | N
18488 | City of Taunton | 62625 | West Water Street | MA | Bristol | G2 | Petroleum Liquids | IC |  | S | X | X |  |  | 2.5 | 1 | 2.5 | 2.5 | 1 | N |  |  | OP | X | 1 | 2018 |  |  | N | Electric Utility | 1 | T X: X; NG BLQ: DFO |  |  | N | N |  | 10M | [23 empty] | N | N
18488 | City of Taunton | 62625 | West Water Street | MA | Bristol | G3 | Petroleum Liquids | IC |  | S | X | X |  |  | 2.5 | 1 | 2.5 | 2.5 | 1 | N |  |  | OP | X | 1 | 2018 |  |  | N | Electric Utility | 1 | T X: X; NG BLQ: DFO |  |  | N | N |  | 10M | [23 empty] | N | N
18488 | City of Taunton | 62625 | West Water Street | MA | Bristol | G4 | Petroleum Liquids | IC |  | S | X | X |  |  | 2.5 | 1 | 2.5 | 2.5 | 1 | N |  |  | OP | X | 1 | 2018 |  |  | N | Electric Utility | 1 | T X: X; NG BLQ: DFO |  |  | N | N |  | 10M | [23 empty] | N | N
21461 | GenOn Canal, LLC | 1597 | Oak Bluffs Diesel Generating Facility | MA | Dukes | UN1 | Petroleum Liquids | IC |  | S | X | X | 1030 | 1030 | 2.7 | 0.8 | 2.8 | 2.8 | 2 | N |  |  | OP | X | 1 | 1969 |  |  | N | IPP Non-CHP | 2 | T X: X; NG BLQ: DFO |  |  |  | N |  | 1H | [20 empty] | N |  |  | N
21461 | GenOn Canal, LLC | 1597 | Oak Bluffs Diesel Generating Facility | MA | Dukes | UN2 | Petroleum Liquids | IC |  | S | X | X | 1030 | 1030 | 2.7 | 0.8 | 2.8 | 2.8 | 2 | N |  |  | OP | X | 1 | 1969 |  |  | N | IPP Non-CHP | 2 | T X: X; NG BLQ: DFO |  |  |  | N |  | 1H | [20 empty] | N |  |  | N
21461 | GenOn Canal, LLC | 1597 | Oak Bluffs Diesel Generating Facility | MA | Dukes | UN3 | Petroleum Liquids | IC |  | S | X | X | 1030 | 1030 | 2.7 | 0.8 | 2.8 | 2.8 | 2 | N |  |  | OP | X | 1 | 1972 |  |  | N | IPP Non-CHP | 2 | T X: X; NG BLQ: DFO |  |  |  | N |  | 1H | [20 empty] | N |  |  | N
21461 | GenOn Canal, LLC | 6049 | West Tisbury Generating Facility | MA | Dukes | UN1 | Petroleum Liquids | IC |  | S | X | X | 1031 | 1031 | 2.7 | 0.8 | 2.8 | 2.8 | 2 | N |  |  | OP | X | 1 | 1975 |  |  | N | IPP Non-CHP | 2 | T X: X; NG BLQ: DFO |  |  | N | N |  | 1H | [20 empty] | N |  |  | N | N
21461 | GenOn Canal, LLC | 6049 | West Tisbury Generating Facility | MA | Dukes | UN2 | Petroleum Liquids | IC |  | S | X | X | 1031 | 1031 | 2.7 | 0.8 | 2.8 | 2.8 | 2 | N |  |  | OP | X | 1 | 1975 |  |  | N | IPP Non-CHP | 2 | T X: X; NG BLQ: DFO |  |  | N | N |  | 1H | [20 empty] | N |  |  | N | N
11624 | Town of Marblehead - (MA) | 6586 | Wilkins Station | MA | Essex | 1 | Petroleum Liquids | IC |  | S | X | X | UN.RAILYARD23 MARB | UN.RAILYARD23 MARB | 2.7 | 0.8 | 2.5 | 2.5 | 2.5 | N |  |  | OP | X | 11 | 1975 |  |  | N | Electric Utility | 1 | T X: X; NG BLQ: DFO |  |  | N | N |  | 1H | [20 empty] | N |  |  | N | N
11624 | Town of Marblehead - (MA) | 6586 | Wilkins Station | MA | Essex | 2 | Petroleum Liquids | IC |  | S | X | X | UN.RAILYARD23 MARB | UN.RAILYARD23 MARB | 2.7 | 0.8 | 2.5 | 2.5 | 2.5 | N |  |  | OP | X | 11 | 1975 |  |  | N | Electric Utility | 1 | T X: X; NG BLQ: DFO |  |  | N | N |  | 1H | [20 empty] | N |  |  | N | N
3477 | City of Chicopee - (MA) | 7396 | Front Street | MA | Hampden | 1 | Petroleum Liquids | IC |  | S | X | X |  |  | 2.7 | 0.8 | 2.8 | 2.8 | 1.3 | N |  |  | OP | X | 1 | 1978 |  |  | N | Electric Utility | 1 | T X: X; NG BLQ: DFO |  |  | N | N |  | 10M | [20 empty] | Y | 12 | 2022 | N | N | N
3477 | City of Chicopee - (MA) | 7396 | Front Street | MA | Hampden | 2 | Petroleum Liquids | IC |  | S | X | X |  |  | 2.7 | 0.8 | 2.8 | 2.8 | 1.3 | N |  |  | OP | X | 1 | 1978 |  |  | N | Electric Utility | 1 | T X: X; NG BLQ: DFO |  |  | N | N |  | 10M | [20 empty] | Y | 12 | 2022 | N | N | N
3477 | City of Chicopee - (MA) | 7396 | Front Street | MA | Hampden | 3 | Petroleum Liquids | IC |  | S | X | X |  |  | 2.7 | 0.8 | 2.8 | 2.8 | 1.3 | N |  |  | OP | X | 1 | 1978 |  |  | N | Electric Utility | 1 | T X: X; NG BLQ: DFO |  |  | N | N |  | 10M | [20 empty] | Y | 12 | 2022 | N | N | N
17127 | Town of Shrewsbury - (MA) | 6125 | Shrewsbury | MA | Worcester | 1 | Petroleum Liquids | IC |  | S | X | X |  |  | 2.8 | 0.8 | 2.8 | 2.8 | 0.6 | N |  |  | OP | X | 11 | 1969 |  |  | N | Electric Utility | 1 | T X: X; NG BLQ: DFO |  |  | N | N |  | 1H | [20 empty] | N |  |  | N | N | N
17127 | Town of Shrewsbury - (MA) | 6125 | Shrewsbury | MA | Worcester | 2 | Petroleum Liquids | IC |  | S | X | X |  |  | 2.8 | 0.8 | 2.8 | 2.8 | 0.6 | N |  |  | OP | X | 11 | 1969 |  |  | N | Electric Utility | 1 | T X: X; NG BLQ: DFO |  |  | N | N |  | 1H | [20 empty] | N |  |  | N | N | N
17127 | Town of Shrewsbury - (MA) | 6125 | Shrewsbury | MA | Worcester | 3 | Petroleum Liquids | IC |  | S | X | X |  |  | 2.8 | 0.8 | 2.8 | 2.8 | 0.6 | N |  |  | OP | X | 12 | 1975 |  |  | N | Electric Utility | 1 | T X: X; NG BLQ: DFO |  |  | N | N |  | 1H | [20 empty] | N |  |  | N | N | N
17127 | Town of Shrewsbury - (MA) | 6125 | Shrewsbury | MA | Worcester | 4 | Petroleum Liquids | IC |  | S | X | X |  |  | 2.8 | 0.8 | 2.8 | 2.8 | 0.6 | N |  |  | OP | X | 12 | 1975 |  |  | N | Electric Utility | 1 | T X: X; NG BLQ: DFO |  |  | N | N |  | 1H | [23 empty] | N | N | N
17127 | Town of Shrewsbury - (MA) | 6125 | Shrewsbury | MA | Worcester | 5 | Petroleum Liquids | IC |  | S | X | X |  |  | 2.8 | 0.8 | 2.8 | 2.8 | 0.6 | N |  |  | OP | X | 5 | 1978 |  |  | N | Electric Utility | 1 | T X: X; NG BLQ: DFO |  |  | N | N |  | 1H | [20 empty] | N |  |  | N | N | N
20347 | Wellesley College | 54937 | Wellesley College Central Utility Plant | MA | Norfolk | SB1 | Petroleum Liquids | IC |  | S | X | X |  |  | 3 | 0.8 | 4 | 4 | 1.5 | N |  |  | SB | N | 6 | 1985 |  |  | N | Commercial CHP | 5 | T X: X; NG BLQ: DFO | [5 empty] | 1H | [23 empty] | N
58109 | President & Trustees of Williams College | 58160 | Williams College - Campus CHP | MA | Berkshire | GEN2 | Natural Gas Steam Turbine | ST |  | S | X | X |  |  | 3 | 0.8 | 3 | 3 | 0.3 | N |  |  | OP | X | 3 | 2003 |  |  | Y | Commercial CHP | 5 | T X: T; NG BLQ: NG; NG BIT: DFO; NG NG: NG; NG RFO: DFO |  |  | N | N |  | 12H | [23 empty] | Y | Y | Y
16544 | Saint - Gobain Abrasives Inc | 50041 | Norton Powerhouse | MA | Worcester | GEN2 | Natural Gas Steam Turbine | ST |  | S | X | X |  |  | 3.1 | 0.8 | 3.1 | 3.1 | 0.4 | N |  |  | OP | X | 1 | 1954 |  |  | Y | Industrial CHP | 7 | [11 empty] | N | N |  | 12H |  | N | [21 empty] | N | N | N | bar: T X to NG BLQ; NG NG
59596 | Industrial Power Services Corp. | 59815 | Granby LFG | MA | Hampshire | GLFG1 | Landfill Gas | IC |  | S | X | X |  |  | 3.2 | 1 | 2.8 | 2.8 | 0.4 | N |  |  | OP | X | 9 | 2001 |  |  | N | IPP Non-CHP | 2 | T X: X; NG BLQ: LFG |  |  | N | N |  | 1H | [23 empty] | N
8973 | Town of Hudson - (MA) | 9038 | Cherry Street | MA | Middlesex | 7 | Petroleum Liquids | IC |  | S | X | X |  |  | 3.3 | 0.8 | 2.5 | 2.5 | 0.5 | N |  |  | OP | X | 5 | 1951 |  |  | N | Electric Utility | 1 | T X: X; NG BLQ: DFO |  |  | N | N |  | 10M | [23 empty] | N | N | N
61335 | CommonWealth New Bedford Energy LLC | 61702 | Greater New Bedford LFG Utiliz. Facility | MA | Bristol | 11052 | Landfill Gas | IC |  | S | X | X |  |  | 3.3 | 0.8 | 3.2 | 3.2 | 1.6 | N |  |  | OP | X | 10 | 2005 |  |  | N | IPP Non-CHP | 2 | T X: X; NG BLQ: LFG; NG BIT: OBG | [5 empty] | 1H | [23 empty] | Y | Y
5623 | Rousselot Inc | 50955 | Rousselot Inc | MA | Essex | GEN3 | Natural Gas Steam Turbine | ST |  | S | X | X |  |  | 3.7 | 0.8 | 3.3 | 3.3 | 0.5 | N |  |  | OP | X | 4 | 1969 |  |  | Y | Industrial CHP | 7 | T X: B; NG BLQ: NG; NG BIT: RFO; NG NG: PG |  |  | N | N |  | 12H |  |  |  |  | N | [18 empty] | Y | N | Y
8973 | Town of Hudson - (MA) | 9038 | Cherry Street | MA | Middlesex | 8 | Petroleum Liquids | IC |  | S | X | X |  |  | 4 | 0.8 | 3.4 | 3.4 | 0.5 | N |  |  | OP | X | 3 | 1956 |  |  | N | Electric Utility | 1 | T X: X; NG BLQ: DFO; NG BIT: NG |  |  | N | N |  | 10M | [23 empty] | Y | N | N
60058 | Hollingsworth & Vose Co West Groton | 60276 | West Groton CHP | MA | Middlesex | G1 | Natural Gas Fired Combustion Turbine | GT |  | S | X | X |  |  | 4.1 | 0.8 | 3.3 | 3.8 | 1.9 | N |  |  | OP | X | 12 | 2015 |  |  | Y | Industrial CHP | 7 | [11 empty] | N | N |  | 12H | [23 empty] | N | bar: T X to NG BLQ
23955 | University of Massachusetts Medical | 50087 | Univ of Massachusetts Medical Center | MA | Worcester | GEN3 | Natural Gas Steam Turbine | ST |  | S | X | X |  |  | 5 | 0.9 | 3 | 3 | 1.5 | N |  |  | OP | X | 6 | 2002 |  |  | Y | Commercial CHP | 5 | T X: B; NG BLQ: NG; NG BIT: RFO; NG NG: NG; NG RFO: RFO |  |  | N | N |  | 12H | [23 empty] | Y | N | Y
7209 | The Gillette Company | 54225 | Gillette SBMC | MA | Suffolk | TG2 | Natural Gas Steam Turbine | ST | 1 | S | X | X |  |  | 5 | 0.8 | 5 | 5 | 0.5 | N |  |  | OP | X | 2 | 1971 |  |  | Y | Industrial CHP | 7 | T X: B; NG BLQ: NG; NG BIT: DFO; NG NG: NG |  |  | N | N |  | 12H | [23 empty] | N |  | N
25049 | Gas Recovery Systems Inc | 55589 | GRS Fall River | MA | Bristol | 3 | Landfill Gas | GT |  | S | X | X |  |  | 5.3 | 0.98 | 4.4 | 4.8 | 4.2 | N |  |  | OP | X | 7 | 2000 |  |  | N | IPP Non-CHP | 2 | T X: X; NG BLQ: LFG |  |  |  | N |  | 1H | [23 empty] | N
58138 | The Trustees of Smith College | 58166 | Smith College Central Heating Plant | MA | Hampshire | GT-1 | Natural Gas Fired Combustion Turbine | GT |  | S | X | X |  |  | 5.3 | 1 | 2.7 | 3.5 | 1.7 | N |  |  | OP | X | 10 | 2008 |  |  | Y | Commercial CHP | 5 | [11 empty] | N |  |  | 1H | [23 empty] | N | N | N | bar: T X to NG BLQ
8973 | Town of Hudson - (MA) | 9038 | Cherry Street | MA | Middlesex | 12 | Petroleum Liquids | IC |  | S | X | X |  |  | 5.6 | 0.8 | 4.9 | 4.9 | 0.5 | N |  |  | OP | X | 10 | 1972 |  |  | N | Electric Utility | 1 | T X: X; NG BLQ: DFO; NG BIT: NG |  |  | N | N |  | 10M | [23 empty] | Y | N | Y
5989 | Erving Paper Mills Inc | 54228 | Erving Paper Mills | MA | Franklin | 3 | Natural Gas Fired Combustion Turbine | GT | CC | S | X | X |  |  | 5.6 | 1 | 5.5 | 6 | 2.8 | N |  |  | OP | X | 11 | 2015 |  |  | Y | Industrial CHP | 7 | T X: T; NG BLQ: NG; NG BIT: DFO |  |  | N | N |  | 12H | [23 empty] | Y | N | Y
39878 | Solutia Inc-Indian | 10417 | Indian Orchard Plant 1 | MA | Hampden | TG | Natural Gas Steam Turbine | ST |  | S | X | X |  |  | 5.7 | 0.8 | 3.2 | 4.1 | 1 | N |  |  | OP | X | 5 | 1985 |  |  | Y | Industrial CHP | 7 | T X: T; NG BLQ: NG; NG BIT: PUR; NG NG: NG |  |  | N | N |  | 12H |  |  |  |  | N | [18 empty] | N
56406 | Newark America | 57103 | Newark America Mill | MA | Worcester | 1 | Natural Gas Steam Turbine | ST |  | S | X | X |  |  | 6.3 | 0.8 | 3 | 3 | 1 | N |  |  | OS | X | 2 | 2007 |  |  | Y | Industrial CHP | 7 | T X: T; NG BLQ: NG; NG BIT: DFO; NG NG: NG |  |  | N | N | 0 | OVER | [23 empty] | Y | N | Y
12258 | Medical Area Total Egy Plt Inc | 10883 | Medical Area Total Energy Plant | MA | Suffolk | DEG1 | Petroleum Liquids | IC |  | S | X | X |  |  | 6.8 | 0.85 | 6 | 6.7 | 2 | N |  |  | SB | Y | 6 | 1985 |  |  | Y | Commercial CHP | 5 | T X: T; NG BLQ: DFO |  |  | N |  |  | 1H | [23 empty] | N | N | N
12258 | Medical Area Total Egy Plt Inc | 10883 | Medical Area Total Energy Plant | MA | Suffolk | DEG2 | Petroleum Liquids | IC |  | S | X | X |  |  | 6.8 | 0.85 | 6 | 6.7 | 2 | N |  |  | SB | Y | 7 | 1985 |  |  | Y | Commercial CHP | 5 | T X: T; NG BLQ: DFO |  |  | N |  |  | 1H | [23 empty] | N | N | N
12258 | Medical Area Total Egy Plt Inc | 10883 | Medical Area Total Energy Plant | MA | Suffolk | DEG3 | Petroleum Liquids | IC |  | S | X | X |  |  | 6.8 | 0.85 | 6 | 6.7 | 2 | N |  |  | SB | Y | 10 | 1985 |  |  | Y | Commercial CHP | 5 | T X: T; NG BLQ: DFO |  |  | N |  |  | 1H | [23 empty] | N | N | N
12258 | Medical Area Total Egy Plt Inc | 10883 | Medical Area Total Energy Plant | MA | Suffolk | DEG4 | Petroleum Liquids | IC |  | S | X | X |  |  | 6.8 | 0.85 | 6 | 6.7 | 2 | N |  |  | SB | Y | 10 | 1985 |  |  | Y | Commercial CHP | 5 | T X: T; NG BLQ: DFO |  |  | N |  |  | 1H | [23 empty] | N | N | N
12258 | Medical Area Total Egy Plt Inc | 10883 | Medical Area Total Energy Plant | MA | Suffolk | DEG5 | Petroleum Liquids | IC |  | S | X | X |  |  | 6.8 | 0.85 | 6 | 6.7 | 2 | N |  |  | SB | Y | 11 | 1985 |  |  | Y | Commercial CHP | 5 | T X: T; NG BLQ: DFO |  |  | N |  |  | 1H | [23 empty] | N | N | N
12258 | Medical Area Total Egy Plt Inc | 10883 | Medical Area Total Energy Plant | MA | Suffolk | DEG6 | Petroleum Liquids | IC |  | S | X | X |  |  | 6.8 | 0.85 | 6 | 6.7 | 2 | N |  |  | SB | Y | 2 | 1986 |  |  | Y | Commercial CHP | 5 | T X: T; NG BLQ: DFO |  |  | N |  |  | 12H |  |  |  |  | N | [18 empty] | N | N | N
7209 | The Gillette Company | 54225 | Gillette SBMC | MA | Suffolk | CTG3 | Natural Gas Fired Combustion Turbine | GT | 1 | S | X | X |  |  | 7.2 | 0.95 | 7.2 | 7.2 | 3.8 | N |  |  | OP | X | 7 | 2011 |  |  | Y | Industrial CHP | 7 | T X: T; NG BLQ: NG; NG BIT: DFO; NG NG: NG; NG RFO: DFO |  |  | N | N |  | 1H | [23 empty] | Y | Y | Y
23955 | University of Massachusetts Medical | 50087 | Univ of Massachusetts Medical Center | MA | Worcester | GEN4 | Natural Gas Fired Combustion Turbine | GT |  | S | X | X |  |  | 7.5 | 0.9 | 6 | 7.5 | 4.5 | N |  |  | OP | X | 2 | 2013 |  |  | N | Commercial CHP | 5 | T X: X; NG BLQ: NG; NG BIT: DFO |  |  | N | N |  | 1H | [23 empty] | Y | N | Y
56125 | Community Eco Springfield LLC | 50273 | Pioneer Valley Resource Recovery | MA | Hampden | DLV1 | Municipal Solid Waste | ST |  | S | X | X |  |  | 9.4 | 0.9 | 7.5 | 7.5 | 2 | N |  |  | OP | X | 5 | 1988 |  |  | N | IPP Non-CHP | 2 | X | MSW | NG | TDF |  |  |  | MSW | NG | WDS |  | N | N |  | OVER | [23 empty] | Y | N | N
12258 | Medical Area Total Egy Plt Inc | 10883 | Medical Area Total Energy Plant | MA | Suffolk | STG2 | Natural Gas Steam Turbine | ST |  | S | X | X |  |  | 11 | 0.85 | 11 | 10.3 | 1 | N |  |  | OP | X | 1 | 1980 |  |  | Y | Commercial CHP | 5 | [11 empty] | N |  |  | 12H |  |  |  |  | N | [18 empty] | N | N | N | bar: T X to NG BLQ; NG NG
12258 | Medical Area Total Egy Plt Inc | 10883 | Medical Area Total Energy Plant | MA | Suffolk | STG3 | Natural Gas Steam Turbine | ST |  | S | X | X |  |  | 11 | 0.85 | 11 | 10.3 | 1 | N |  |  | OP | X | 1 | 1980 |  |  | Y | Commercial CHP | 5 | [11 empty] | N |  |  | 12H |  |  |  |  | N | [18 empty] | N | N | N | bar: T X to NG BLQ; NG NG
12258 | Medical Area Total Egy Plt Inc | 10883 | Medical Area Total Energy Plant | MA | Suffolk | CT1 | Natural Gas Fired Combustion Turbine | GT |  | S | X | X |  |  | 12.5 | 0.85 | 12.5 | 12.5 | 6 | N |  |  | OP | X | 12 | 2003 |  |  | Y | Commercial CHP | 5 | T X: T; NG BLQ: NG; NG BIT: DFO |  |  | N |  |  | 12H | [23 empty] | Y | N | Y
12258 | Medical Area Total Egy Plt Inc | 10883 | Medical Area Total Energy Plant | MA | Suffolk | CT2 | Natural Gas Fired Combustion Turbine | GT |  | S | X | X |  |  | 12.5 | 0.85 | 12.5 | 12.5 | 6 | N |  |  | OP | X | 12 | 2003 |  |  | Y | Commercial CHP | 5 | T X: T; NG BLQ: NG; NG BIT: DFO |  |  | N |  |  | 12H | [23 empty] | Y | N | Y
12258 | Medical Area Total Egy Plt Inc | 10883 | Medical Area Total Energy Plant | MA | Suffolk | CT3 | Natural Gas Fired Combustion Turbine | GT |  | S | X | X |  |  | 13.8 | 1 | 13.5 | 14.9 | 8 | N |  |  | OP | X | 7 | 2017 |  |  | Y | Commercial CHP | 5 | T X: T; NG BLQ: NG; NG BIT: DFO | [5 empty] | 12H | [23 empty] | Y | N | Y
6035 | Exelon Power | 1586 | Exelon Framingham LLC | MA | Norfolk | GT1 | Petroleum Liquids | GT |  | S | X | X | UN.FRAMNGHM13.8FMJ1 | UN.FRAMNGHM13.8FMJ1 | 14.2 | 0.85 | 10.1 | 14.2 | 5 | N |  |  | OP | X | 3 | 1970 |  |  | N | IPP Non-CHP | 2 | T X: X; NG BLQ: DFO |  |  | N | N |  | 10M | [20 empty] | N |  |  | N
6035 | Exelon Power | 1586 | Exelon Framingham LLC | MA | Norfolk | GT2 | Petroleum Liquids | GT |  | S | X | X | UN.FRAMNGHM13.8FMJ2 | UN.FRAMNGHM13.8FMJ2 | 14.2 | 0.85 | 9.9 | 14.7 | 5 | N |  |  | OP | X | 9 | 1969 |  |  | N | IPP Non-CHP | 2 | T X: X; NG BLQ: DFO |  |  | N | N |  | 10M | [20 empty] | N |  |  | N
6035 | Exelon Power | 1586 | Exelon Framingham LLC | MA | Norfolk | GT3 | Petroleum Liquids | GT |  | S | X | X | UN.FRAMNGHM13.8FMJ3 | UN.FRAMNGHM13.8FMJ3 | 14.2 | 0.85 | 11.3 | 15.3 | 5 | N |  |  | OP | X | 9 | 1969 |  |  | N | IPP Non-CHP | 2 | T X: X; NG BLQ: DFO |  |  | N | N | 0 | 10M | [20 empty] | N |  |  | N
49965 | Constellation Mystic Power LLC | 1588 | Mystic Generating Station | MA | Middlesex | GT1 | Petroleum Liquids | GT |  | S | X | X | UN MYSTIC 24 OMYSJ | UN MYSTIC 24 OMYSJ | 14.2 | 0.85 | 9.1 | 13.2 | 5 | N |  |  | OP | X | 6 | 1969 | 6 | 2022 | N | IPP Non-CHP | 2 | T X: X; NG BLQ: DFO; NG NG: DFO |  |  | N | N |  | 1H | [23 empty] | N | N | N
13206 | Nantucket Electric Co | 1615 | Nantucket Hybrid | MA | Nantucket | 18 | Petroleum Liquids | GT |  | W | X | X |  |  | 15.4 | 0.8 | 13.5 | 15.4 | 7.3 | N |  |  | OP | X | 8 | 2019 |  |  | N | Electric Utility | 1 | T X: X; NG BLQ: DFO |  |  | N | N |  | 10M | [23 empty] | N
56401 | NAEA Energy Massachusetts LLC | 1642 | Essential Power Massachusetts LLC | MA | Hampden | WS10 | Petroleum Liquids | GT |  | S | X | X |  |  | 17 | 0.85 | 17.1 | 21.9 | 15 | N |  |  | OP | X | 1 | 1968 |  |  | N | IPP Non-CHP | 2 | T X: X; NG BLQ: KER |  |  | N | N |  | 10M | [23 empty] | N | N
11427 | Massachusetts Wtr Rauth-Deer I | 10823 | Deer Island Treatment Plant | MA | Suffolk | S101 | Other Waste Biomass | ST |  | S | X | X |  |  | 17.5 | 0.9 | 9 | 17.5 | 1 | N |  |  | OP | X | 7 | 1998 |  |  | Y | Commercial CHP | 5 | T X: T; NG BLQ: OBG; NG BIT: DFO; NG NG: DFO | [5 empty] | 12H | [23 empty] | Y | Y | N
64003 | Stored Solar Services, LLC | 54620 | Stored Solar Fitchburg, LLC | MA | Worcester | NO-1 | Wood/Wood Waste Biomass | ST |  | W | X | X |  |  | 18 | 1 | 14.9 | 15.1 | 8 | N |  |  | OP | X | 8 | 1992 |  |  | N | IPP Non-CHP | 2 | T X: X; NG BLQ: WDS; NG BIT: NG; NG NG: NG |  |  | N | N |  | 12H | [23 empty] | Y | Y | N
56401 | NAEA Energy Massachusetts LLC | 1643 | Woodland Road | MA | Berkshire | WOOD | Petroleum Liquids | GT |  | S | X | X |  |  | 20.4 | 0.85 | 19.5 | 21 | 15 | N |  |  | OP | X | 1 | 1969 |  |  | N | IPP Non-CHP | 2 | T X: X; NG BLQ: KER |  |  | N |  |  | 10M | [23 empty] | N | N | N
56401 | NAEA Energy Massachusetts LLC | 1631 | Doreen | MA | Berkshire | DORE | Petroleum Liquids | GT |  | S | X | X |  |  | 21.1 | 0.85 | 16.9 | 20.7 | 15 | N |  |  | OP | X | 7 | 1969 |  |  | N | IPP Non-CHP | 2 | T X: X; NG BLQ: KER |  |  | N | N |  | 10M | [23 empty] | N | N | N
11820 | Massachusetts Inst of Tech | 54907 | Mass Inst Tech Cntrl Utilities/Cogen Plt | MA | Middlesex | CTG1 | Natural Gas Fired Combustion Turbine | GT |  | S | X | X |  |  | 21.2 | 0.9 | 19 | 23 | 14 | N |  |  | OP | X | 6 | 1995 | 4 | 2021 | Y | Commercial CHP | 5 | T X: T; NG BLQ: NG; NG BIT: DFO; NG NG: NG |  |  | N | N |  | 1H | [20 empty] | N |  |  | Y | N | Y
59528 | Kendall Green Energy, LLC | 1595 | Kendall Square Station | MA | Middlesex | JET1 | Petroleum Liquids | GT |  | S | X | X | 452 | 452 | 21.3 | 0.85 | 18 | 23 | 14 | N |  |  | OP | X | 9 | 1970 |  |  | N | IPP CHP | 3 | T X: X; NG BLQ: DFO |  |  | N | N |  | 10M | [23 empty] | N
14605 | City of Peabody - (MA) | 1678 | Waters River | MA | Essex | 1 | Natural Gas Fired Combustion Turbine | GT |  | S | X | X | UN.WATER_RV23 W_J1 | UN.WATER_RV23 W_J1 | 21.3 | 0.85 | 16 | 22 | 15 | N |  |  | OP | X | 12 | 1971 |  |  | N | Electric Utility | 1 | T X: X; NG BLQ: NG; NG BIT: DFO |  |  | N | N |  | 1H | [23 empty] | Y | N | Y
18488 | City of Taunton | 1682 | Cleary Flood Hybrid | MA | Bristol | 9A | Natural Gas Fired Combined Cycle | CT | CC1 | J | X | N | Taunton Node | un.Cleary 115 CLE9C | 23 | 0.9 | 18 | 21.4 | 3 | N |  |  | OP | X | 10 | 1976 |  |  | N | Electric Utility | 1 | T X: X; NG BLQ: NG; NG BIT: DFO |  |  | N | N |  | 10M | [23 empty] | Y | Y | Y
56516 | Morris Energy Operations Company, LLC | 52026 | Dartmouth Power Associates LP | MA | Bristol | GEN3 | Natural Gas Fired Combustion Turbine | GT |  | W | X | X | 15940 | 15940 | 23.3 | 0.85 | 19.6 | 21.8 | 19 | N |  |  | OP | X | 9 | 2009 |  |  | N | IPP Non-CHP | 2 | T X: X; NG BLQ: NG; NG BIT: DFO |  |  | N | N |  | 1H | [23 empty] | Y | N | Y
58845 | Pine Tree Landfill | 58993 | Pine Tree Landfill Gas to Energy | ME | Penobscot | 3202 | Landfill Gas | IC |  | S | X | X |  |  | 1.1 | 0.8 | 0.9 | 0.9 | 0.5 | N |  |  | OP | X | 1 | 2008 | 1 | 2021 | N | IPP Non-CHP | 2 | T X: X; NG BLQ: LFG |  |  | N | N |  | 12H | [23 empty] | N | N | N
58845 | Pine Tree Landfill | 58993 | Pine Tree Landfill Gas to Energy | ME | Penobscot | 3203 | Landfill Gas | IC |  | S | X | X |  |  | 1.1 | 0.8 | 0.9 | 0.9 | 0.5 | N |  |  | OP | X | 1 | 2008 | 1 | 2021 | N | IPP Non-CHP | 2 | T X: X; NG BLQ: LFG |  |  | N | N |  | 12H | [23 empty] | N | N | N
16191 | Robbins Lumber Inc | 50230 | Robbins Lumber | ME | Waldo | WEST | Wood/Wood Waste Biomass | ST |  | S | X | X |  |  | 1.2 | 0.8 | 1.1 | 1.1 | 0.4 | N |  |  | OS | X | 1 | 1981 |  |  | Y | Industrial CHP | 7 | T X: T; NG BLQ: WDS; NG NG: WDS |  |  | N | N |  | OVER | [23 empty] | N | N | N
54842 | WM Renewable Energy LLC | 57016 | Waste Management Crossroads LFGTE | ME | Somerset | GEN1 | Landfill Gas | IC |  | S | X | X | LD.MADISON 115 (4136) | LD.MADISON 115 (4136) | 1.6 | 0.98 | 1.6 | 1.6 | 0.8 | N |  |  | OP | X | 3 | 2009 |  |  | N | IPP Non-CHP | 2 | T X: X; NG BLQ: LFG |  |  | N |  |  | 1H | [23 empty] | N | N | N
54842 | WM Renewable Energy LLC | 57016 | Waste Management Crossroads LFGTE | ME | Somerset | GEN2 | Landfill Gas | IC |  | S | X | X | LD.MADISON 115 (4136) | LD.MADISON 115 (4136) | 1.6 | 0.98 | 1.6 | 1.6 | 0.8 | N |  |  | OP | X | 3 | 2009 |  |  | N | IPP Non-CHP | 2 | T X: X; NG BLQ: LFG |  |  | N |  |  | 1H | [23 empty] | N | N | N
16191 | Robbins Lumber Inc | 50230 | Robbins Lumber | ME | Waldo | CAT | Petroleum Liquids | IC |  | S | X | X |  |  | 2 | 0.8 | 1.8 | 1.8 | 0.5 | N |  |  | OP | X | 1 | 1987 |  |  | N | Industrial CHP | 7 | T X: X; NG BLQ: DFO |  |  | N | N |  | 10M | [23 empty] | N | N
58122 | Eastern Maine Medical Center | 58153 | Eastern Maine Medical Center | ME | Penobscot | COGE | Natural Gas Fired Combustion Turbine | GT |  | S | X | X |  |  | 3.8 | 0.8 | 3.8 | 5 | 0.2 | N |  |  | OP | X | 10 | 2006 |  |  | Y | Commercial CHP | 5 | T X: T; NG BLQ: NG; NG BIT: DFO; NG NG: NG; NG RFO: DFO |  |  | N | N |  | 12H | [20 empty] | N |  |  | Y | N | Y
22219 | Maine Waste to Energy | 50035 | MMWAC Resource Recovery Facility | ME | Androscoggin | ST1 | Municipal Solid Waste | ST |  | S | X | X | 4171 | 4171 | 5 | 0.8 | 2.7 | 2.7 | 1.9 | N |  |  | OP | X | 6 | 1992 |  |  | N | Commercial Non-CHP | 4 | T X: X; NG BLQ: MSW; NG NG: NG |  |  | N | N |  | OVER | [23 empty] | N | N | N
60242 | Athens Energy, LLC | 60457 | Athens Energy | ME | Somerset | 1 | Wood/Wood Waste Biomass | OT |  | S | X | X |  |  | 8.5 | 0.85 | 7.1 | 7.1 | 7.1 | N |  |  | OP | X | 10 | 2016 |  |  | N | IPP Non-CHP | 2 | T X: X; NG BLQ: WDS |  |  | N | N |  | 12H |  |  |  | N | [16 empty] | N |  |  | N
16191 | Robbins Lumber Inc | 64408 | Georges River Energy | ME | Waldo | WEG | Wood/Wood Waste Biomass | ST |  | S | X | X |  |  | 10 | 0.85 | 8.5 | 8.5 | 1.5 | N |  |  | OP | X | 1 | 2020 |  |  | Y | IPP CHP | 3 | T X: T; NG BLQ: WDS; NG NG: WDS |  |  | N | N |  | OVER | [5 empty] | N | [17 empty] | N | N | N
61813 | ND Paper, Inc. | 10491 | Mead Rumford Cogen | ME | Oxford | 3STG | Natural Gas Steam Turbine | ST |  | S | X | X | NPCC/ISONewEngland/Catalyst345 | NPCC/ISONewEngland/Catalyst345 | 12.5 | 0.85 | 12.5 | 12.5 | 12.5 | N |  |  | SB | N | 10 | 1954 |  |  | Y | Industrial CHP | 7 | T X: T; NG BLQ: NG; NG BIT: RFO; NG NG: RFO |  |  | N | N |  | 12H |  |  |  |  | N | [18 empty] | Y | Y | Y
61813 | ND Paper, Inc. | 10700 | Red Shield Envir Old Town Facility | ME | Penobscot | TG4 | Wood/Wood Waste Biomass | ST |  | S | X | X |  |  | 12.5 | 0.85 | 7.5 | 12.5 | 2 | N |  |  | OP | X | 7 | 1965 |  |  | Y | Industrial CHP | 7 | T X: T; NG BLQ: BLQ; NG BIT: NG; NG WDS: RFO; NG NG: BLQ |  |  | N | N |  | 12H | [23 empty] | Y | Y | Y
15824 | Ecomaine | 50225 | Regional Waste Systems | ME | Cumberland | TG1 | Municipal Solid Waste | ST |  | S | X | X | 4001:Z.Maine | 4001:Z.Maine | 13.3 | 0.99 | 11.5 | 11.5 | 3 | N |  |  | OP | X | 6 | 1988 |  |  | N | IPP Non-CHP | 2 | T X: X; NG BLQ: MSW; NG BIT: NG; NG NG: NG |  |  | N |  |  | 12H | [23 empty] | N
16721 | S D Warren Co.- Westbrook | 50447 | S D Warren Westbrook | ME | Cumberland | GN10 | Wood/Wood Waste Biomass | ST |  | S | X | X | 591_:_UN_PRID_CRN115_SWBK | 591_:_UN_PRID_CRN115_SWBK | 15 | 0.85 | 15.8 | 15.8 | 5 | N |  |  | OP | X | 10 | 1985 |  |  | Y | Industrial CHP | 7 | B | WDS | BIT | RFO | DFO |  |  | RFO | WDS |  |  | N | N |  | OVER |  | Y |  |  | Y | N | [17 empty] | Y | Y | N
61813 | ND Paper, Inc. | 10700 | Red Shield Envir Old Town Facility | ME | Penobscot | TG6 | Wood/Wood Waste Biomass | ST |  | S | X | X |  |  | 16 | 0.85 | 14 | 14 | 2 | N |  |  | OS | X | 12 | 1987 |  |  | Y | Industrial CHP | 7 | T X: T; NG BLQ: WDS; NG NG: WDS |  |  | N | N |  | 12H | [23 empty] | N | N | N
14876 | FPL Energy Cape LLC | 1484 | Cape Gas Turbine | ME | Cumberland | GT4 | Petroleum Liquids | GT |  | S | X | X |  |  | 17.5 | 0.85 | 16 | 20 | 2 | N |  |  | OP | X | 1 | 1970 |  |  | N | IPP Non-CHP | 2 | T X: X; NG BLQ: DFO |  |  | N | N |  | 10M | [23 empty] | N | N | N
14876 | FPL Energy Cape LLC | 1484 | Cape Gas Turbine | ME | Cumberland | GT5 | Petroleum Liquids | GT |  | S | X | X |  |  | 17.5 | 0.85 | 16 | 20 | 2 | N |  |  | OP | X | 1 | 1970 |  |  | N | IPP Non-CHP | 2 | T X: X; NG BLQ: DFO |  |  | N | N |  | 10M | [23 empty] | N | N | N
5232 | Woodland Pulp LLC | 10613 | Woodland Pulp, LLC | ME | Washington | TG10 | Wood/Wood Waste Biomass | ST |  | S | X | X |  |  | 23 | 0.8 | 26 | 26 | 7 | N |  |  | OP | X | 3 | 1966 |  |  | Y | Industrial CHP | 7 | B | BLQ | NG | WDS | RFO |  |  | RFO |  |  |  | N |  |  | 12H | [23 empty] | Y | Y | N
4566 | Crotched Mt Rehab Ctr Inc | 54515 | Crotched Mountain Rehabilitation Center | NH | Hillsborough | GEN1 | Petroleum Liquids | IC |  | S | X | X |  |  | 0.7 | 1 | 0.7 | 0.7 | 0.7 | N |  |  | SB | N | 2 | 1990 |  |  | Y | Commercial CHP | 5 | T X: T; NG BLQ: DFO |  |  | N | N |  | 10M | [23 empty] | N | N | N
4566 | Crotched Mt Rehab Ctr Inc | 54515 | Crotched Mountain Rehabilitation Center | NH | Hillsborough | GEN2 | Petroleum Liquids | IC |  | S | X | X |  |  | 0.7 | 1 | 0.7 | 0.7 | 0.7 | N |  |  | SB | N | 2 | 1990 |  |  | Y | Commercial CHP | 5 | T X: T; NG BLQ: DFO |  |  | N | N |  | 10M | [23 empty] | N | N | N
4566 | Crotched Mt Rehab Ctr Inc | 54515 | Crotched Mountain Rehabilitation Center | NH | Hillsborough | GEN3 | Petroleum Liquids | IC |  | S | X | X |  |  | 0.7 | 1 | 0.7 | 0.7 | 0.7 | N |  |  | SB | N | 2 | 1990 |  |  | Y | Commercial CHP | 5 | T X: T; NG BLQ: DFO |  |  | N | N |  | 10M | [23 empty] | N | N | N
54842 | WM Renewable Energy LLC | 54663 | Turnkey Landfill Gas Recovery | NH | Strafford | GEN1 | Landfill Gas | IC |  | S | X | X | SESD # 496 | SESD # 496 | 0.8 | 0.98 | 0.8 | 0.8 | 0.5 | N |  |  | OP | X | 2 | 1992 |  |  | N | IPP Non-CHP | 2 | T X: X; NG BLQ: LFG |  |  | N |  |  | 1H | [23 empty] | N | N | N
54842 | WM Renewable Energy LLC | 54663 | Turnkey Landfill Gas Recovery | NH | Strafford | GEN2 | Landfill Gas | IC |  | S | X | X | SESD # 496 | SESD # 496 | 0.8 | 0.98 | 0.8 | 0.8 | 0.5 | N |  |  | OP | X | 2 | 1992 |  |  | N | IPP Non-CHP | 2 | T X: X; NG BLQ: LFG |  |  | N |  |  | 1H | [23 empty] | N | N | N
54842 | WM Renewable Energy LLC | 54663 | Turnkey Landfill Gas Recovery | NH | Strafford | GEN3 | Landfill Gas | IC |  | S | X | X | SESD # 496 | SESD # 496 | 0.8 | 0.98 | 0.8 | 0.8 | 0.5 | N |  |  | OP | X | 2 | 1992 |  |  | N | IPP Non-CHP | 2 | T X: X; NG BLQ: LFG |  |  | N |  |  | 1H | [23 empty] | N | N | N
54842 | WM Renewable Energy LLC | 54663 | Turnkey Landfill Gas Recovery | NH | Strafford | GEN4 | Landfill Gas | IC |  | S | X | X | SESD # 496 | SESD # 496 | 0.8 | 0.98 | 0.8 | 0.8 | 0.5 | N |  |  | OP | X | 9 | 1993 |  |  | N | IPP Non-CHP | 2 | T X: X; NG BLQ: LFG |  |  | N |  |  | 1H | [23 empty] | N | N | N
57249 | EPP Renewable Energy | 55006 | Nashua Plant | NH | Hillsborough | UNT2 | Landfill Gas | IC |  | S | X | X |  |  | 0.8 | 0.98 | 0.7 | 0.7 | 0.6 | N |  |  | OP | X | 4 | 1996 |  |  | N | IPP Non-CHP | 2 | T X: X; NG BLQ: LFG |  |  | N |  |  | 1H | [23 empty] | N
59190 | Plymouth State University | 54803 | Plymouth State College Cogeneration | NH | Grafton | A | Petroleum Liquids | IC |  | S | X | X |  |  | 1.2 | 0.8 | 1.2 | 1.2 | 0.4 | N |  |  | SB | Y | 4 | 1994 |  |  | Y | Commercial CHP | 5 | T X: T; NG BLQ: DFO |  |  | N | N |  | 1H | [23 empty] | N | N
59190 | Plymouth State University | 54803 | Plymouth State College Cogeneration | NH | Grafton | B | Petroleum Liquids | IC |  | S | X | X |  |  | 1.6 | 0.8 | 1.6 | 1.6 | 0.4 | N |  |  | SB | Y | 8 | 2000 |  |  | N | Commercial CHP | 5 | T X: X; NG BLQ: DFO |  |  | N |  |  | 1H | [23 empty] | N | N | N
57249 | EPP Renewable Energy | 55006 | Nashua Plant | NH | Hillsborough | UNT3 | Landfill Gas | IC |  | S | X | X |  |  | 1.6 | 0.8 | 1.5 | 1.5 | 0.8 | N |  |  | OP | X | 3 | 2016 |  |  | N | IPP Non-CHP | 2 | T X: X; NG BLQ: LFG |  |  | N |  |  | 1H | [23 empty] | N | N
4823 | Dartmouth College | 54409 | Dartmouth College Heating Plant | NH | Grafton | GEN1 | Petroleum Liquids | ST |  | S | X | X |  |  | 2 | 0.8 | 2 | 2 | 0.2 | N |  |  | OP | X | 1 | 1970 |  |  | Y | Commercial CHP | 5 | T X: T; NG BLQ: RFO; NG NG: RFO; NG RFO: PG |  |  | N | N |  | 1H | [23 empty] | N | N | N
4823 | Dartmouth College | 54409 | Dartmouth College Heating Plant | NH | Grafton | GEN2 | Petroleum Liquids | ST |  | S | X | X |  |  | 2 | 0.8 | 2 | 2 | 0.2 | N |  |  | OP | X | 1 | 1970 |  |  | Y | Commercial CHP | 5 | T X: T; NG BLQ: RFO; NG NG: RFO; NG RFO: PG |  |  | N | N |  | 1H | [23 empty] | N | N | N
4823 | Dartmouth College | 54409 | Dartmouth College Heating Plant | NH | Grafton | GEN3 | Petroleum Liquids | ST |  | S | X | X |  |  | 3 | 0.8 | 3 | 3 | 0.2 | N |  |  | OP | X | 1 | 1992 |  |  | Y | Commercial CHP | 5 | T X: T; NG BLQ: RFO; NG NG: RFO; NG RFO: PG |  |  | N | N |  | 1H | [23 empty] | N | N | N
54842 | WM Renewable Energy LLC | 54663 | Turnkey Landfill Gas Recovery | NH | Strafford | GEN5 | Landfill Gas | GT |  | S | X | X | SESD # 496 | SESD # 496 | 3 | 0.98 | 2.9 | 3.3 | 1 | N |  |  | OP | X | 12 | 1997 |  |  | N | IPP Non-CHP | 2 | T X: X; NG BLQ: LFG |  |  | N |  |  | 1H | [23 empty] | N | N | N
54842 | WM Renewable Energy LLC | 54663 | Turnkey Landfill Gas Recovery | NH | Strafford | GEN6 | Landfill Gas | GT |  | S | X | X | SESD # 496 | SESD # 496 | 3 | 0.98 | 2.9 | 3.3 | 1 | N |  |  | OP | X | 12 | 1997 |  |  | N | IPP Non-CHP | 2 | T X: X; NG BLQ: LFG |  |  | N |  |  | 1H | [23 empty] | N | N | N
6636 | Foss Manufacturing Company LLC | 10108 | Hampton Facility | NH | Rockingham | GEN8 | Natural Gas Fired Combustion Turbine | GT |  | S | X | X |  |  | 5 | 0.8 | 3.8 | 5 | 1.2 | N |  |  | OP | X | 1 | 2000 |  |  | Y | Industrial CHP | 7 | [11 empty] | N | N |  | 1H | [23 empty] | N | N | bar: T X to NG BLQ
58099 | Emcor Energy Services | 58180 | UNH 7.9 MW Plant | NH | Strafford | 1 | Landfill Gas | GT |  | S | X | X |  |  | 7.9 | 0.97 | 7.9 | 7.9 | 3 | N |  |  | OP | X | 9 | 2006 |  |  | Y | Commercial CHP | 5 | T X: T; NG BLQ: LFG; NG BIT: NG; NG WDS: DFO |  |  | N |  |  | 1H | [23 empty] | Y | N | Y
20541 | Wheelabrator Environmental Systems | 50873 | Wheelabrator Concord Facility | NH | Merrimack | GEN1 | Municipal Solid Waste | ST |  | S | X | X |  |  | 14 | 0.85 | 12 | 12 | 4 | N |  |  | OP | X | 4 | 1989 |  |  | N | IPP Non-CHP | 2 | T X: X; NG BLQ: MSW; NG NG: WO |  |  | N | N |  | 12H | [23 empty] | N | N | N
58550 | Indeck Energy-Alexandria, LLC | 58595 | Indeck Energy-Alexandria | NH | Grafton | GEN1 | Wood/Wood Waste Biomass | ST |  | S | X | X | ISONE: NH: 14211 | ISONE: NH: 14211 | 16 | 0.85 | 15.2 | 15.2 | 11.2 | N |  |  | OP | X | 11 | 2008 |  |  | N | IPP Non-CHP | 2 | T X: X; NG BLQ: WDS; NG NG: WDS |  |  | N | N |  | OVER | [23 empty] | N | N | N
64003 | Stored Solar Services, LLC | 50208 | Stored Solar Bethlehem LLC | NH | GRAFTON | GEN1 | Wood/Wood Waste Biomass | ST |  | W | X | X |  |  | 17.5 | 1 | 15 | 15 | 11.4 | N |  |  | OP | X | 12 | 1986 |  |  | N | IPP Non-CHP | 2 | T X: X; NG BLQ: WDS; NG NG: WDS |  |  | N | N |  | OVER |  |  | N |  | N | [18 empty] | N | N | N
62032 | Granite Shore Power | 2362 | Lost Nation | NH | Coos | GT1 | Petroleum Liquids | GT |  | S | X | X | 4002 Z_NewHampshire |  | 18 | 0.85 | 14 | 18.1 | 4 | N |  |  | OP | X | 9 | 1969 |  |  | N | Electric Utility | 1 | T X: X; NG BLQ: DFO | [5 empty] | 10M | [23 empty] | N
62032 | Granite Shore Power | 2364 | Merrimack | NH | Merrimack | GT1 | Petroleum Liquids | GT |  | S | X | X |  |  | 18.6 | 0.85 | 16.8 | 21.7 | 4 | N |  |  | OP | X | 8 | 1968 |  |  | N | Electric Utility | 1 | [14 empty] | 10M |  |  |  | N | [19 empty] | N | bar: T X to NG BLQ
62032 | Granite Shore Power | 2364 | Merrimack | NH | Merrimack | GT2 | Petroleum Liquids | GT |  | S | X | X |  |  | 18.6 | 0.85 | 16.8 | 21.3 | 4 | N |  |  | OP | X | 8 | 1969 |  |  | N | Electric Utility | 1 | [14 empty] | 10M | [23 empty] | N | bar: T X to NG BLQ
62032 | Granite Shore Power | 2369 | White Lake | NH | Carroll | GT1 | Petroleum Liquids | GT |  | S | X | X | 4002 Z_NewHampshire |  | 18.6 | 0.95 | 17.5 | 22.4 | 4 | N |  |  | OP | X | 7 | 1968 |  |  | N | Electric Utility | 1 | [14 empty] | 10M | [23 empty] | N | bar: T X to NG BLQ
64003 | Stored Solar Services, LLC | 10839 | Stored Solar Whitefield, LLC | NH | Coos | GEN1 | Wood/Wood Waste Biomass | ST |  | W | X | X |  |  | 19.9 | 1 | 17 | 17.5 | 10 | N |  |  | OP | X | 3 | 1988 |  |  | N | IPP Non-CHP | 2 | T X: X; NG BLQ: WDS; NG NG: WDS |  |  | N |  |  | OVER | [23 empty] | N
2226 | Bridgewater Power Co LP | 10290 | Bridgewater Power LP | NH | Grafton | GEN1 | Wood/Wood Waste Biomass | ST |  | J | X | X |  |  | 20 | 0.9 | 16 | 16.5 | 2 | N |  |  | OP | X | 8 | 1987 |  |  | N | IPP Non-CHP | 2 | T X: X; NG BLQ: WDS; NG BIT: DFO; NG NG: DFO |  |  | N | N |  | 12H | N | N | N | [20 empty] | Y | N | N
64003 | Stored Solar Services, LLC | 10838 | Stored Solar Springfield, LLC | NH | Sullivan | GEN1 | Wood/Wood Waste Biomass | ST |  | W | X | X | 436 | 436 | 20 | 0.8 | 16.1 | 16.3 | 14 | N |  |  | OP | X | 12 | 1987 |  |  | N | IPP Non-CHP | 2 | T X: X; NG BLQ: WDS; NG NG: WDS |  |  | N | N |  | 12H |  |  | N |  | N | [18 empty] | N
62032 | Granite Shore Power | 2367 | Schiller | NH | Rockingham | GT1 | Petroleum Liquids | GT |  | S | X | X |  |  | 21.2 | 0.85 | 17 | 18 | 5 | N |  |  | OP | X | 11 | 1970 |  |  | N | Electric Utility | 1 | T X: X; NG BLQ: JF; NG BIT: NG | [5 empty] | 10M | [23 empty] | N | N | N
1857 | Block Island Utility District | 6567 | Block Island | RI | Washington | 23 | Petroleum Liquids | IC |  | S | X | X |  |  | 1.2 | 0.8 | 1.2 | 1.2 | 1.2 | N |  |  | SB | Y | 7 | 2001 |  |  | N | Electric Utility | 1 | T X: X; NG BLQ: DFO |  |  | N | N |  | 10M | [23 empty] | N | N
1857 | Block Island Utility District | 6567 | Block Island | RI | Washington | 24 | Petroleum Liquids | IC |  | S | X | X |  |  | 1.6 | 0.8 | 1.6 | 1.6 | 1.6 | N |  |  | SB | Y | 4 | 2002 |  |  | N | Electric Utility | 1 | T X: X; NG BLQ: DFO |  |  | N | N |  | 10M | [23 empty] | N | N
56889 | Rhode Island LFG Genco | 50365 | Ridgewood Providence Power | RI | Providence | PH21 | Landfill Gas | IC |  | S | X | X | 10959 | 10959 | 1.6 | 0.8 | 1.5 | 1.5 | 1.5 | N |  |  | OS | X | 8 | 2005 |  |  | N | IPP Non-CHP | 2 | T X: X; NG BLQ: LFG |  |  | N |  |  | 1H | [23 empty] | N | N
56889 | Rhode Island LFG Genco | 50365 | Ridgewood Providence Power | RI | Providence | PH22 | Landfill Gas | IC |  | S | X | X | 10959 | 10959 | 1.6 | 0.8 | 1.5 | 1.5 | 1.5 | N |  |  | OS | X | 8 | 2005 |  |  | N | IPP Non-CHP | 2 | T X: X; NG BLQ: LFG |  |  | N |  |  | 1H | [23 empty] | N | N
56889 | Rhode Island LFG Genco | 50365 | Ridgewood Providence Power | RI | Providence | PH23 | Landfill Gas | IC |  | S | X | X | 10959 | 10959 | 1.6 | 0.8 | 1.5 | 1.5 | 1.5 | N |  |  | OS | X | 8 | 2005 |  |  | N | IPP Non-CHP | 2 | T X: X; NG BLQ: LFG |  |  | N |  |  | 1H | [23 empty] | N | N
56889 | Rhode Island LFG Genco | 50365 | Ridgewood Providence Power | RI | Providence | PH24 | Landfill Gas | IC |  | S | X | X | 10959 | 10959 | 1.6 | 0.8 | 1.5 | 1.5 | 1.5 | N |  |  | OS | X | 8 | 2005 |  |  | N | IPP Non-CHP | 2 | T X: X; NG BLQ: LFG |  |  | N |  |  | 1H | [23 empty] | N
16001 | Rhode Island Hospital | 52024 | Rhode Island Hospital | RI | Providence | GEN2 | Natural Gas Steam Turbine | ST |  | S | X | X |  |  | 1.7 | 0.8 | 1.7 | 1.7 | 0.3 | N |  |  | OP | X | 10 | 1974 |  |  | Y | Commercial CHP | 5 | T X: T; NG BLQ: NG; NG BIT: RFO; NG NG: NG |  |  | N | N |  | 1H | [23 empty] | Y | N | Y
16001 | Rhode Island Hospital | 52024 | Rhode Island Hospital | RI | Providence | GEN4 | Natural Gas Steam Turbine | ST |  | S | X | X |  |  | 1.7 | 0.8 | 1.7 | 1.7 | 0.3 | N |  |  | OP | X | 10 | 1974 |  |  | Y | Commercial CHP | 5 | T X: T; NG BLQ: NG; NG BIT: RFO; NG NG: NG |  |  | N | N |  | 1H | [23 empty] | Y | N | Y
1857 | Block Island Utility District | 6567 | Block Island | RI | Washington | 25 | Petroleum Liquids | IC |  | S | X | X |  |  | 1.8 | 0.8 | 1.8 | 1.8 | 1.8 | N |  |  | SB | Y | 3 | 2006 |  |  | N | Electric Utility | 1 | T X: X; NG BLQ: DFO |  |  | N | N |  | 10M | [23 empty] | N
18000 | State of Rhode Island | 50621 | Central Power Plant | RI | Providence | GEN4 | Natural Gas Steam Turbine | ST |  | S | X | X |  |  | 2 | 0.8 | 0.5 | 2 | 0.5 | N |  |  | SB | Y | 8 | 1958 |  |  | Y | Commercial CHP | 5 | T X: B; NG BLQ: NG; NG BIT: DFO; NG NG: DFO |  |  | N |  |  | 12H | [23 empty] | Y | N | Y
18000 | State of Rhode Island | 50621 | Central Power Plant | RI | Providence | GEN7 | Natural Gas Internal Combustion Engine | IC |  | S | X | X |  |  | 2 | 0.8 | 2 | 2 | 1.2 | N |  |  | OP | X | 4 | 2015 |  |  | N | Commercial CHP | 5 | [14 empty] | 1H | [23 empty] | N |  | N | bar: T X to NG BLQ
1857 | Block Island Utility District | 6567 | Block Island | RI | Washington | 27 | Petroleum Liquids | IC |  | S | X | X |  |  | 2.5 | 0.8 | 2.5 | 2.5 | 0.3 | N |  |  | SB | Y | 6 | 2018 |  |  | N | Electric Utility | 1 | T X: X; NG BLQ: DFO |  |  | N | N |  | 10M | [23 empty] | N | N
61249 | Entropy Investment Management, LLC | 60831 | Orbit Energy RI | RI | Providence | 1 | Other Waste Biomass | IC |  | S | X | X |  |  | 3.2 | 0.8 | 3.2 | 3.2 | 1.2 | N |  |  | OP | X | 7 | 2017 |  |  | N | IPP Non-CHP | 2 | T X: X; NG BLQ: OBG |  |  |  | N | 0 | 12H | [23 empty] | N
18000 | State of Rhode Island | 50621 | Central Power Plant | RI | Providence | GEN5 | Natural Gas Fired Combustion Turbine | GT |  | S | X | X |  |  | 3.5 | 0.8 | 2.8 | 3.8 | 0.8 | N |  |  | OP | X | 1 | 2004 |  |  | Y | Commercial CHP | 5 | T X: T; NG BLQ: NG; NG BIT: DFO |  |  | N | N |  | 1H | [23 empty] | Y | N | Y
18000 | State of Rhode Island | 50621 | Central Power Plant | RI | Providence | GEN6 | Natural Gas Fired Combustion Turbine | GT |  | S | X | X |  |  | 3.5 | 0.8 | 2.8 | 3.8 | 0.8 | N |  |  | OP | X | 1 | 2004 |  |  | Y | Commercial CHP | 5 | T X: T; NG BLQ: NG; NG BIT: DFO |  |  | N | N |  | 1H | [23 empty] | Y | N | Y
16001 | Rhode Island Hospital | 52024 | Rhode Island Hospital | RI | Providence | NEW1 | Natural Gas Steam Turbine | ST |  | S | X | X |  |  | 3.5 | 0.8 | 3.5 | 3.5 | 0.3 | N |  |  | OP | X | 12 | 1993 |  |  | Y | Commercial CHP | 5 | T X: T; NG BLQ: NG; NG BIT: RFO; NG NG: NG |  |  | N | N |  | 12H | [23 empty] | Y | N | Y
16001 | Rhode Island Hospital | 52024 | Rhode Island Hospital | RI | Providence | NEW3 | Natural Gas Steam Turbine | ST |  | S | X | X |  |  | 3.5 | 0.8 | 3.5 | 3.5 | 0.3 | N |  |  | OP | X | 9 | 1993 |  |  | Y | Commercial CHP | 5 | T X: T; NG BLQ: NG; NG BIT: RFO; NG NG: NG |  |  | N | N |  | 12H | [23 empty] | Y | N | Y
61478 | Toray Plastics America | 61857 | Toray Plastic America's CHP Plant | RI | Washington | KG12 | Natural Gas Internal Combustion Engine | IC | KG12 | S | X | X |  |  | 5 | 0.8 | 5 | 5 | 1.8 | N |  |  | OP | X | 8 | 2014 |  |  | Y | Industrial CHP | 7 | [11 empty] | N | N |  | 12H | [20 empty] | N |  |  | N | N | N | bar: T X to NG BLQ
56889 | Rhode Island LFG Genco | 59254 | Johnston LFG Turbine Plant | RI | Providence | GENT1 | Landfill Gas | CT | CC1 | S | X | N | 40054 | 40054 | 6.3 | 0.8 | 5.5 | 6.3 | 4.2 | N |  |  | OP | X | 5 | 2013 |  |  | N | IPP Non-CHP | 2 | T X: X; NG BLQ: LFG; NG NG: LFG |  |  | N | N |  | 12H | [23 empty] | N | N
56889 | Rhode Island LFG Genco | 59254 | Johnston LFG Turbine Plant | RI | Providence | GENT2 | Landfill Gas | CT | CC1 | S | X | N | 40054 | 40054 | 6.3 | 0.8 | 5.5 | 6.3 | 4.2 | N |  |  | OP | X | 5 | 2013 |  |  | N | IPP Non-CHP | 2 | T X: X; NG BLQ: LFG; NG NG: LFG |  |  | N | N |  | 12H | [23 empty] | N | N
56889 | Rhode Island LFG Genco | 59254 | Johnston LFG Turbine Plant | RI | Providence | GENT3 | Landfill Gas | CT | CC1 | S | X | N | 40054 | 40054 | 6.3 | 0.8 | 5.5 | 6.3 | 4.2 | N |  |  | OP | X | 5 | 2013 |  |  | N | IPP Non-CHP | 2 | T X: X; NG BLQ: LFG; NG NG: LFG |  |  | N | N |  | 12H | [23 empty] | N | N | N
56889 | Rhode Island LFG Genco | 59254 | Johnston LFG Turbine Plant | RI | Providence | GENT4 | Landfill Gas | CT | CC1 | S | X | N | 40054 | 40054 | 6.3 | 0.8 | 5.5 | 6.3 | 4.2 | N |  |  | OP | X | 5 | 2013 |  |  | N | IPP Non-CHP | 2 | T X: X; NG BLQ: LFG; NG NG: LFG |  |  | N | N |  | 12H | [23 empty] | N | N | N
61478 | Toray Plastics America | 61857 | Toray Plastic America's CHP Plant | RI | Washington | CG1 | Natural Gas Fired Combustion Turbine | GT | CG1A | S | X | X |  |  | 7.5 | 0.8 | 6.8 | 7.5 | 0.5 | N |  |  | OP | X | 1 | 2003 |  |  | Y | Industrial CHP | 7 | T X: T; NG BLQ: NG; NG BIT: DFO |  |  | N | N | 0 | 12H | [20 empty] | N |  |  | Y | N | Y
61478 | Toray Plastics America | 61857 | Toray Plastic America's CHP Plant | RI | Washington | KG18 | Natural Gas Internal Combustion Engine | IC | KG18 | S | X | X |  |  | 7.5 | 0.8 | 7.5 | 7.5 | 2.6 | N |  |  | OP | X | 8 | 2014 |  |  | Y | Industrial CHP | 7 | [11 empty] | N | N |  | 12H | [20 empty] | N |  |  | N | N | N | bar: T X to NG BLQ
56889 | Rhode Island LFG Genco | 59254 | Johnston LFG Turbine Plant | RI | Providence | GENS1 | Landfill Gas | CA | CC1 | S | N | X | 40054 | 40054 | 10.5 | 0.8 | 8.9 | 9.9 | 4.2 | N |  |  | OP | X | 5 | 2013 |  |  | N | IPP Non-CHP | 2 | T X: X; NG BLQ: LFG; NG NG: LFG |  |  | N | N |  | 12H | [23 empty] | N | N
57123 | Middlebury College Biomass | 57804 | Middlebury College | VT | Addison | 2 | Wood/Wood Waste Biomass | ST |  | S | X | X |  |  | 0.6 | 0.8 | 0.4 | 0.6 | 0.1 | N |  |  | OP | X | 1 | 1985 |  |  | Y | Commercial CHP | 5 | T X: B; NG BLQ: WDS; NG BIT: NG; NG WDS: DFO; NG NG: WDS |  |  | Y | N |  | 12H | [23 empty] | Y | N | Y
57123 | Middlebury College Biomass | 57804 | Middlebury College | VT | Addison | 3 | Wood/Wood Waste Biomass | ST |  | S | X | X |  |  | 0.8 | 0.8 | 0.3 | 0.8 | 0.2 | N |  |  | OP | X | 1 | 1999 |  |  | Y | Commercial CHP | 5 | T X: B; NG BLQ: WDS; NG BIT: NG; NG WDS: DFO; NG NG: WDS |  |  | Y | N |  | 12H | [23 empty] | Y | N | Y
57249 | EPP Renewable Energy | 56891 | Moretown | VT | Washington | GEN 2 | Landfill Gas | IC |  | S | X | X |  |  | 1.6 | 0.8 | 1.6 | 1.6 | 0.8 | N |  |  | OP | X | 12 | 2008 |  |  | N | IPP Non-CHP | 2 | T X: X; NG BLQ: LFG |  |  | N |  |  | 12H | [23 empty] | N
20151 | Washington Electric Coop - (VT) | 62859 | Coventry Clean Energy Corporation | VT | Orleans | COV-1 | Landfill Gas | IC |  | S | X | X | Coventry Pnode 4447 (LD Irasburg 46) |  | 1.6 | 0.8 | 1.5 | 1.5 | 1.5 | N |  |  | OP | X | 7 | 2005 |  |  | N | Electric Utility | 1 | T X: X; NG BLQ: LFG |  |  | N | N |  | 1H | [23 empty] | N |  | N
20151 | Washington Electric Coop - (VT) | 62859 | Coventry Clean Energy Corporation | VT | Orleans | COV-2 | Landfill Gas | IC |  | S | X | X | Coventry Pnode 4447 (LD Irasburg 46) |  | 1.6 | 0.8 | 1.5 | 1.5 | 1.5 | N |  |  | OP | X | 7 | 2005 |  |  | N | Electric Utility | 1 | T X: X; NG BLQ: LFG |  |  | N | N |  | 1H | [23 empty] | N |  | N
20151 | Washington Electric Coop - (VT) | 62859 | Coventry Clean Energy Corporation | VT | Orleans | COV-3 | Landfill Gas | IC |  | S | X | X | Coventry Pnode 4447 (LD Irasburg 46) |  | 1.6 | 0.8 | 1.5 | 1.5 | 1.5 | N |  |  | OP | X | 7 | 2005 |  |  | N | Electric Utility | 1 | T X: X; NG BLQ: LFG |  |  | N | N |  | 1H | [23 empty] | N |  | N
20151 | Washington Electric Coop - (VT) | 62859 | Coventry Clean Energy Corporation | VT | Orleans | COV-4 | Landfill Gas | IC |  | S | X | X | Coventry Pnode 4447 (LD Irasburg 46) |  | 1.6 | 0.8 | 1.5 | 1.5 | 1.5 | N |  |  | OP | X | 1 | 2007 |  |  | N | Electric Utility | 1 | T X: X; NG BLQ: LFG |  |  |  | N |  | 1H | [23 empty] | N |  | N
20151 | Washington Electric Coop - (VT) | 62859 | Coventry Clean Energy Corporation | VT | Orleans | COV-5 | Landfill Gas | IC |  | S | X | X | Coventry Pnode 4447 (LD Irasburg 46) |  | 1.6 | 0.8 | 1.5 | 1.5 | 1.5 | N |  |  | OP | X | 6 | 2009 |  |  | N | Electric Utility | 1 | T X: X; NG BLQ: LFG |  |  |  | N |  | 1H | [23 empty] | N |  | N
7601 | Green Mountain Power Corp | 3737 | Essex Junction 19 | VT | Chittenden | IC-5 | Petroleum Liquids | IC |  | S | X | X |  |  | 2 | 0.8 | 1.8 | 1.8 | 1.8 | N |  |  | OP | X | 10 | 2007 |  |  | N | Electric Utility | 1 | T X: X; NG BLQ: DFO | [5 empty] | 10M | [23 empty] | N
7601 | Green Mountain Power Corp | 3737 | Essex Junction 19 | VT | Chittenden | IC-6 | Petroleum Liquids | IC |  | S | X | X |  |  | 2 | 0.8 | 1.8 | 1.8 | 1.8 | N |  |  | OP | X | 10 | 2007 |  |  | N | Electric Utility | 1 | T X: X; NG BLQ: DFO | [5 empty] | 10M | [23 empty] | N
7601 | Green Mountain Power Corp | 3737 | Essex Junction 19 | VT | Chittenden | IC-7 | Petroleum Liquids | IC |  | S | X | X |  |  | 2 | 0.8 | 1.8 | 1.8 | 1.8 | N |  |  | OP | X | 10 | 2007 |  |  | N | Electric Utility | 1 | T X: X; NG BLQ: DFO | [5 empty] | 10M | [23 empty] | N
7601 | Green Mountain Power Corp | 3737 | Essex Junction 19 | VT | Chittenden | IC-8 | Petroleum Liquids | IC |  | S | X | X |  |  | 2 | 0.8 | 1.8 | 1.8 | 1.8 | N |  |  | OP | X | 10 | 2007 |  |  | N | Electric Utility | 1 | T X: X; NG BLQ: DFO | [5 empty] | 10M | [23 empty] | N
7601 | Green Mountain Power Corp | 6519 | Vergennes 9 | VT | Addison | 5 | Petroleum Liquids | IC |  | S | X | X |  |  | 2 | 0.8 | 2 | 2 | 2 | N |  |  | OP | X | 11 | 1963 |  |  | N | Electric Utility | 1 | T X: X; NG BLQ: DFO |  |  | N |  |  | 10M | [23 empty] | N
7601 | Green Mountain Power Corp | 6519 | Vergennes 9 | VT | Addison | 6 | Petroleum Liquids | IC |  | S | X | X |  |  | 2 | 0.8 | 2 | 2 | 2 | N |  |  | OP | X | 11 | 1964 |  |  | N | Electric Utility | 1 | T X: X; NG BLQ: DFO |  |  | N |  |  | 10M | [23 empty] | N
7601 | Green Mountain Power Corp | 3708 | Ascutney | VT | Windsor | GT4 | Petroleum Liquids | GT |  | S | X | X |  |  | 13.2 | 0.8 | 9 | 13.4 | 7 | N |  |  | OP | X | 8 | 1961 |  |  | N | Electric Utility | 1 | T X: X; NG BLQ: DFO |  |  | N |  |  | 10M | [23 empty] | N
7601 | Green Mountain Power Corp | 3723 | Rutland | VT | Rutland | GT5 | Petroleum Liquids | GT |  | S | X | X |  |  | 13.2 | 0.8 | 8.4 | 12.8 | 7 | N |  |  | OP | X | 12 | 1962 |  |  | N | Electric Utility | 1 | T X: X; NG BLQ: DFO |  |  | N |  |  | 10M | [23 empty] | N
7601 | Green Mountain Power Corp | 3735 | Colchester 16 | VT | Chittenden | GT1 | Petroleum Liquids | GT |  | S | X | X |  |  | 18 | 0.8 | 8.7 | 13.9 | 3 | N |  |  | OP | X | 10 | 1965 |  |  | N | Electric Utility | 1 | T X: X; NG BLQ: DFO |  |  | N |  |  | 1H | [23 empty] | N | N
64003 | Stored Solar Services, LLC | 51026 | Ryegate Associates, LLC | VT | CALEDONIA | GEN1 | Wood/Wood Waste Biomass | ST |  | W | X | X |  |  | 21.5 | 1 | 20 | 20 | 13.2 | N |  |  | OP | X | 9 | 1992 |  |  | N | IPP Non-CHP | 2 | T X: X; NG BLQ: WDS; NG NG: WDS |  |  | N | N |  | 12H | [23 empty] | N | N | N
19780 | Vermont Public Power Supply Authority | 63203 | VPPSA Project 10 | VT | Franklin | 12510 | Petroleum Liquids | GT |  | S | X | X |  |  | 23.6 | 0.9 | 19.3 | 23.9 | 14 | N |  |  | OP | X | 5 | 2010 |  |  | N | Electric Utility | 1 | T X: X; NG BLQ: DFO |  |  | N | N |  | 10M | [23 empty] | N
19780 | Vermont Public Power Supply Authority | 63203 | VPPSA Project 10 | VT | Franklin | 12511 | Petroleum Liquids | GT |  | S | X | X |  |  | 23.6 | 0.9 | 19.3 | 23.8 | 14 | N |  |  | OP | X | 5 | 2010 |  |  | N | Electric Utility | 1 | T X: X; NG BLQ: DFO |  |  | N | N |  | 10M | [23 empty] | N

## < 25 MW - OTC and CSAPR States
Generation Capcity for EGU's <25 MW in Proposed CSAPR FIP and OTC States | [12 empty] | Total New CSAPR FIP and OTC States |  | = | 24921.6
Utility ID | Utility Name | Plant Code | Plant Name | State | County | Generator ID | Technology | Prime Mover | Unit Code | Ownership | Duct Burners | Can Bypass Heat Recovery Steam Generator? | RTO/ISO LMP Node Designation | RTO/ISO Location Designation for Reporting Wholesale Sales Data to FERC | Nameplate Capacity (MW) | Nameplate Power Factor | Summer Capacity (MW) | Winter Capacity (MW) | Minimum Load (MW) | Uprate or Derate Completed During Year | Month Uprate or Derate Completed | Year Uprate or Derate Completed | Status | Synchronized to Transmission Grid | Operating Month | Operating Year | Planned Retirement Month | Planned Retirement Year | Associated with Combined Heat and Power System | Sector Name | Sector | Topping or Bottoming | Energy Source 1 | Energy Source 2 | Energy Source 3 | Energy Source 4 | Energy Source 5 | Energy Source 6 | Startup Source 1 | Startup Source 2 | Startup Source 3 | Startup Source 4 | Solid Fuel Gasification System? | Carbon Capture Technology? | Turbines or Hydrokinetic Buoys | Time from Cold Shutdown to Full Load | Fluidized Bed Technology? | Pulverized Coal Technology? | Stoker Technology? | Other Combustion Technology? | Subcritical Technology? | Supercritical Technology? | Ultrasupercritical Technology? | Planned Net Summer Capacity Uprate (MW) | Planned Net Winter Capacity Uprate (MW) | Planned Uprate Month | Planned Uprate Year | Planned Net Summer Capacity Derate (MW) | Planned Net Winter Capacity Derate (MW) | Planned Derate Month | Planned Derate Year | Planned New Prime Mover | Planned Energy Source 1 | Planned New Nameplate Capacity (MW) | Planned Repower Month | Planned Repower Year | Other Planned Modifications? | Other Modifications Month | Other Modifications Year | Multiple Fuels? | Cofire Fuels? | Switch Between Oil and Natural Gas?
4468 | Crestwood Corp | 54985 | Crestwood Dothan | AL | Houston | GEN8 | Petroleum Liquids | IC |  | S | X | X |  |  | 0.6 | 0.8QQ3:Q66 | 0.7 | 0.8 | 0.2 | N |  |  | SB | Y | 10 | 1997 |  |  | N | IPP Non-CHP | 2 | X | DFO | [5 empty] | DFO |  |  |  | N | N |  | 12H | [23 empty] | N
55858 | EDL Inc | 58061 | Decatur-Morgan Co LFG Recovery Project | AL | Morgan | 0290 | Landfill Gas | IC |  | S | X | X |  |  | 0.8 | 1 | 0.8 | 0.8 | 0.6 | N |  |  | OP | X | 7 | 2011 |  |  | N | IPP Non-CHP | 2 | X | LFG | [9 empty] | N | N |  | 1H | [23 empty] | N
55858 | EDL Inc | 58061 | Decatur-Morgan Co LFG Recovery Project | AL | Morgan | 1496 | Landfill Gas | IC |  | S | X | X |  |  | 0.8 | 1 | 0.8 | 0.8 | 0.6 | N |  |  | OP | X | 8 | 2010 |  |  | N | IPP Non-CHP | 2 | X | LFG | [9 empty] | N | N |  | 1H | [23 empty] | N
57139 | W&T Offshore Inc | 54550 | W&T Onshore Treating Facility (OTF) | AL | Mobile | 901 | Natural Gas Fired Combined Cycle | CA | CC1 | S | Y | X |  |  | 0.9 | 0.95 | 0.9 | 0.9 | 0.1 | N |  |  | OP | X | 12 | 1993 |  |  | Y | Industrial CHP | 7 | B | NG | [9 empty] | N | N |  | 1H | [23 empty] | N | N | N
241 | Albertville Municipal Utilities Board | 7924 | Albertville | AL | Marshall | DG1 | Petroleum Liquids | IC |  | S | X | X |  |  | 1 | 0.8 | 0.9 | 0.9 | 0.3 | N |  |  | OP | X | 2 | 2000 |  |  | N | Electric Utility | 1 | X | DFO | [9 empty] | N |  |  | 1H | [23 empty] | N
241 | Albertville Municipal Utilities Board | 7924 | Albertville | AL | Marshall | DG2 | Petroleum Liquids | IC |  | S | X | X |  |  | 1 | 0.8 | 0.9 | 0.9 | 0.3 | N |  |  | OP | X | 2 | 2000 |  |  | N | Electric Utility | 1 | X | DFO | [9 empty] | N |  |  | 1H | [23 empty] | N
241 | Albertville Municipal Utilities Board | 7924 | Albertville | AL | Marshall | DG3 | Petroleum Liquids | IC |  | S | X | X |  |  | 1 | 0.8 | 0.9 | 0.9 | 0.3 | N |  |  | OP | X | 2 | 2000 |  |  | N | Electric Utility | 1 | X | DFO | [9 empty] | N |  |  | 1H | [23 empty] | N
241 | Albertville Municipal Utilities Board | 7924 | Albertville | AL | Marshall | DG4 | Petroleum Liquids | IC |  | S | X | X |  |  | 1 | 0.8 | 0.9 | 0.9 | 0.3 | N |  |  | OP | X | 2 | 2000 |  |  | N | Electric Utility | 1 | X | DFO | [9 empty] | N |  |  | 1H | [23 empty] | N
4468 | Crestwood Corp | 54985 | Crestwood Dothan | AL | Houston | GEN1 | Petroleum Liquids | IC |  | S | X | X |  |  | 1 | 0.8 | 1.2 | 1.2 | 0.5 | N |  |  | OP | X | 1 | 1995 |  |  | N | IPP Non-CHP | 2 | X | DFO | [5 empty] | DFO |  |  |  | N | N |  | 12H | [23 empty] | N | N | N
4468 | Crestwood Corp | 54985 | Crestwood Dothan | AL | Houston | GEN2 | Petroleum Liquids | IC |  | S | X | X |  |  | 1 | 0.8 | 1.2 | 1.3 | 0.5 | N |  |  | OP | X | 1 | 1995 |  |  | N | IPP Non-CHP | 2 | X | DFO | [5 empty] | DFO |  |  |  | N | N |  | 12H | [23 empty] | N |  | N
4468 | Crestwood Corp | 54985 | Crestwood Dothan | AL | Houston | GEN5 | Petroleum Liquids | IC |  | S | X | X |  |  | 1 | 0.8 | 1.2 | 1.3 | 0.5 | N |  |  | OP | X | 1 | 1996 |  |  | N | IPP Non-CHP | 2 | X | DFO | [5 empty] | DFO |  |  |  | N | N |  | 12H | [23 empty] | N
4468 | Crestwood Corp | 54985 | Crestwood Dothan | AL | Houston | GEN7 | Petroleum Liquids | IC |  | S | X | X |  |  | 1 | 0.8 | 1.2 | 1.3 | 0.5 | N |  |  | OP | X | 10 | 1997 |  |  | N | IPP Non-CHP | 2 | X | DFO | [5 empty] | DFO |  |  |  | N | N |  | 12H | [23 empty] | N
55858 | EDL Inc | 59710 | Sand Valley Power Station | AL | Dekalb | GMA | Landfill Gas | IC |  | S | X | X |  |  | 1.6 | 0.95 | 1.6 | 1.6 | 0.7 | N |  |  | OP | X | 11 | 2013 |  |  | N | IPP Non-CHP | 2 | X | LFG | [9 empty] | N | N |  | 12H | [23 empty] | N | N
55858 | EDL Inc | 59710 | Sand Valley Power Station | AL | Dekalb | GMB | Landfill Gas | IC |  | S | X | X |  |  | 1.6 | 0.95 | 1.6 | 1.6 | 0.7 | N |  |  | OP | X | 11 | 2013 |  |  | N | IPP Non-CHP | 2 | X | LFG | [10 empty] | N |  | 12H | [23 empty] | N | N
55858 | EDL Inc | 59710 | Sand Valley Power Station | AL | Dekalb | GMC | Landfill Gas | IC |  | S | X | X |  |  | 1.6 | 0.95 | 1.6 | 1.6 | 0.7 | N |  |  | OP | X | 11 | 2013 |  |  | N | IPP Non-CHP | 2 | X | LFG | [10 empty] | N |  | 12H | [23 empty] | N | N
4468 | Crestwood Corp | 54985 | Crestwood Dothan | AL | Houston | GEN3 | Petroleum Liquids | IC |  | S | X | X |  |  | 2 | 0.8 | 1.5 | 1.7 | 0.5 | N |  |  | OP | X | 12 | 2002 |  |  | N | IPP Non-CHP | 2 | X | DFO | [5 empty] | DFO |  |  |  | N | N |  | 12H | [23 empty] | N |  | N
4468 | Crestwood Corp | 54985 | Crestwood Dothan | AL | Houston | GEN9 | Petroleum Liquids | IC |  | S | X | X |  |  | 2 | 0.8 | 2 | 2.3 | 1.5 | N |  |  | OP | X | 2 | 2002 |  |  | N | IPP Non-CHP | 2 | X | DFO | [5 empty] | DFO |  |  |  | N | N |  | 12H | [23 empty] | N
57139 | W&T Offshore Inc | 54730 | Yellowhammer Gas Plant | AL | MOBILE | 701 | Natural Gas Fired Combustion Turbine | GT |  | S | X | X |  |  | 3.4 | 0.8 | 3 | 3 | 1 | N |  |  | OP | X | 3 | 1992 | 1 | 2021 | N | Industrial Non-CHP | 6 | X | NG | [9 empty] | N | N |  | 10M | [23 empty] | N | N | N
57139 | W&T Offshore Inc | 54550 | W&T Onshore Treating Facility (OTF) | AL | Mobile | 901A | Natural Gas Fired Combined Cycle | CT | CC1 | S | X | Y |  |  | 3.7 | 0.95 | 3.4 | 3.6 | 1.1 | N |  |  | OP | X | 9 | 1993 |  |  | Y | Industrial CHP | 7 | T | NG | [9 empty] | N | N |  | 1H | [23 empty] | N | N | N
57139 | W&T Offshore Inc | 54550 | W&T Onshore Treating Facility (OTF) | AL | Mobile | 901B | Natural Gas Fired Combined Cycle | CT | CC1 | S | X | Y |  |  | 3.7 | 0.95 | 3.4 | 3.6 | 1.1 | N |  |  | OP | X | 9 | 1993 |  |  | Y | Industrial CHP | 7 | T | NG | [9 empty] | N | N |  | 1H | [23 empty] | N | N | N
57139 | W&T Offshore Inc | 54550 | W&T Onshore Treating Facility (OTF) | AL | Mobile | 901C | Natural Gas Fired Combined Cycle | CT | CC1 | S | X | Y |  |  | 3.7 | 0.8 | 3.4 | 3.6 | 1.1 | N |  |  | OP | X | 9 | 1993 |  |  | Y | Industrial CHP | 7 | T | NG | [9 empty] | N | N |  | 1H | [23 empty] | N
5321 | Drummond Company, Inc. | 56076 | ABC Coke | AL | Jefferson | 1 | Other Gases | ST |  | S | X | X |  |  | 3.8 | 0.95 | 3.8 | 3.8 | 1.2 | N |  |  | OP | X | 8 | 1997 |  |  | Y | Industrial CHP | 7 | B | OG | NG |  |  |  |  | NG | OG |  |  | N | N |  | 12H |  | N |  |  | N | N | N | [13 empty] | N |  |  | N | N | N
18642 | Tennessee Valley Authority | 6150 | Bellefonte | AL | Jackson | DG-1 | Petroleum Liquids | IC |  | S | X | X |  |  | 7 | 0.8 | 7 | 7 | 7 | N |  |  | OS | X | 12 | 1998 |  |  | N | Electric Utility | 1 | X | DFO | [9 empty] | N |  |  | 10M | [23 empty] | N
18642 | Tennessee Valley Authority | 6150 | Bellefonte | AL | Jackson | DG-2 | Petroleum Liquids | IC |  | S | X | X |  |  | 7 | 0.8 | 7 | 7 | 7 | N |  |  | OS | X | 12 | 1998 |  |  | N | Electric Utility | 1 | X | DFO | [9 empty] | N |  |  | 10M | [23 empty] | N
189 | PowerSouth Energy Cooperative | 533 | McWilliams | AL | Covington | 1 | Natural Gas Fired Combined Cycle | CA | MCWM | S | Y | X |  |  | 7.5 | 0.8 | 9 | 9 | 2.5 | N |  |  | OP | X | 12 | 1954 |  |  | N | Electric Utility | 1 | X | NG | DFO | [8 empty] | N | N |  | 12H | [23 empty] | N | N | N
189 | PowerSouth Energy Cooperative | 533 | McWilliams | AL | Covington | 2 | Natural Gas Fired Combined Cycle | CA | MCWM | S | Y | X |  |  | 7.5 | 0.8 | 9 | 9 | 2.5 | N |  |  | OP | X | 12 | 1954 |  |  | N | Electric Utility | 1 | X | NG | DFO | [8 empty] | N | N |  | 12H | [23 empty] | N | N | N
9393 | International Paper Co-Riverdl | 54096 | International Paper Riverdale Mill | AL | Dallas | GEN1 | Natural Gas Steam Turbine | ST |  | S | X | X |  |  | 11.6 | 0.85 | 11.6 | 11.6 | 2 | N |  |  | OP | X | 1 | 1967 |  |  | N | Industrial CHP | 7 | X | NG | BLQ | WDS | DFO |  |  | NG |  |  |  | N | N |  | 1H | [23 empty] | Y | Y | N
62972 | Bluestone Coke LLC | 50359 | Sloss Industries Corp | AL | Jefferson | 10 | Other Gases | ST |  | S | X | X |  |  | 12.5 | 0.8 | 8.5 | 7.5 | 3 | N |  |  | OP | X | 5 | 1958 |  |  | Y | Industrial CHP | 7 | B | OG | NG |  |  |  |  | OG |  |  |  | N | N |  | 12H | [23 empty] | N | N
62972 | Bluestone Coke LLC | 50359 | Sloss Industries Corp | AL | Jefferson | 9 | Other Gases | ST |  | S | X | X |  |  | 12.5 | 0.8 | 7.5 | 6.5 | 3 | N |  |  | SB | Y | 5 | 1958 |  |  | Y | Industrial CHP | 7 | B | OG | NG |  |  |  |  | OG |  |  |  | N | N |  | 12H | [23 empty] | N | N
59976 | WestRock Mill Company, LLC | 54763 | WestRock Demopolis Mill | AL | Marengo | 2TG | Wood/Wood Waste Biomass | ST |  | S | X | X |  |  | 12.5 | 0.85 | 8.6 | 10.8 | 2 | N |  |  | OP | X | 10 | 1982 |  |  | Y | Industrial CHP | 7 | T | BLQ | WDS | NG | DFO |  |  | NG |  |  |  | N | N |  | 12H | N |  |  |  | N | [18 empty] | N | N | N
55932 | Georgia-Pacific Brewton LLC | 54789 | Georgia-Pacific Brewton Mill | AL | Escambia | 2TG | Natural Gas Steam Turbine | ST |  | S | X | X |  |  | 12.5 | 0.8 | 9.8 | 9.8 | 3.7 | N |  |  | OP | X | 4 | 1964 |  |  | Y | Industrial CHP | 7 | T | NG | [5 empty] | NG |  |  |  | N | N |  | 12H | [23 empty] | N | N | N
56785 | The Westervelt Co | 57467 | Westervelt Moundville Cogen | AL | Hale | TG1 | Wood/Wood Waste Biomass | ST |  | S | X | X |  |  | 13 | 1 | 8.2 | 8.2 | 2 | N |  |  | OP | X | 12 | 2011 |  |  | Y | Industrial CHP | 7 | T | WDS | [5 empty] | WDS |  |  |  | N | N |  | 12H | [23 empty] | N | N | N
195 | Alabama Power Co | 7698 | General Electric Plastic | AL | Lowndes | 2 | Natural Gas Fired Combined Cycle | CA | G524 | S | Y | X |  |  | 14.8 | 0.85 | 10.5 | 10.5 | 2 | N |  |  | OP | X | 7 | 1999 |  |  | Y | Electric Utility | 1 | T | NG | [12 empty] | 12H | [23 empty] | N
56310 | Boise White Paper LLC | 55044 | Packaging Corporation of America Jackson Mill | AL | Clarke | STG1 | Wood/Wood Waste Biomass | ST |  | S | X | X |  |  | 15.6 | 0.85 | 15.3 | 15.6 | 1 | N |  |  | OP | X | 6 | 1996 |  |  | Y | Industrial CHP | 7 | T | BLQ | NG | DFO |  |  |  | NG | DFO |  |  | N | N | 0 | 12H | [20 empty] | N |  |  | N | N | N
55932 | Georgia-Pacific Brewton LLC | 54789 | Georgia-Pacific Brewton Mill | AL | Escambia | 3TG | Natural Gas Steam Turbine | ST |  | S | X | X |  |  | 15.9 | 0.85 | 9.9 | 11 | 4.1 | N |  |  | OP | X | 1 | 1982 |  |  | Y | Industrial CHP | 7 | T | NG | [5 empty] | NG |  |  |  | N | N |  | 12H | [23 empty] | N | N | N
9393 | International Paper Co-Riverdl | 54096 | International Paper Riverdale Mill | AL | Dallas | GEN3 | Natural Gas Fired Combined Cycle | CA | CC01 | S | Y | X |  |  | 17 | 1 | 17 | 17 | 2 | N |  |  | OP | X | 11 | 1994 |  |  | N | Industrial CHP | 7 | X | NG | BFG | WDS | DFO | [6 empty] | N | N |  | 1H | [23 empty] | Y | Y | N
195 | Alabama Power Co | 26 | E C Gaston | AL | Shelby | GT4 | Petroleum Liquids | GT |  | J | X | X |  |  | 21.2 | 0.85 | 16 | 20 | 16 | N |  |  | OP | X | 6 | 1970 |  |  | N | Electric Utility | 1 | X | DFO | [12 empty] | 1H | [23 empty] | N
14446 | Paragould Light & Water Comm | 7283 | Paragould Turbine | AR | Greene | 5 | Petroleum Liquids | IC |  | S | X | X |  |  | 0.3 | 0.8 | 0.2 | 0.2 | 0.2 | N |  |  | SB | Y | 2 | 1991 |  |  | N | Electric Utility | 1 | X | DFO | [12 empty] | 1H | [23 empty] | N | N
15043 | City of Piggott - (AR) | 193 | Municipal Light | AR | Clay | 2 | Petroleum Liquids | IC |  | S | X | X |  |  | 0.6 | 1 | 0.6 | 0.6 | 0.4 | N |  |  | OP | X | 4 | 1952 |  |  | N | Electric Utility | 1 | X | DFO | NG | [8 empty] | N | N |  | 1H | [23 empty] | N | N | N
54842 | WM Renewable Energy LLC | 56523 | Two Pine Landfill Gas Recovery | AR | Pulaski | GEN 7 | Landfill Gas | IC |  | S | X | X | City of N Little Rock | City of N Little Rock | 0.8 | 0.98 | 0.8 | 0.8 | 0.5 | N |  |  | OP | X | 9 | 2017 |  |  | N | IPP Non-CHP | 2 | X | LFG | [9 empty] | N |  |  | 1H | [23 empty] | N | N | N
54842 | WM Renewable Energy LLC | 56523 | Two Pine Landfill Gas Recovery | AR | Pulaski | GEN1 | Landfill Gas | IC |  | S | X | X | City of N Little Rock | City of N Little Rock | 0.8 | 0.98 | 0.8 | 0.8 | 0.5 | N |  |  | OP | X | 10 | 2006 |  |  | N | IPP Non-CHP | 2 | X | LFG | [9 empty] | N |  |  | 1H | [23 empty] | N | N | N
54842 | WM Renewable Energy LLC | 56523 | Two Pine Landfill Gas Recovery | AR | Pulaski | GEN2 | Landfill Gas | IC |  | S | X | X | City of N Little Rock | City of N Little Rock | 0.8 | 0.98 | 0.8 | 0.8 | 0.5 | N |  |  | OP | X | 10 | 2006 |  |  | N | IPP Non-CHP | 2 | X | LFG | [9 empty] | N |  |  | 1H | [23 empty] | N | N | N
54842 | WM Renewable Energy LLC | 56523 | Two Pine Landfill Gas Recovery | AR | Pulaski | GEN3 | Landfill Gas | IC |  | S | X | X | City of N Little Rock | City of N Little Rock | 0.8 | 0.98 | 0.8 | 0.8 | 0.5 | N |  |  | OP | X | 10 | 2006 |  |  | N | IPP Non-CHP | 2 | X | LFG | [9 empty] | N |  |  | 1H | [23 empty] | N | N | N
54842 | WM Renewable Energy LLC | 56523 | Two Pine Landfill Gas Recovery | AR | Pulaski | GEN4 | Landfill Gas | IC |  | S | X | X | City of N Little Rock | City of N Little Rock | 0.8 | 0.98 | 0.8 | 0.8 | 0.5 | N |  |  | OP | X | 10 | 2006 |  |  | N | IPP Non-CHP | 2 | X | LFG | [9 empty] | N |  |  | 1H | [23 empty] | N | N | N
54842 | WM Renewable Energy LLC | 56523 | Two Pine Landfill Gas Recovery | AR | Pulaski | GEN5 | Landfill Gas | IC |  | S | X | X | City of N Little Rock | City of N Little Rock | 0.8 | 0.98 | 0.8 | 0.8 | 0.5 | N |  |  | OP | X | 10 | 2006 |  |  | N | IPP Non-CHP | 2 | X | LFG | [9 empty] | N |  |  | 1H | [23 empty] | N | N | N
54842 | WM Renewable Energy LLC | 57025 | Waste Management Eco Vista LFGTE | AR | Washington | GEN1 | Landfill Gas | IC |  | S | X | X | OZARK ELECTRIC COOP | OZARK ELECTRIC COOP | 0.8 | 0.98 | 0.8 | 0.8 | 0.5 | N |  |  | OP | X | 11 | 2010 |  |  | N | IPP Non-CHP | 2 | X | LFG | [12 empty] | 1H | [23 empty] | N | N | N
54842 | WM Renewable Energy LLC | 57025 | Waste Management Eco Vista LFGTE | AR | Washington | GEN2 | Landfill Gas | IC |  | S | X | X | OZARK ELECTRIC COOP | OZARK ELECTRIC COOP | 0.8 | 0.98 | 0.8 | 0.8 | 0.5 | N |  |  | OP | X | 11 | 2010 |  |  | N | IPP Non-CHP | 2 | X | LFG | [12 empty] | 1H | [23 empty] | N | N | N
54842 | WM Renewable Energy LLC | 57025 | Waste Management Eco Vista LFGTE | AR | Washington | GEN3 | Landfill Gas | IC |  | S | X | X | OZARK ELECTRIC COOP | OZARK ELECTRIC COOP | 0.8 | 0.98 | 0.8 | 0.8 | 0.5 | N |  |  | OP | X | 11 | 2010 |  |  | N | IPP Non-CHP | 2 | X | LFG | [12 empty] | 1H | [23 empty] | N | N | N
54842 | WM Renewable Energy LLC | 57025 | Waste Management Eco Vista LFGTE | AR | Washington | GEN4 | Landfill Gas | IC |  | S | X | X | OZARK ELECTRIC COOP | OZARK ELECTRIC COOP | 0.8 | 0.98 | 0.8 | 0.8 | 0.5 | N |  |  | OP | X | 11 | 2010 |  |  | N | IPP Non-CHP | 2 | X | LFG | [12 empty] | 1H | [23 empty] | N | N | N
54842 | WM Renewable Energy LLC | 57025 | Waste Management Eco Vista LFGTE | AR | Washington | GEN5 | Landfill Gas | IC |  | S | X | X | OZARK ELECTRIC COOP | OZARK ELECTRIC COOP | 0.8 | 0.98 | 0.8 | 0.8 | 0.5 | N |  |  | OP | X | 11 | 2010 |  |  | N | IPP Non-CHP | 2 | X | LFG | [12 empty] | 1H | [23 empty] | N | N | N
15043 | City of Piggott - (AR) | 193 | Municipal Light | AR | Clay | 7 | Petroleum Liquids | IC |  | S | X | X |  |  | 1.1 | 1 | 1.1 | 1.1 | 0.6 | N |  |  | OP | X | 1 | 1955 |  |  | N | Electric Utility | 1 | X | DFO | NG | [8 empty] | N | N |  | 1H | [23 empty] | N | N | N
15043 | City of Piggott - (AR) | 193 | Municipal Light | AR | Clay | 6 | Petroleum Liquids | IC |  | S | X | X |  |  | 1.3 | 1 | 1.3 | 1.3 | 0.7 | N |  |  | OP | X | 3 | 1959 |  |  | N | Electric Utility | 1 | X | DFO | NG | [8 empty] | N | N |  | 1H | [23 empty] | N | N | N
11079 | Little Rock Water Reclamation Authority | 10050 | Fourche Creek Wastewater | AR | Pulaski | 4 | Other Waste Biomass | IC |  | S | X | X |  |  | 1.3 | 0.8 | 1.3 | 1.3 | 0.8 | N |  |  | OP | X | 12 | 2009 |  |  | Y | Commercial CHP | 5 | T | OBG | NG |  |  |  |  | OBG |  |  |  | N | N |  | 1H | [23 empty] | Y | N | N
14216 | City of Osceola - (AR) | 172 | Osceola (AR) | AR | Mississippi | 9 | Petroleum Liquids | IC |  | S | X | X |  |  | 1.6 | 1 | 1.6 | 1.6 | 1.6 | N |  |  | SB | N | 5 | 1992 |  |  | N | Electric Utility | 1 | X | DFO | [9 empty] | N | N |  | 10M | [20 empty] | N |  |  | N | N | N
15043 | City of Piggott - (AR) | 193 | Municipal Light | AR | Clay | 1 | Petroleum Liquids | IC |  | S | X | X |  |  | 2 | 1 | 2 | 2 | 1.2 | N |  |  | OP | X | 10 | 1963 |  |  | N | Electric Utility | 1 | X | DFO | NG | [8 empty] | N | N |  | 1H | [23 empty] | N | N | N
15043 | City of Piggott - (AR) | 193 | Municipal Light | AR | Clay | 4 | Petroleum Liquids | IC |  | S | X | X |  |  | 2.2 | 1 | 2.2 | 2.2 | 1.4 | N |  |  | OP | X | 3 | 1976 |  |  | N | Electric Utility | 1 | X | DFO | [9 empty] | N | N |  | 1H | [23 empty] | N | N | N
14446 | Paragould Light & Water Comm | 7283 | Paragould Turbine | AR | Greene | 1 | Natural Gas Fired Combustion Turbine | GT |  | S | X | X | PARAGOULD | PARAGOULD | 3.4 | 0.8 | 3.4 | 3.4 | 3 | N |  |  | OP | X | 8 | 1990 |  |  | N | Electric Utility | 1 | X | NG | [12 empty] | 1H | [23 empty] | N |  | N
14446 | Paragould Light & Water Comm | 7283 | Paragould Turbine | AR | Greene | 2 | Natural Gas Fired Combustion Turbine | GT |  | S | X | X | PARAGOULD | PARAGOULD | 3.4 | 0.8 | 3.4 | 3.4 | 3 | N |  |  | OP | X | 8 | 1990 |  |  | N | Electric Utility | 1 | X | NG | [12 empty] | 1H | [23 empty] | N |  | N
14446 | Paragould Light & Water Comm | 7283 | Paragould Turbine | AR | Greene | 3 | Natural Gas Fired Combustion Turbine | GT |  | S | X | X | PARAGOULD | PARAGOULD | 3.4 | 0.8 | 3.4 | 3.4 | 3 | N |  |  | OP | X | 8 | 1990 |  |  | N | Electric Utility | 1 | X | NG | [12 empty] | 1H | [23 empty] | N | N | N
14446 | Paragould Light & Water Comm | 7283 | Paragould Turbine | AR | Greene | 4 | Natural Gas Fired Combustion Turbine | GT |  | S | X | X | PARAGOULD | PARAGOULD | 3.4 | 0.8 | 3.4 | 3.4 | 3 | N |  |  | OP | X | 8 | 1990 |  |  | N | Electric Utility | 1 | X | NG | [12 empty] | 1H | [23 empty] | N | N | N
60295 | University Of Arkansas | 60536 | UA Central Utility Plant | AR | Washington | TRBN1 | Natural Gas Fired Combustion Turbine | GT |  | S | X | X |  |  | 5.6 | 0.98 | 5.2 | 5.2 | 3 | N |  |  | OP | X | 2 | 2016 |  |  | Y | Commercial CHP | 5 | T | NG | [9 empty] | N | N |  | 12H | [23 empty] | N | N | N
14446 | Paragould Light & Water Comm | 8015 | Paragould Reciprocating | AR | Greene | 011 | Natural Gas Internal Combustion Engine | IC |  | S | X | X | PARAGOULD | PARAGOULD | 6.4 | 0.8 | 6 | 6 | 6 | N |  |  | OP | X | 7 | 2001 |  |  | N | Electric Utility | 1 | X | NG | [10 empty] | N |  | 12H | [23 empty] | N |  | N
14446 | Paragould Light & Water Comm | 8015 | Paragould Reciprocating | AR | Greene | 021 | Natural Gas Internal Combustion Engine | IC |  | S | X | X | PARAGOULD | PARAGOULD | 6.4 | 0.8 | 6 | 6 | 6 | N |  |  | OP | X | 7 | 2001 |  |  | N | Electric Utility | 1 | X | NG | [10 empty] | N |  | 12H | [23 empty] | N |  | N
14446 | Paragould Light & Water Comm | 8015 | Paragould Reciprocating | AR | Greene | 031 | Natural Gas Internal Combustion Engine | IC |  | S | X | X | PARAGOULD | PARAGOULD | 6.4 | 0.8 | 6 | 6 | 6 | N |  |  | OP | X | 7 | 2001 |  |  | N | Electric Utility | 1 | X | NG | [10 empty] | N |  | 12H | [23 empty] | N |  | N
15597 | Riceland Foods Inc. | 56079 | Riceland Foods Cogeneration Plant | AR | Arkansas | STEC | Other Waste Biomass | ST |  | S | X | X |  |  | 18 | 1 | 8 | 8 | 2 | N |  |  | OP | X | 1 | 1997 |  |  | Y | IPP CHP | 3 | T | OBS | [5 empty] | DFO |  |  |  | Y | N |  | 12H | [23 empty] | N | N | N
5262 | Domtar Industries Inc | 54104 | Ashdown | AR | Little River | GEN1 | Wood/Wood Waste Biomass | ST |  | S | X | X |  |  | 19.5 | 0.9 | 17 | 17 | 5 | N |  |  | OP | X | 1 | 1968 |  |  | Y | Industrial CHP | 7 | T | BLQ | NG | WDS | BIT | RFO | TDF | NG |  |  |  | N | N |  | 12H |  | Y |  |  | Y | [18 empty] | Y | Y | Y
55863 | Evergreen Packaging Inc | 10627 | Pine Bluff Mill | AR | Jefferson | 2TG1 | Wood/Wood Waste Biomass | ST |  | S | X | X |  |  | 20 | 0.85 | 15.9 | 18.4 | 7 | N |  |  | OP | X | 5 | 1958 |  |  | Y | Industrial CHP | 7 | T | BLQ | PUR | WDS | NG | TDF | RFO | NG |  |  |  | N | N |  | 12H | [23 empty] | Y | Y | N
9879 | City Water and Light Plant | 56505 | Jonesboro City Water & Light Plant | AR | Craighead | SN02 | Natural Gas Fired Combustion Turbine | GT |  | S | X | X | EAI.CWL_B |  | 21.4 | 0.85 | 19 | 22 | 10 | N |  |  | OP | X | 7 | 1999 |  |  | N | Electric Utility | 1 | T T T: X; OBS BLQ BLQ: NG; OBS NG PUR: DFO |  |  |  | N | N |  | 1H | [23 empty] | Y | N | Y
807 | Arkansas Electric Coop Corp | 56489 | Elkins Generating Center | AR | Washington | A | Natural Gas Fired Combustion Turbine | GT |  | S | X | X | AECC_ELKINS1 | SWPP | 22 | 0.8 | 20 | 20 | 12 | N |  |  | OP | X | 5 | 2010 |  |  | N | Electric Utility | 1 | [11 empty] | N | N |  | 10M | [23 empty] | N | N | bar: T T T to OBS BLQ BLQ
807 | Arkansas Electric Coop Corp | 56489 | Elkins Generating Center | AR | Washington | B | Natural Gas Fired Combustion Turbine | GT |  | S | X | X | AECC_ELKINS2 | SWPP | 22 | 0.8 | 20 | 20 | 12 | N |  |  | OP | X | 5 | 2010 |  |  | N | Electric Utility | 1 | [11 empty] | N | N |  | 10M | [23 empty] | N | N | bar: T T T to OBS BLQ BLQ
807 | Arkansas Electric Coop Corp | 56489 | Elkins Generating Center | AR | Washington | C | Natural Gas Fired Combustion Turbine | GT |  | S | X | X | AECC_ELKINS3 | SWPP | 22 | 0.8 | 20 | 20 | 12 | N |  |  | OP | X | 5 | 2013 |  |  | N | Electric Utility | 1 | [11 empty] | N | N |  | 10M | [23 empty] | N | N | bar: T T T to OBS BLQ BLQ
9879 | City Water and Light Plant | 56505 | Jonesboro City Water & Light Plant | AR | Craighead | SN01 | Natural Gas Fired Combustion Turbine | GT |  | S | X | X | EAI.CWL_A |  | 24.5 | 0.85 | 20 | 23 | 10 | N |  |  | OP | X | 7 | 1999 |  |  | N | Electric Utility | 1 | T T T: X; OBS BLQ BLQ: NG; OBS NG PUR: DFO |  |  |  | N | N |  | 1H | [23 empty] | Y | N | Y
17609 | Southern California Edison Co | 6704 | Pebbly Beach Generating Station Hybrid | CA | Los Angeles | MT01 | Petroleum Liquids | GT |  | S | X | X |  |  | 0.1 | 0.8 | 0.1 | 0.1 | 0.1 | N |  |  | OP | X | 12 | 2011 |  |  | N | Electric Utility | 1 | [11 empty] | N | N |  | 10M | [23 empty] | N | bar: T T T to OBS BLQ BLQ
17609 | Southern California Edison Co | 6704 | Pebbly Beach Generating Station Hybrid | CA | Los Angeles | MT02 | Petroleum Liquids | GT |  | S | X | X |  |  | 0.1 | 0.8 | 0.1 | 0.1 | 0.1 | N |  |  | OP | X | 12 | 2011 |  |  | N | Electric Utility | 1 | [11 empty] | N | N |  | 10M | [23 empty] | N | bar: T T T to OBS BLQ BLQ
17609 | Southern California Edison Co | 6704 | Pebbly Beach Generating Station Hybrid | CA | Los Angeles | MT03 | Petroleum Liquids | GT |  | S | X | X |  |  | 0.1 | 0.8 | 0.1 | 0.1 | 0.1 | N |  |  | OP | X | 12 | 2011 |  |  | N | Electric Utility | 1 | [11 empty] | N | N |  | 10M | [23 empty] | N | bar: T T T to OBS BLQ BLQ
17609 | Southern California Edison Co | 6704 | Pebbly Beach Generating Station Hybrid | CA | Los Angeles | MT04 | Petroleum Liquids | GT |  | S | X | X |  |  | 0.1 | 0.8 | 0.1 | 0.1 | 0.1 | N |  |  | OP | X | 12 | 2011 |  |  | N | Electric Utility | 1 | [11 empty] | N | N |  | 10M | [23 empty] | N | bar: T T T to OBS BLQ BLQ
17609 | Southern California Edison Co | 6704 | Pebbly Beach Generating Station Hybrid | CA | Los Angeles | MT05 | Petroleum Liquids | GT |  | S | X | X |  |  | 0.1 | 0.8 | 0.1 | 0.1 | 0.1 | N |  |  | OP | X | 12 | 2011 |  |  | N | Electric Utility | 1 | [11 empty] | N | N |  | 10M | [23 empty] | N | bar: T T T to OBS BLQ BLQ
17609 | Southern California Edison Co | 6704 | Pebbly Beach Generating Station Hybrid | CA | Los Angeles | MT06 | Petroleum Liquids | GT |  | S | X | X |  |  | 0.1 | 0.8 | 0.1 | 0.1 | 0.1 | N |  |  | OP | X | 12 | 2011 |  |  | N | Electric Utility | 1 | [11 empty] | N | N |  | 10M | [23 empty] | N | bar: T T T to OBS BLQ BLQ
17609 | Southern California Edison Co | 6704 | Pebbly Beach Generating Station Hybrid | CA | Los Angeles | MT07 | Petroleum Liquids | GT |  | S | X | X |  |  | 0.1 | 0.8 | 0.1 | 0.1 | 0.1 | N |  |  | OP | X | 12 | 2011 |  |  | N | Electric Utility | 1 | [11 empty] | N | N |  | 10M | [23 empty] | N | bar: T T T to OBS BLQ BLQ
17609 | Southern California Edison Co | 6704 | Pebbly Beach Generating Station Hybrid | CA | Los Angeles | MT08 | Petroleum Liquids | GT |  | S | X | X |  |  | 0.1 | 0.8 | 0.1 | 0.1 | 0.1 | N |  |  | OP | X | 12 | 2011 |  |  | N | Electric Utility | 1 | [11 empty] | N | N |  | 10M | [23 empty] | N | bar: T T T to OBS BLQ BLQ
17609 | Southern California Edison Co | 6704 | Pebbly Beach Generating Station Hybrid | CA | Los Angeles | MT09 | Petroleum Liquids | GT |  | S | X | X |  |  | 0.1 | 0.8 | 0.1 | 0.1 | 0.1 | N |  |  | OP | X | 12 | 2011 |  |  | N | Electric Utility | 1 | [11 empty] | N | N |  | 10M | [23 empty] | N | bar: T T T to OBS BLQ BLQ
17609 | Southern California Edison Co | 6704 | Pebbly Beach Generating Station Hybrid | CA | Los Angeles | MT10 | Petroleum Liquids | GT |  | S | X | X |  |  | 0.1 | 0.8 | 0.1 | 0.1 | 0.1 | N |  |  | OP | X | 12 | 2011 |  |  | N | Electric Utility | 1 | [11 empty] | N | N |  | 10M | [23 empty] | N | bar: T T T to OBS BLQ BLQ
17609 | Southern California Edison Co | 6704 | Pebbly Beach Generating Station Hybrid | CA | Los Angeles | MT11 | Petroleum Liquids | GT |  | S | X | X |  |  | 0.1 | 0.8 | 0.1 | 0.1 | 0.1 | N |  |  | OP | X | 12 | 2011 |  |  | N | Electric Utility | 1 | [11 empty] | N | N |  | 10M | [23 empty] | N | bar: T T T to OBS BLQ BLQ
17609 | Southern California Edison Co | 6704 | Pebbly Beach Generating Station Hybrid | CA | Los Angeles | MT14 | Petroleum Liquids | GT |  | S | X | X |  |  | 0.1 | 0.8 | 0.1 | 0.1 | 0.1 | N |  |  | OP | X | 12 | 2011 |  |  | N | Electric Utility | 1 | [11 empty] | N | N |  | 10M | [23 empty] | N | bar: T T T to OBS BLQ BLQ
17609 | Southern California Edison Co | 6704 | Pebbly Beach Generating Station Hybrid | CA | Los Angeles | MT15 | Petroleum Liquids | GT |  | S | X | X |  |  | 0.1 | 0.8 | 0.1 | 0.1 | 0.1 | N |  |  | OP | X | 12 | 2011 |  |  | N | Electric Utility | 1 | [11 empty] | N | N |  | 10M | [23 empty] | N | bar: T T T to OBS BLQ BLQ
17609 | Southern California Edison Co | 6704 | Pebbly Beach Generating Station Hybrid | CA | Los Angeles | MT16 | Petroleum Liquids | GT |  | S | X | X |  |  | 0.1 | 0.8 | 0.1 | 0.1 | 0.1 | N |  |  | OP | X | 12 | 2011 |  |  | N | Electric Utility | 1 | [11 empty] | N | N |  | 10M | [23 empty] | N | bar: T T T to OBS BLQ BLQ
17609 | Southern California Edison Co | 6704 | Pebbly Beach Generating Station Hybrid | CA | Los Angeles | MT17 | Petroleum Liquids | GT |  | S | X | X |  |  | 0.1 | 0.8 | 0.1 | 0.1 | 0.1 | N |  |  | OP | X | 12 | 2011 |  |  | N | Electric Utility | 1 | [11 empty] | N | N |  | 10M | [23 empty] | N | bar: T T T to OBS BLQ BLQ
17609 | Southern California Edison Co | 6704 | Pebbly Beach Generating Station Hybrid | CA | Los Angeles | MT18 | Petroleum Liquids | GT |  | S | X | X |  |  | 0.1 | 0.8 | 0.1 | 0.1 | 0.1 | N |  |  | OP | X | 12 | 2011 |  |  | N | Electric Utility | 1 | [11 empty] | N | N |  | 10M | [23 empty] | N | bar: T T T to OBS BLQ BLQ
17609 | Southern California Edison Co | 6704 | Pebbly Beach Generating Station Hybrid | CA | Los Angeles | MT19 | Petroleum Liquids | GT |  | S | X | X |  |  | 0.1 | 0.8 | 0.1 | 0.1 | 0.1 | N |  |  | OP | X | 12 | 2011 |  |  | N | Electric Utility | 1 | [11 empty] | N | N |  | 10M | [23 empty] | N | bar: T T T to OBS BLQ BLQ
17609 | Southern California Edison Co | 6704 | Pebbly Beach Generating Station Hybrid | CA | Los Angeles | MT20 | Petroleum Liquids | GT |  | S | X | X |  |  | 0.1 | 0.8 | 0.1 | 0.1 | 0.1 | N |  |  | OP | X | 12 | 2011 |  |  | N | Electric Utility | 1 | [11 empty] | N | N |  | 10M | [23 empty] | N | bar: T T T to OBS BLQ BLQ
17609 | Southern California Edison Co | 6704 | Pebbly Beach Generating Station Hybrid | CA | Los Angeles | MT21 | Petroleum Liquids | GT |  | S | X | X |  |  | 0.1 | 0.8 | 0.1 | 0.1 | 0.1 | N |  |  | OP | X | 12 | 2011 |  |  | N | Electric Utility | 1 | [11 empty] | N | N |  | 10M | [23 empty] | N | bar: T T T to OBS BLQ BLQ
17609 | Southern California Edison Co | 6704 | Pebbly Beach Generating Station Hybrid | CA | Los Angeles | MT22 | Petroleum Liquids | GT |  | S | X | X |  |  | 0.1 | 0.8 | 0.1 | 0.1 | 0.1 | N |  |  | OP | X | 12 | 2011 |  |  | N | Electric Utility | 1 | [11 empty] | N | N |  | 10M | [23 empty] | N | bar: T T T to OBS BLQ BLQ
17609 | Southern California Edison Co | 6704 | Pebbly Beach Generating Station Hybrid | CA | Los Angeles | MT23 | Petroleum Liquids | GT |  | S | X | X |  |  | 0.1 | 0.8 | 0.1 | 0.1 | 0.1 | N |  |  | OP | X | 12 | 2011 |  |  | N | Electric Utility | 1 | [11 empty] | N | N |  | 10M | [23 empty] | N | bar: T T T to OBS BLQ BLQ
17609 | Southern California Edison Co | 6704 | Pebbly Beach Generating Station Hybrid | CA | Los Angeles | MT24 | Petroleum Liquids | GT |  | S | X | X |  |  | 0.1 | 0.8 | 0.1 | 0.1 | 0.1 | N |  |  | OP | X | 12 | 2011 |  |  | N | Electric Utility | 1 | [11 empty] | N | N |  | 10M | [23 empty] | N | bar: T T T to OBS BLQ BLQ
17609 | Southern California Edison Co | 6704 | Pebbly Beach Generating Station Hybrid | CA | Los Angeles | MT25 | Petroleum Liquids | GT |  | S | X | X |  |  | 0.1 | 0.8 | 0.1 | 0.1 | 0.1 | N |  |  | OP | X | 12 | 2011 |  |  | N | Electric Utility | 1 | [11 empty] | N | N |  | 10M | [23 empty] | N | bar: T T T to OBS BLQ BLQ
56778 | Bloom Energy 2009 PPA | 57460 | Caltech Central | CA | Los Angeles | CL00 | Other Natural Gas | FC |  | S | X | X |  |  | 0.1 |  | 0.1 | 0.1 | 0.1 | N |  |  | OP | X | 11 | 2010 | 3 | 2031 | N | IPP Non-CHP | 2 | T T T: X; OBS BLQ BLQ: NG; OBS NG PUR: OBG |  |  |  | N |  |  | 12H
56778 | Bloom Energy 2009 PPA | 57460 | Caltech Central | CA | Los Angeles | CL01 | Other Natural Gas | FC |  | S | X | X |  |  | 0.1 |  | 0.1 | 0.1 | 0.1 | N |  |  | OP | X | 11 | 2010 | 3 | 2031 | N | IPP Non-CHP | 2 | T T T: X; OBS BLQ BLQ: NG; OBS NG PUR: OBG |  |  |  | N | N |  | 12H
56778 | Bloom Energy 2009 PPA | 57460 | Caltech Central | CA | Los Angeles | CL02 | Other Natural Gas | FC |  | S | X | X |  |  | 0.1 |  | 0.1 | 0.1 | 0.1 | N |  |  | OP | X | 11 | 2010 | 3 | 2031 | N | IPP Non-CHP | 2 | T T T: X; OBS BLQ BLQ: NG; OBS NG PUR: OBG |  |  |  | N | N |  | 12H
56778 | Bloom Energy 2009 PPA | 57460 | Caltech Central | CA | Los Angeles | CL03 | Other Natural Gas | FC |  | S | X | X |  |  | 0.1 |  | 0.1 | 0.1 | 0.1 | N |  |  | OP | X | 11 | 2010 | 3 | 2031 | N | IPP Non-CHP | 2 | T T T: X; OBS BLQ BLQ: NG; OBS NG PUR: OBG |  |  |  | N | N |  | 12H
56778 | Bloom Energy 2009 PPA | 57460 | Caltech Central | CA | Los Angeles | CL04 | Other Natural Gas | FC |  | S | X | X |  |  | 0.1 |  | 0.1 | 0.1 | 0.1 | N |  |  | OP | X | 11 | 2010 | 3 | 2031 | N | IPP Non-CHP | 2 | T T T: X; OBS BLQ BLQ: NG; OBS NG PUR: OBG |  |  |  | N | N |  | 12H
56778 | Bloom Energy 2009 PPA | 57460 | Caltech Central | CA | Los Angeles | CL05 | Other Natural Gas | FC |  | S | X | X |  |  | 0.1 |  | 0.1 | 0.1 | 0.1 | N |  |  | OP | X | 11 | 2010 | 3 | 2031 | N | IPP Non-CHP | 2 | T T T: X; OBS BLQ BLQ: NG; OBS NG PUR: OBG |  |  |  | N | N |  | 12H
56778 | Bloom Energy 2009 PPA | 57460 | Caltech Central | CA | Los Angeles | CL06 | Other Natural Gas | FC |  | S | X | X |  |  | 0.1 |  | 0.1 | 0.1 | 0.1 | N |  |  | OP | X | 11 | 2010 | 3 | 2031 | N | IPP Non-CHP | 2 | T T T: X; OBS BLQ BLQ: NG; OBS NG PUR: OBG |  |  |  | N | N |  | 12H
56778 | Bloom Energy 2009 PPA | 57460 | Caltech Central | CA | Los Angeles | CL07 | Other Natural Gas | FC |  | S | X | X |  |  | 0.1 |  | 0.1 | 0.1 | 0.1 | N |  |  | OP | X | 11 | 2010 | 3 | 2031 | N | IPP Non-CHP | 2 | T T T: X; OBS BLQ BLQ: NG; OBS NG PUR: OBG |  |  |  | N | N |  | 12H
56778 | Bloom Energy 2009 PPA | 57460 | Caltech Central | CA | Los Angeles | CL08 | Other Natural Gas | FC |  | S | X | X |  |  | 0.1 |  | 0.1 | 0.1 | 0.1 | N |  |  | OP | X | 11 | 2010 | 3 | 2031 | N | IPP Non-CHP | 2 | T T T: X; OBS BLQ BLQ: NG; OBS NG PUR: OBG |  |  |  | N | N |  | 12H
56778 | Bloom Energy 2009 PPA | 57460 | Caltech Central | CA | Los Angeles | CL09 | Other Natural Gas | FC |  | S | X | X |  |  | 0.1 |  | 0.1 | 0.1 | 0.1 | N |  |  | OP | X | 11 | 2010 | 3 | 2031 | N | IPP Non-CHP | 2 | T T T: X; OBS BLQ BLQ: NG; OBS NG PUR: OBG |  |  |  | N | N |  | 12H
56778 | Bloom Energy 2009 PPA | 57460 | Caltech Central | CA | Los Angeles | CL10 | Other Natural Gas | FC |  | S | X | X |  |  | 0.1 |  | 0.1 | 0.1 | 0.1 | N |  |  | OP | X | 11 | 2010 | 3 | 2031 | N | IPP Non-CHP | 2 | T T T: X; OBS BLQ BLQ: NG; OBS NG PUR: OBG |  |  |  | N | N |  | 12H
14328 | Pacific Gas & Electric Co. | 57043 | SF State University | CA | San Francisco | 1 | Other Natural Gas | FC |  | S | X | X | DALYCTY_1_N016 | DALYCTY_1_N016 | 0.2 |  | 0.2 | 0.2 | 0 | N |  |  | OP | X | 9 | 2011 |  |  | Y | Electric Utility | 1 | [11 empty] | N |  |  | OVER | bar: T T T to OBS BLQ BLQ
56778 | Bloom Energy 2009 PPA | 58128 | Kaiser Downey | CA | Los Angeles | KRSO1 | Other Natural Gas | FC |  | S | X | X |  |  | 0.2 |  | 0.2 | 0.2 | 0.2 | N |  |  | OP | X | 6 | 2012 |  |  | N | IPP Non-CHP | 2 | T T T: X; OBS BLQ BLQ: NG; OBS NG PUR: LFG | [6 empty] | 12H
56778 | Bloom Energy 2009 PPA | 58128 | Kaiser Downey | CA | Los Angeles | KRSO2 | Other Natural Gas | FC |  | S | X | X |  |  | 0.2 |  | 0.2 | 0.2 | 0.2 | N |  |  | OP | X | 6 | 2012 |  |  | N | IPP Non-CHP | 2 | T T T: X; OBS BLQ BLQ: NG; OBS NG PUR: LFG | [6 empty] | 12H
56778 | Bloom Energy 2009 PPA | 58128 | Kaiser Downey | CA | Los Angeles | KRSO3 | Other Natural Gas | FC |  | S | X | X |  |  | 0.2 |  | 0.2 | 0.2 | 0.2 | N |  |  | OP | X | 6 | 2012 |  |  | N | IPP Non-CHP | 2 | T T T: X; OBS BLQ BLQ: NG; OBS NG PUR: LFG | [6 empty] | 12H
56778 | Bloom Energy 2009 PPA | 58128 | Kaiser Downey | CA | Los Angeles | KRSO4 | Other Natural Gas | FC |  | S | X | X |  |  | 0.2 |  | 0.2 | 0.2 | 0.2 | N |  |  | OP | X | 6 | 2012 |  |  | N | IPP Non-CHP | 2 | T T T: X; OBS BLQ BLQ: NG; OBS NG PUR: LFG | [6 empty] | 12H
56778 | Bloom Energy 2009 PPA | 58128 | Kaiser Downey | CA | Los Angeles | KRSO5 | Other Natural Gas | FC |  | S | X | X |  |  | 0.2 |  | 0.2 | 0.2 | 0.2 | N |  |  | OP | X | 6 | 2012 |  |  | N | IPP Non-CHP | 2 | T T T: X; OBS BLQ BLQ: NG; OBS NG PUR: LFG | [6 empty] | 12H
56778 | Bloom Energy 2009 PPA | 58132 | Kaiser Ontario | CA | San Bernardino | KSRO1 | Other Natural Gas | FC |  | S | X | X |  |  | 0.2 |  | 0.2 | 0.2 | 0.2 | N |  |  | OP | X | 10 | 2012 |  |  | N | IPP Non-CHP | 2 | T T T: X; OBS BLQ BLQ: NG; OBS NG PUR: OBG | [6 empty] | 12H | [23 empty] | N
56778 | Bloom Energy 2009 PPA | 58132 | Kaiser Ontario | CA | San Bernardino | KSRO2 | Other Natural Gas | FC |  | S | X | X |  |  | 0.2 |  | 0.2 | 0.2 | 0.2 | N |  |  | OP | X | 10 | 2012 |  |  | N | IPP Non-CHP | 2 | T T T: X; OBS BLQ BLQ: NG; OBS NG PUR: OBG | [6 empty] | 12H | [23 empty] | N
56778 | Bloom Energy 2009 PPA | 58132 | Kaiser Ontario | CA | San Bernardino | KSRO3 | Other Natural Gas | FC |  | S | X | X |  |  | 0.2 |  | 0.2 | 0.2 | 0.2 | N |  |  | OP | X | 10 | 2012 |  |  | N | IPP Non-CHP | 2 | T T T: X; OBS BLQ BLQ: NG; OBS NG PUR: OBG | [6 empty] | 12H | [23 empty] | N
56778 | Bloom Energy 2009 PPA | 58132 | Kaiser Ontario | CA | San Bernardino | KSRO4 | Other Natural Gas | FC |  | S | X | X |  |  | 0.2 |  | 0.2 | 0.2 | 0.2 | N |  |  | OP | X | 10 | 2012 |  |  | N | IPP Non-CHP | 2 | T T T: X; OBS BLQ BLQ: NG; OBS NG PUR: OBG | [6 empty] | 12H
56778 | Bloom Energy 2009 PPA | 58132 | Kaiser Ontario | CA | San Bernardino | KSRO5 | Other Natural Gas | FC |  | S | X | X |  |  | 0.2 |  | 0.2 | 0.2 | 0.2 | N |  |  | OP | X | 10 | 2012 |  |  | N | IPP Non-CHP | 2 | T T T: X; OBS BLQ BLQ: NG; OBS NG PUR: OBG | [6 empty] | 12H
61143 | Bridge Energy LLC | 56090 | Blacksand Generating Facility | CA | Orange | D190 | Other Gases | GT |  | S | X | X |  |  | 0.3 | 1 | 0.3 | 0.3 | 0.3 | N |  |  | OP | X | 9 | 2012 |  |  | N | Industrial Non-CHP | 6 | [11 empty] | N | N |  | 10M | [20 empty] | N |  |  | N | N | N | bar: T T T to OBS BLQ BLQ; DFO NG NG
58105 | University of Redlands | 58168 | Energy Center | CA | San Bernardino | TURB1 | Natural Gas Fired Combustion Turbine | GT |  | S | X | X |  |  | 0.3 | 0.8 | 0.3 | 0.3 | 0.3 | N |  |  | OP | X | 5 | 2019 |  |  | Y | Commercial CHP | 5 | [11 empty] | N | N |  | 10M | [23 empty] | N |  | N | bar: T T T to OBS BLQ BLQ
58105 | University of Redlands | 58168 | Energy Center | CA | San Bernardino | TURB2 | Natural Gas Fired Combustion Turbine | GT |  | S | X | X |  |  | 0.3 | 0.8 | 0.3 | 0.3 | 0.3 | N |  |  | OP | X | 5 | 2019 |  |  | Y | Commercial CHP | 5 | [11 empty] | N | N |  | 10M | [23 empty] | N |  | N | bar: T T T to OBS BLQ BLQ
58105 | University of Redlands | 58168 | Energy Center | CA | San Bernardino | TURB3 | Natural Gas Fired Combustion Turbine | GT |  | S | X | X |  |  | 0.3 | 0.8 | 0.3 | 0.3 | 0.3 | N |  |  | OP | X | 5 | 2019 |  |  | Y | Commercial CHP | 5 | [11 empty] | N | N |  | 10M | [23 empty] | N |  | N | bar: T T T to OBS BLQ BLQ
62150 | 2016 ESA Project Company, LLC | 63701 | CST001 McCarthy Fuel Cell | CA | Santa Clara | CST1B | Other Natural Gas | FC |  | S | X | X |  |  | 0.3 | 0.9 | 0.3 | 0.3 | 0.3 | N |  |  | OP | X | 1 | 2019 |  |  | N | IPP Non-CHP | 2 | [11 empty] | N | N |  | 12H | [23 empty] | N | bar: T T T to OBS BLQ BLQ
17711 | Solano County | 50985 | Solano County Cogen Plant | CA | Solano | 3164 | Natural Gas Internal Combustion Engine | IC |  | S | X | X |  |  | 0.4 | 1 | 0.4 | 0.4 | 0.2 | N |  |  | OP | X | 6 | 1989 |  |  | Y | Commercial CHP | 5 | [11 empty] | N | N |  | 1H | [20 empty] | N |  |  | N | N | N | bar: T T T to OBS BLQ BLQ
57128 | Bloom Energy | 57811 | Adobe San Jose | CA | Santa Clara | ADB01 | Other Natural Gas | FC |  | W | X | X |  |  | 0.4 |  | 0.4 | 0.4 | 0 | N |  |  | OP | X | 8 | 2010 |  |  | N | IPP Non-CHP | 2 | [11 empty] | N | N |  | OVER | bar: T T T to OBS BLQ BLQ
63330 | Televison City Studios, LLC. | 58253 | CBS Television City | CA | Los Angeles | GEN2 | Other Natural Gas | FC |  | W | X | X |  |  | 0.4 |  | 0.4 | 0.4 | 0 | N |  |  | OP | X | 7 | 2013 |  |  | N | Commercial Non-CHP | 4 | [14 empty] | 12H | bar: T T T to OBS BLQ BLQ
63330 | Televison City Studios, LLC. | 58253 | CBS Television City | CA | Los Angeles | GEN3 | Other Natural Gas | FC |  | W | X | X |  |  | 0.4 |  | 0.4 | 0.4 | 0 | N |  |  | OP | X | 7 | 2013 |  |  | N | Commercial Non-CHP | 4 | [14 empty] | 12H | bar: T T T to OBS BLQ BLQ
63330 | Televison City Studios, LLC. | 58253 | CBS Television City | CA | Los Angeles | GEN4 | Other Natural Gas | FC |  | S | X | X |  |  | 0.4 |  | 0.4 | 0.4 | 0 | N |  |  | OP | X | 7 | 2013 |  |  | N | Commercial Non-CHP | 4 | [14 empty] | 12H | bar: T T T to OBS BLQ BLQ
59413 | Crestmark Bank | 58440 | CBS Studio Center | CA | Los Angeles | 9560 | Other Natural Gas | FC |  | S | X | X |  |  | 0.4 |  | 0.4 | 0.4 | 0 | N |  |  | OP | X | 6 | 2013 |  |  | N | Commercial Non-CHP | 4 | [11 empty] | N | N |  | 12H | [23 empty] | N | bar: T T T to OBS BLQ BLQ
59413 | Crestmark Bank | 58440 | CBS Studio Center | CA | Los Angeles | 9580 | Other Natural Gas | FC |  | S | X | X |  |  | 0.4 |  | 0.4 | 0.4 | 0 | N |  |  | OP | X | 6 | 2013 |  |  | N | Commercial Non-CHP | 4 | [11 empty] | N | N |  | 12H | [23 empty] | N | bar: T T T to OBS BLQ BLQ
59413 | Crestmark Bank | 58440 | CBS Studio Center | CA | Los Angeles | 9581 | Other Natural Gas | FC |  | S | X | X |  |  | 0.4 |  | 0.4 | 0.4 | 0 | N |  |  | OP | X | 7 | 2013 |  |  | N | Commercial Non-CHP | 4 | [11 empty] | N | N |  | 12H | [23 empty] | N | bar: T T T to OBS BLQ BLQ
59413 | Crestmark Bank | 58440 | CBS Studio Center | CA | Los Angeles | 9583 | Other Natural Gas | FC |  | S | X | X |  |  | 0.4 |  | 0.4 | 0.4 | 0 | N |  |  | OP | X | 7 | 2013 |  |  | N | Commercial Non-CHP | 4 | [11 empty] | N | N |  | 12H | [23 empty] | N | bar: T T T to OBS BLQ BLQ
59413 | Crestmark Bank | 58440 | CBS Studio Center | CA | Los Angeles | 9585 | Other Natural Gas | FC |  | S | X | X |  |  | 0.4 |  | 0.4 | 0.4 | 0 | N |  |  | OP | X | 7 | 2013 |  |  | N | Commercial Non-CHP | 4 | [11 empty] | N | N |  | 12H | [23 empty] | N | bar: T T T to OBS BLQ BLQ
59413 | Crestmark Bank | 58440 | CBS Studio Center | CA | Los Angeles | 9587 | Other Natural Gas | FC |  | S | X | X |  |  | 0.4 |  | 0.4 | 0.4 | 0 | N |  |  | OP | X | 6 | 2013 |  |  | N | Commercial Non-CHP | 4 | [11 empty] | N | N |  | 12H | [23 empty] | N | bar: T T T to OBS BLQ BLQ
58548 | State of CA DGS BPM | 58593 | DGS Central Utility Plant | CA | Sacramento | EM1 | Petroleum Liquids | IC |  | S | X | X |  |  | 0.4 | 0.8 | 0.4 | 0.4 | 0.2 | N |  |  | SB | N | 12 | 2010 |  |  | N | Commercial CHP | 5 | T T T: X; OBS BLQ BLQ: DFO |  |  |  | N | N |  | 10M | [23 empty] | N | N | N
22045 | Oxnard City of | 50224 | Oxnard Wastewater Treatment Plant | CA | Ventura | 7610 | Other Waste Biomass | IC |  | S | X | X |  |  | 0.5 | 0.8 | 0.4 | 0.4 | 0.4 | N |  |  | OP | X | 8 | 1981 |  |  | Y | Commercial CHP | 5 | T T T: T; OBS BLQ BLQ: OBG; OBS NG PUR: NG; OBS WDS WDS: PG |  |  |  | N | N |  | 1H | [23 empty] | Y | Y | N
22045 | Oxnard City of | 50224 | Oxnard Wastewater Treatment Plant | CA | Ventura | 7710 | Other Waste Biomass | IC |  | S | X | X |  |  | 0.5 | 0.8 | 0.4 | 0.4 | 0.4 | N |  |  | OP | X | 8 | 1981 |  |  | Y | Commercial CHP | 5 | T T T: T; OBS BLQ BLQ: OBG; OBS NG PUR: NG; OBS WDS WDS: PG |  |  |  | N | N |  | 1H | [23 empty] | Y | Y | N
22045 | Oxnard City of | 50224 | Oxnard Wastewater Treatment Plant | CA | Ventura | 7810 | Other Waste Biomass | IC |  | S | X | X |  |  | 0.5 | 0.8 | 0.4 | 0.4 | 0.4 | N |  |  | OP | X | 8 | 1981 |  |  | Y | Commercial CHP | 5 | T T T: T; OBS BLQ BLQ: OBG; OBS NG PUR: NG; OBS WDS WDS: PG |  |  |  | N | N |  | 1H | [23 empty] | Y | Y | N
63952 | Irwindale Brew Yard, LLC | 58056 | Irwindale Brew Yard, LLC | CA | Los Angeles | JEN1 | Other Waste Biomass | IC |  | S | X | X |  |  | 0.5 | 1 | 0.6 | 0.6 | 0.3 | N |  |  | OP | X | 7 | 2007 |  |  | N | Industrial Non-CHP | 6 | T T T: X; OBS BLQ BLQ: OBG |  |  |  | N | N |  | 10M | [23 empty] | N
63952 | Irwindale Brew Yard, LLC | 58056 | Irwindale Brew Yard, LLC | CA | Los Angeles | JEN2 | Other Waste Biomass | IC |  | S | X | X |  |  | 0.5 | 1 | 0.6 | 0.6 | 0.3 | N |  |  | OS | X | 7 | 2007 |  |  | N | Industrial Non-CHP | 6 | T T T: X; OBS BLQ BLQ: OBG |  |  |  | N | N |  | 10M | [23 empty] | N
57468 | PRC-Desoto Intl Corp./PPG | 58085 | PRC-Desoto Intl/PPG Aerospace | CA | Kern | CATR1 | Petroleum Liquids | IC |  | S | X | X |  |  | 0.5 | 0.8 | 0.5 | 0.5 | 0.1 | N |  |  | SB | N | 9 | 1999 |  |  | N | Industrial Non-CHP | 6 | T T T: X; OBS BLQ BLQ: DFO |  |  |  | N | N |  | 10M | [23 empty] | N | N | N
58564 | Paramount Group Inc | 58607 | One Market Plaza | CA | San Francisco | 1 | Natural Gas Internal Combustion Engine | IC |  | S | X | X |  |  | 0.5 | 0.85 | 0.5 | 0.5 | 0.3 | N |  |  | OP | X | 12 | 2003 |  |  | Y | Commercial CHP | 5 | [11 empty] | N | N |  | 10M |  |  |  |  | N | [18 empty] | N | N | N | bar: T T T to OBS BLQ BLQ
58564 | Paramount Group Inc | 58607 | One Market Plaza | CA | San Francisco | 2 | Natural Gas Internal Combustion Engine | IC |  | S | X | X |  |  | 0.5 | 0.85 | 0.5 | 0.5 | 0.3 | N |  |  | OP | X | 12 | 2003 |  |  | Y | Commercial CHP | 5 | [11 empty] | N | N |  | 10M |  |  |  |  | N | [18 empty] | N | N | N | bar: T T T to OBS BLQ BLQ
58564 | Paramount Group Inc | 58607 | One Market Plaza | CA | San Francisco | 3 | Natural Gas Internal Combustion Engine | IC |  | S | X | X |  |  | 0.5 | 0.85 | 0.5 | 0.5 | 0.3 | N |  |  | OP | X | 12 | 2003 |  |  | Y | Commercial CHP | 5 | [11 empty] | N | N |  | 10M |  |  |  |  | N | [18 empty] | N | N | N | bar: T T T to OBS BLQ BLQ
58573 | Transamerica Pyramid Properties LLC | 58619 | Transamerica Pyramid | CA | San Francisco | 1 | Natural Gas Internal Combustion Engine | IC |  | S | X | X |  |  | 0.5 | 0.8 | 0.5 | 0.5 | 0.2 | N |  |  | OP | X | 7 | 2007 |  |  | Y | Commercial CHP | 5 | [11 empty] | N | N |  | 10M | [20 empty] | N |  |  | N | N | N | bar: T T T to OBS BLQ BLQ
58573 | Transamerica Pyramid Properties LLC | 58619 | Transamerica Pyramid | CA | San Francisco | 2 | Natural Gas Internal Combustion Engine | IC |  | S | X | X |  |  | 0.5 | 0.8 | 0.5 | 0.5 | 0.2 | N |  |  | OP | X | 7 | 2007 |  |  | Y | Commercial CHP | 5 | [11 empty] | N | N |  | 10M | [20 empty] | N |  |  | N | N | N | bar: T T T to OBS BLQ BLQ
62150 | 2016 ESA Project Company, LLC | 63717 | TLR000 Hansen Fuel Cell | CA | Monterey | TLR0C | Other Natural Gas | FC |  | S | X | X |  |  | 0.5 | 0.99 | 0.5 | 0.5 | 0.5 | N |  |  | OP | X | 9 | 2019 |  |  | N | IPP Non-CHP | 2 | [11 empty] | N | N |  | 12H | [23 empty] | N | bar: T T T to OBS BLQ BLQ
61324 | Yolo County Community Services Department | 54567 | MM Yolo Power | CA | Yolo | 1 | Landfill Gas | IC |  | S | X | X |  |  | 0.6 | 0.98 | 0.5 | 0.5 | 0.5 | N |  |  | OP | X | 10 | 1990 |  |  | N | IPP Non-CHP | 2 | T T T: X; OBS BLQ BLQ: LFG |  |  |  | N | N |  | 1H | [23 empty] | N
61324 | Yolo County Community Services Department | 54567 | MM Yolo Power | CA | Yolo | 2 | Landfill Gas | IC |  | S | X | X |  |  | 0.6 | 0.98 | 0.5 | 0.5 | 0.5 | N |  |  | OP | X | 10 | 1990 |  |  | N | IPP Non-CHP | 2 | T T T: X; OBS BLQ BLQ: LFG |  |  |  | N | N |  | 1H | [23 empty] | N
61324 | Yolo County Community Services Department | 54567 | MM Yolo Power | CA | Yolo | 3 | Landfill Gas | IC |  | S | X | X |  |  | 0.6 | 0.98 | 0.5 | 0.5 | 0.5 | N |  |  | OS | X | 10 | 1990 |  |  | N | IPP Non-CHP | 2 | T T T: X; OBS BLQ BLQ: LFG |  |  |  | N | N |  | 1H | [23 empty] | N
12221 | Monterey One Water | 54951 | Monterey One Water | CA | Monterey | EG1 | Other Waste Biomass | IC |  | S | X | X |  |  | 0.6 | 0.8 | 0.6 | 0.6 | 0.4 | N |  |  | OP | X | 8 | 1988 |  |  | Y | Commercial CHP | 5 | T T T: T; OBS BLQ BLQ: OBG; OBS NG PUR: NG |  |  |  | N | N |  | 1H | [23 empty] | Y | Y | N
12221 | Monterey One Water | 54951 | Monterey One Water | CA | Monterey | EG2 | Other Waste Biomass | IC |  | S | X | X |  |  | 0.6 | 0.8 | 0.6 | 0.6 | 0.4 | N |  |  | OP | X | 8 | 1988 |  |  | Y | Commercial CHP | 5 | T T T: T; OBS BLQ BLQ: OBG; OBS NG PUR: NG |  |  |  | N | N |  | 1H | [23 empty] | Y | Y | N
12221 | Monterey One Water | 54951 | Monterey One Water | CA | Monterey | EG3 | Other Waste Biomass | IC |  | S | X | X |  |  | 0.6 | 0.8 | 0.6 | 0.6 | 0.4 | N |  |  | OP | X | 8 | 1988 |  |  | Y | Commercial CHP | 5 | T T T: T; OBS BLQ BLQ: OBG; OBS NG PUR: NG |  |  |  | N | N |  | 1H | [23 empty] | Y | Y | N
58548 | State of CA DGS BPM | 58593 | DGS Central Utility Plant | CA | Sacramento | BS1 | Petroleum Liquids | IC |  | S | X | X |  |  | 0.6 | 0.8 | 0.6 | 0.6 | 0.4 | N |  |  | SB | N | 12 | 2010 |  |  | N | Commercial CHP | 5 | T T T: X; OBS BLQ BLQ: DFO |  |  |  | N | N |  | 10M | [23 empty] | N | N | N
5901 | Encina Joint Powers Authority | 10026 | Encina Water Pollution Control | CA | San Diego | EG10 | Other Waste Biomass | IC |  | S | X | X |  |  | 0.8 | 0.8 | 0.8 | 0.8 | 0.6 | N |  |  | OP | X | 11 | 2008 |  |  | N | Commercial Non-CHP | 4 | T T T: X; OBS BLQ BLQ: OBG; OBS NG PUR: NG |  |  |  | N | N |  | 1H | [23 empty] | Y | N | N
5901 | Encina Joint Powers Authority | 10026 | Encina Water Pollution Control | CA | San Diego | EG20 | Other Waste Biomass | IC |  | S | X | X |  |  | 0.8 | 0.8 | 0.8 | 0.8 | 0.6 | N |  |  | OP | X | 11 | 2008 |  |  | N | Commercial Non-CHP | 4 | T T T: X; OBS BLQ BLQ: OBG; OBS NG PUR: NG |  |  |  | N | N |  | 1H | [23 empty] | Y | N | N
5901 | Encina Joint Powers Authority | 10026 | Encina Water Pollution Control | CA | San Diego | EG30 | Other Waste Biomass | IC |  | S | X | X |  |  | 0.8 | 0.8 | 0.8 | 0.8 | 0.6 | N |  |  | OP | X | 1 | 2009 |  |  | N | Commercial Non-CHP | 4 | T T T: X; OBS BLQ BLQ: OBG; OBS NG PUR: NG |  |  |  | N | N |  | 1H | [23 empty] | Y | N | N
5901 | Encina Joint Powers Authority | 10026 | Encina Water Pollution Control | CA | San Diego | EG40 | Other Waste Biomass | IC |  | S | X | X |  |  | 0.8 | 0.8 | 0.8 | 0.8 | 0.6 | N |  |  | OP | X | 4 | 2009 |  |  | N | Commercial Non-CHP | 4 | T T T: X; OBS BLQ BLQ: OBG; OBS NG PUR: NG |  |  |  | N | N |  | 1H | [23 empty] | Y | N | N
17412 | County of Sonoma Dept of Trnsp | 55752 | Sonoma Central Landfill Phase I | CA | Sonoma | P-11 | Landfill Gas | IC |  | S | X | X | SNMALF_6_UNITS |  | 0.8 | 0.8 | 0.7 | 0.7 | 0.4 | N |  |  | OP | X | 7 | 1993 |  |  | N | Commercial Non-CHP | 4 | T T T: X; OBS BLQ BLQ: LFG |  |  |  | N | N |  | 1H | [23 empty] | N | N | N
17412 | County of Sonoma Dept of Trnsp | 55752 | Sonoma Central Landfill Phase I | CA | Sonoma | P-12 | Landfill Gas | IC |  | S | X | X | SNMALF_6_UNITS |  | 0.8 | 0.8 | 0.7 | 0.7 | 0.4 | N |  |  | OP | X | 7 | 1993 |  |  | N | Commercial Non-CHP | 4 | T T T: X; OBS BLQ BLQ: LFG |  |  |  | N | N |  | 1H | [23 empty] | N | N | N
17412 | County of Sonoma Dept of Trnsp | 55752 | Sonoma Central Landfill Phase I | CA | Sonoma | P-13 | Landfill Gas | IC |  | S | X | X | SNMALF_6_UNITS |  | 0.8 | 0.8 | 0.7 | 0.7 | 0.4 | N |  |  | OP | X | 7 | 1993 |  |  | N | Commercial Non-CHP | 4 | T T T: X; OBS BLQ BLQ: LFG |  |  |  | N | N |  | 1H | [23 empty] | N | N | N
17412 | County of Sonoma Dept of Trnsp | 55752 | Sonoma Central Landfill Phase I | CA | Sonoma | P-14 | Landfill Gas | IC |  | S | X | X |  |  | 0.8 | 0.8 | 0.7 | 0.7 | 0.4 | N |  |  | OP | X | 7 | 1993 |  |  | N | Commercial Non-CHP | 4 | T T T: X; OBS BLQ BLQ: LFG |  |  |  | N | N |  | 1H | [23 empty] | N
17412 | County of Sonoma Dept of Trnsp | 55753 | Sonoma Central Landfill Phase II | CA | Sonoma | P-21 | Landfill Gas | IC |  | S | X | X |  |  | 0.8 | 0.8 | 0.7 | 0.7 | 0.4 | N |  |  | OP | X | 6 | 1996 |  |  | N | Commercial Non-CHP | 4 | T T T: X; OBS BLQ BLQ: LFG |  |  |  | N | N |  | 1H | [23 empty] | N | N | N
17412 | County of Sonoma Dept of Trnsp | 55753 | Sonoma Central Landfill Phase II | CA | Sonoma | P-22 | Landfill Gas | IC |  | S | X | X |  |  | 0.8 | 0.8 | 0.7 | 0.7 | 0.4 | N |  |  | OP | X | 6 | 1996 |  |  | N | Commercial Non-CHP | 4 | T T T: X; OBS BLQ BLQ: LFG |  |  |  | N | N |  | 1H | [23 empty] | N | N | N
17412 | County of Sonoma Dept of Trnsp | 55753 | Sonoma Central Landfill Phase II | CA | Sonoma | P-23 | Landfill Gas | IC |  | S | X | X |  |  | 0.8 | 0.8 | 0.7 | 0.7 | 0.4 | N |  |  | OP | X | 6 | 1996 |  |  | N | Commercial Non-CHP | 4 | T T T: X; OBS BLQ BLQ: LFG |  |  |  | N | N |  | 1H | [23 empty] | N | N | N
17412 | County of Sonoma Dept of Trnsp | 55753 | Sonoma Central Landfill Phase II | CA | Sonoma | P-24 | Landfill Gas | IC |  | S | X | X |  |  | 0.8 | 0.8 | 0.7 | 0.7 | 0.4 | N |  |  | OP | X | 6 | 1996 |  |  | N | Commercial Non-CHP | 4 | T T T: X; OBS BLQ BLQ: LFG |  |  |  | N | N |  | 1H | [23 empty] | N | N | N
17412 | County of Sonoma Dept of Trnsp | 55880 | Sonoma Central Landfill Phase III | CA | Sonoma | P-31 | Landfill Gas | IC |  | S | X | X |  |  | 0.8 | 0.8 | 0.7 | 0.7 | 0.4 | N |  |  | OP | X | 7 | 2004 |  |  | N | Commercial Non-CHP | 4 | T T T: X; OBS BLQ BLQ: LFG |  |  |  | N | N |  | 1H | [23 empty] | N | N | N
17412 | County of Sonoma Dept of Trnsp | 55880 | Sonoma Central Landfill Phase III | CA | Sonoma | P-32 | Landfill Gas | IC |  | S | X | X |  |  | 0.8 | 0.8 | 0.7 | 0.7 | 0.4 | N |  |  | OP | X | 7 | 2004 |  |  | N | Commercial Non-CHP | 4 | T T T: X; OBS BLQ BLQ: LFG |  |  |  | N | N |  | 1H | [23 empty] | N | N | N
56898 | Sunnyvale City of WPCP | 57557 | Sunnyvale City of WPCP | CA | Santa Clara | S-14 | Natural Gas Internal Combustion Engine | IC |  | S | X | X |  |  | 0.8 | 0.8 | 0.8 | 0.8 | 0.6 | N |  |  | OP | X | 11 | 1997 |  |  | Y | Electric Utility | 1 | T T T: T; OBS BLQ BLQ: NG; OBS NG PUR: LFG; OBS WDS WDS: OBG |  |  |  | N | N |  | 1H |  |  |  | N | [19 empty] | Y | Y | N
56898 | Sunnyvale City of WPCP | 57557 | Sunnyvale City of WPCP | CA | Santa Clara | S-15 | Natural Gas Internal Combustion Engine | IC |  | S | X | X |  |  | 0.8 | 0.8 | 0.8 | 0.8 | 0.6 | N |  |  | OP | X | 11 | 1997 |  |  | Y | Electric Utility | 1 | T T T: T; OBS BLQ BLQ: NG; OBS NG PUR: LFG; OBS WDS WDS: OBG |  |  |  | N | N |  | 1H | N |  |  | N | [19 empty] | Y | Y | N
57128 | Bloom Energy | 57811 | Adobe San Jose | CA | Santa Clara | ADB00 | Other Natural Gas | FC |  | W | X | X |  |  | 0.8 |  | 0.8 | 0.8 | 0 | N |  |  | OP | X | 8 | 2010 |  |  | N | IPP Non-CHP | 2 | [11 empty] | N | N |  | OVER | bar: T T T to OBS BLQ BLQ
57362 | Energy 2001 Inc | 57988 | Lincoln Landfill | CA | Placer | GEN 5 | Landfill Gas | IC |  | S | X | X |  |  | 0.8 | 1 | 0.8 | 0.8 | 0.7 | N |  |  | OP | X | 11 | 2012 |  |  | N | IPP Non-CHP | 2 | T T T: X; OBS BLQ BLQ: LFG |  |  |  | N | N |  | 1H | [23 empty] | N | N
57362 | Energy 2001 Inc | 57988 | Lincoln Landfill | CA | Placer | GEN 6 | Landfill Gas | IC |  | S | X | X |  |  | 0.8 | 1 | 0.8 | 0.8 | 0.7 | N |  |  | OP | X | 11 | 2012 |  |  | N | IPP Non-CHP | 2 | T T T: X; OBS BLQ BLQ: LFG |  |  |  | N | N |  | 1H | [23 empty] | N | N
57362 | Energy 2001 Inc | 57988 | Lincoln Landfill | CA | Placer | GEN1 | Landfill Gas | IC |  | S | X | X |  |  | 0.8 | 1 | 0.8 | 0.8 | 0.7 | N |  |  | OP | X | 11 | 2004 |  |  | N | IPP Non-CHP | 2 | T T T: X; OBS BLQ BLQ: LFG |  |  |  | N | N |  | 1H | [23 empty] | N | N
57362 | Energy 2001 Inc | 57988 | Lincoln Landfill | CA | Placer | GEN2 | Landfill Gas | IC |  | S | X | X |  |  | 0.8 | 1 | 0.8 | 0.8 | 0.7 | N |  |  | OP | X | 11 | 2004 |  |  | N | IPP Non-CHP | 2 | T T T: X; OBS BLQ BLQ: LFG |  |  |  | N | N |  | 1H | [23 empty] | N
57362 | Energy 2001 Inc | 57988 | Lincoln Landfill | CA | Placer | GEN3 | Landfill Gas | IC |  | S | X | X |  |  | 0.8 | 1 | 0.8 | 0.8 | 0.7 | N |  |  | OP | X | 11 | 2004 |  |  | N | IPP Non-CHP | 2 | T T T: X; OBS BLQ BLQ: LFG |  |  |  | N | N |  | 1H | [23 empty] | N
57362 | Energy 2001 Inc | 57988 | Lincoln Landfill | CA | Placer | GEN4 | Landfill Gas | IC |  | S | X | X |  |  | 0.8 | 1 | 0.8 | 0.8 | 0.7 | N |  |  | OP | X | 11 | 2012 |  |  | N | IPP Non-CHP | 2 | T T T: X; OBS BLQ BLQ: LFG |  |  |  | N | N |  | 1H | [23 empty] | N
60003 | Zero Waste Energy Development Company LLC | 60220 | Zero Waste Energy Development Co LLC | CA | Santa Clara | ZWED1 | Other Waste Biomass | IC | 1 | S | X | X | np15 | np15 | 0.8 | 1 | 0.8 | 0.8 | 0.5 | N |  |  | OP | X | 2 | 2015 |  |  | Y | IPP CHP | 3 | T T T: T; OBS BLQ BLQ: OBG |  |  |  | N | N |  | 10M | [20 empty] | N |  |  | N | N | N
60003 | Zero Waste Energy Development Company LLC | 60220 | Zero Waste Energy Development Co LLC | CA | Santa Clara | ZWED2 | Other Waste Biomass | IC | 1 | S | X | X | np15 | np15 | 0.8 | 1 | 0.8 | 0.8 | 0.8 | N |  |  | OP | X | 2 | 2015 |  |  | N | IPP CHP | 3 | T T T: X; OBS BLQ BLQ: OBG |  |  |  | N | N |  | 10M | [20 empty] | N |  |  | N | N | N
16583 | San Antonio Regional Hospital | 50234 | San Antonio Regional Hospital | CA | San Bernardino | 2074 | Natural Gas Internal Combustion Engine | IC |  | S | X | X |  |  | 0.9 | 0.8 | 0.9 | 0.8 | 0.5 | N |  |  | OP | X | 1 | 1985 |  |  | Y | Commercial CHP | 5 | [11 empty] | N | N |  | 1H | [23 empty] | N | N | N | bar: T T T to OBS BLQ BLQ
16583 | San Antonio Regional Hospital | 50234 | San Antonio Regional Hospital | CA | San Bernardino | 2075 | Natural Gas Internal Combustion Engine | IC |  | S | X | X |  |  | 0.9 | 0.8 | 0.9 | 0.8 | 0.5 | N |  |  | OP | X | 1 | 1985 |  |  | Y | Commercial CHP | 5 | [11 empty] | N | N |  | 1H | [23 empty] | N | N | N | bar: T T T to OBS BLQ BLQ
16583 | San Antonio Regional Hospital | 50234 | San Antonio Regional Hospital | CA | San Bernardino | 2076 | Natural Gas Internal Combustion Engine | IC |  | S | X | X |  |  | 0.9 | 0.8 | 0.9 | 0.8 | 0.5 | N |  |  | OP | X | 3 | 2001 |  |  | Y | Commercial CHP | 5 | [11 empty] | N | N |  | 1H | [23 empty] | N | N | N | bar: T T T to OBS BLQ BLQ
61324 | Yolo County Community Services Department | 54567 | MM Yolo Power | CA | Yolo | 4 | Landfill Gas | IC |  | S | X | X |  |  | 0.9 | 0.98 | 0.6 | 0.6 | 0.5 | N |  |  | OP | X | 3 | 1993 |  |  | N | IPP Non-CHP | 2 | T T T: X; OBS BLQ BLQ: LFG |  |  |  | N | N |  | 1H | [23 empty] | N
61324 | Yolo County Community Services Department | 54567 | MM Yolo Power | CA | Yolo | 5 | Landfill Gas | IC |  | S | X | X |  |  | 0.9 | 0.98 | 0.4 | 0.4 | 0.3 | N |  |  | OP | X | 12 | 1998 |  |  | N | IPP Non-CHP | 2 | T T T: X; OBS BLQ BLQ: LFG |  |  |  | N | N |  | 1H | [23 empty] | N
57231 | MM Tulare Energy LLC | 55160 | MM Tulare Energy | CA | Tulare | UNT1 | Landfill Gas | IC |  | S | X | X |  |  | 0.9 | 0.9 | 0.8 | 0.8 | 0.4 | N |  |  | SB | Y | 5 | 1998 |  |  | N | IPP Non-CHP | 2 | T T T: X; OBS BLQ BLQ: LFG |  |  |  | N |  |  | 1H | [23 empty] | N
57231 | MM Tulare Energy LLC | 55160 | MM Tulare Energy | CA | Tulare | UNT2 | Landfill Gas | IC |  | S | X | X |  |  | 0.9 | 0.9 | 0.8 | 0.8 | 0.4 | N |  |  | SB | Y | 5 | 1998 |  |  | N | IPP Non-CHP | 2 | T T T: X; OBS BLQ BLQ: LFG |  |  |  | N |  |  | 1H | [23 empty] | N
16764 | City of San Diego | 55602 | North City - Landfill Gas Engines South | CA | San Diego | UNT1 | Landfill Gas | IC |  | S | X | X |  |  | 0.9 | 0.8 | 0.9 | 0.9 | 0.7 | N |  |  | OP | X | 3 | 1999 |  |  | N | IPP Non-CHP | 2 | T T T: X; OBS BLQ BLQ: LFG; OBS NG PUR: NG |  |  |  | N |  |  | 1H | [23 empty] | Y | N | N
16764 | City of San Diego | 55602 | North City - Landfill Gas Engines South | CA | San Diego | UNT2 | Landfill Gas | IC |  | S | X | X |  |  | 0.9 | 0.8 | 0.9 | 0.9 | 0.7 | N |  |  | OP | X | 3 | 1999 |  |  | N | IPP Non-CHP | 2 | T T T: X; OBS BLQ BLQ: LFG; OBS NG PUR: NG |  |  |  | N |  |  | 1H | [23 empty] | Y | N | N
16764 | City of San Diego | 55602 | North City - Landfill Gas Engines South | CA | San Diego | UNT3 | Landfill Gas | IC |  | S | X | X |  |  | 0.9 | 0.8 | 0.9 | 0.9 | 0.7 | N |  |  | OP | X | 3 | 1999 |  |  | N | IPP Non-CHP | 2 | T T T: X; OBS BLQ BLQ: LFG; OBS NG PUR: NG |  |  |  | N |  |  | 1H | [23 empty] | Y | N | N
16764 | City of San Diego | 55602 | North City - Landfill Gas Engines South | CA | San Diego | UNT4 | Landfill Gas | IC |  | S | X | X |  |  | 0.9 | 0.8 | 0.9 | 0.9 | 0.7 | N |  |  | OP | X | 3 | 1999 |  |  | N | IPP Non-CHP | 2 | T T T: X; OBS BLQ BLQ: LFG; OBS NG PUR: NG |  |  |  | N |  |  | 1H | [23 empty] | Y | N | N
60608 | Vitro Flat Glass LLC | 58053 | Vitro Flat Glass LLC | CA | Fresno | IG#2 | Petroleum Liquids | IC |  | S | X | X |  |  | 0.9 | 0.9 | 0.7 | 0.7 | 0.3 | N |  |  | SB | Y | 2 | 1992 |  |  | N | Industrial Non-CHP | 6 | T T T: X; OBS BLQ BLQ: DFO |  |  |  | N | N |  | 10M | [20 empty] | N |  |  | N | N | N
62150 | 2016 ESA Project Company, LLC | 63701 | CST001 McCarthy Fuel Cell | CA | Santa Clara | CST1A | Other Natural Gas | FC |  | S | X | X |  |  | 0.9 | 0.9 | 0.9 | 0.9 | 0.9 | N |  |  | OP | X | 1 | 2019 |  |  | N | IPP Non-CHP | 2 | [11 empty] | N | N |  | 12H | [23 empty] | N | bar: T T T to OBS BLQ BLQ
17609 | Southern California Edison Co | 6704 | Pebbly Beach Generating Station Hybrid | CA | Los Angeles | 7 | Petroleum Liquids | IC |  | S | X | X |  |  | 1 | 0.8 | 1 | 1 | 0.8 | N |  |  | OP | X | 7 | 1958 |  |  | N | Electric Utility | 1 | T T T: X; OBS BLQ BLQ: DFO |  |  |  | N | N |  | 10M | [23 empty] | N | N | N
11161 | Loma Linda University | 10206 | Loma Linda University Cogen | CA | San Bernardino | GEN5 | Petroleum Liquids | IC |  | S | X | X |  |  | 1 | 0.8 | 1 | 1 | 0.5 | N |  |  | SB | N | 7 | 2018 |  |  | N | Commercial CHP | 5 | T T T: X; OBS BLQ BLQ: DFO |  |  |  | N | N |  | 10M | [23 empty] | N
12869 | Monterey Regional Waste Mgmt | 10748 | Marina Landfill Gas | CA | Monterey | U2J02 | Landfill Gas | IC |  | S | X | X | CSTRVLLE_1_N004 |  | 1 | 0.8 | 1 | 1 | 0.5 | N |  |  | OP | X | 9 | 2002 |  |  | N | Commercial Non-CHP | 4 | T T T: X; OBS BLQ BLQ: LFG |  |  |  | N |  |  | 10M | [23 empty] | N |  | N
12869 | Monterey Regional Waste Mgmt | 10748 | Marina Landfill Gas | CA | Monterey | U3J17 | Landfill Gas | IC |  | S | X | X |  |  | 1 | 0.8 | 1 | 1 | 0.5 | N |  |  | OP | X | 8 | 2017 |  |  | N | Commercial Non-CHP | 4 | T T T: X; OBS BLQ BLQ: LFG | [6 empty] | 10M | [23 empty] | N
13876 | Nove Investments I LLC | 50831 | Nove Power Plant | CA | Contra Costa | GEN1 | Landfill Gas | IC |  | S | X | X | RICHMN_7_BAYENV |  | 1 | 1 | 1 | 1 | 0.5 | N |  |  | OP | X | 12 | 1985 |  |  | N | IPP Non-CHP | 2 | T T T: X; OBS BLQ BLQ: LFG; DFO NG NG: LFG |  |  |  | N | N |  | 1H | [23 empty] | N | N | N
13876 | Nove Investments I LLC | 50831 | Nove Power Plant | CA | Contra Costa | GEN2 | Landfill Gas | IC |  | S | X | X | RICHMN_7_BAYENV |  | 1 | 1 | 1 | 1 | 0.5 | N |  |  | OP | X | 5 | 1987 |  |  | N | IPP Non-CHP | 2 | T T T: X; OBS BLQ BLQ: LFG; DFO NG NG: LFG |  |  |  | N | N |  | 1H | [23 empty] | N | N | N
13876 | Nove Investments I LLC | 50831 | Nove Power Plant | CA | Contra Costa | GEN3 | Landfill Gas | IC |  | S | X | X | RICHMN_7_BAYENV |  | 1 | 1 | 1 | 1 | 0.5 | N |  |  | OP | X | 12 | 1985 |  |  | N | IPP Non-CHP | 2 | T T T: X; OBS BLQ BLQ: LFG; DFO NG NG: LFG |  |  |  | N | N |  | 1H | [23 empty] | N | N | N
17711 | Solano County | 50985 | Solano County Cogen Plant | CA | Solano | 3163 | Natural Gas Internal Combustion Engine | IC |  | S | X | X |  |  | 1 | 1 | 1 | 1 | 0.5 | N |  |  | OP | X | 6 | 1989 |  |  | Y | Commercial CHP | 5 | [11 empty] | N | N |  | 1H | [20 empty] | N |  |  | N | N | N | bar: T T T to OBS BLQ BLQ
14155 | Orange County Sanitation Dist | 52099 | Plant No 2 Orange County | CA | Orange | GEN6 | Other Waste Biomass | ST |  | S | X | X |  |  | 1 | 0.8 | 0.9 | 0.9 | 0.1 | N |  |  | OP | X | 6 | 1993 |  |  | Y | Commercial CHP | 5 | T T T: B; OBS BLQ BLQ: OBG; OBS NG PUR: NG; DFO NG NG: WH |  |  |  | N | N |  | 1H | [23 empty] | N
1752 | Biola University | 54296 | Biola University Hybrid | CA | Los Angeles | EG3 | Natural Gas Internal Combustion Engine | IC |  | S | X | X |  |  | 1 | 0.9 | 1 | 1 | 0.8 | N |  |  | OP | X | 9 | 2002 |  |  | Y | Commercial CHP | 5 | [11 empty] | N | N |  | 1H | [23 empty] | N | N | N | bar: T T T to OBS BLQ BLQ
55934 | City of Stockton MUD | 56134 | Regional Wastewater Control Facility | CA | San Joaquin | 0101 | Other Waste Biomass | IC |  | S | X | X |  |  | 1 | 1 | 1 | 1 | 0.8 | N |  |  | OP | X | 11 | 2000 |  |  | Y | Commercial CHP | 5 | T T T: T; OBS BLQ BLQ: OBG; OBS NG PUR: NG |  |  |  | N | N |  | 10M | [23 empty] | Y | Y | N
55934 | City of Stockton MUD | 56134 | Regional Wastewater Control Facility | CA | San Joaquin | 0301 | Other Waste Biomass | IC |  | S | X | X |  |  | 1 | 1 | 1 | 1 | 0.8 | N |  |  | OA | X | 11 | 2000 |  |  | Y | Commercial CHP | 5 | T T T: T; OBS BLQ BLQ: OBG; OBS NG PUR: NG |  |  |  | N | N |  | 10M | [23 empty] | Y | N | N
55934 | City of Stockton MUD | 56134 | Regional Wastewater Control Facility | CA | San Joaquin | 0401 | Other Waste Biomass | IC |  | S | X | X |  |  | 1 | 1 | 1 | 1 | 0.8 | N |  |  | OP | X | 11 | 2000 |  |  | Y | Commercial CHP | 5 | T T T: T; OBS BLQ BLQ: OBG; OBS NG PUR: NG |  |  |  | N | N |  | 10M | [23 empty] | Y | Y | N
54814 | AMERESCO Santa Cruz Energy LLC | 56428 | Ameresco Santa Cruz Energy | CA | Santa Cruz | Unit1 | Landfill Gas | IC |  | S | X | X |  |  | 1 | 1 | 1 | 1 | 0.5 | N |  |  | OP | X | 1 | 2006 |  |  | N | IPP Non-CHP | 2 | T T T: X; OBS BLQ BLQ: LFG |  |  |  | N | N |  | 10M | [23 empty] | N | N | N
54814 | AMERESCO Santa Cruz Energy LLC | 56428 | Ameresco Santa Cruz Energy | CA | Santa Cruz | Unit2 | Landfill Gas | IC |  | S | X | X |  |  | 1 | 1 | 1 | 1 | 0.5 | N |  |  | OP | X | 1 | 2006 |  |  | N | IPP Non-CHP | 2 | T T T: X; OBS BLQ BLQ: LFG |  |  |  | N | N |  | 10M | [23 empty] | N | N | N
54814 | AMERESCO Santa Cruz Energy LLC | 56428 | Ameresco Santa Cruz Energy | CA | Santa Cruz | Unit3 | Landfill Gas | IC |  | S | X | X |  |  | 1 | 1 | 1 | 1 | 0.5 | N |  |  | OP | X | 1 | 2006 |  |  | N | IPP Non-CHP | 2 | T T T: X; OBS BLQ BLQ: LFG |  |  |  | N | N |  | 10M | [23 empty] | N | N | N
57034 | Watkins Manufacturing Corporation | 57715 | Watkins Manufacturing Co. | CA | San Diego | GEN1 | Natural Gas Internal Combustion Engine | IC |  | S | X | X |  |  | 1 | 0.8 | 1 | 1 | 0.3 | N |  |  | OP | X | 11 | 2001 |  |  | N | Industrial Non-CHP | 6 | [11 empty] | N | N |  | 10M | [23 empty] | N | N | N | bar: T T T to OBS BLQ BLQ
57034 | Watkins Manufacturing Corporation | 57715 | Watkins Manufacturing Co. | CA | San Diego | GEN2 | Natural Gas Internal Combustion Engine | IC |  | S | X | X |  |  | 1 | 0.8 | 1 | 1 | 0.3 | N |  |  | OP | X | 11 | 2001 |  |  | N | Industrial Non-CHP | 6 | [11 empty] | N | N |  | 10M | [23 empty] | N | N | N | bar: T T T to OBS BLQ BLQ
57468 | PRC-Desoto Intl Corp./PPG | 58085 | PRC-Desoto Intl/PPG Aerospace | CA | Kern | CATR2 | Petroleum Liquids | IC |  | S | X | X |  |  | 1 | 0.8 | 1 | 1 | 0.2 | N |  |  | SB | N | 6 | 2000 |  |  | N | Industrial Non-CHP | 6 | T T T: X; OBS BLQ BLQ: DFO |  |  |  | N | N |  | 10M | [23 empty] | N | N | N
57128 | Bloom Energy | 58296 | Roll Delano 2 | CA | Kern | ROL6 | Other Natural Gas | FC |  | W | X | X |  |  | 1 |  | 1 | 1 | 0 | N |  |  | OP | X | 9 | 2012 |  |  | N | IPP Non-CHP | 2 | [14 empty] | OVER | bar: T T T to OBS BLQ BLQ
58628 | ABEC Bidart-Old River LLC | 58699 | ABEC Bidart-Old River LLC | CA | Kern | GEN 1 | Other Waste Biomass | IC |  | S | X | X |  |  | 1 | 0.8 | 0.9 | 0.9 | 0.8 | N |  |  | OP | X | 12 | 2013 |  |  | N | IPP Non-CHP | 2 | T T T: X; OBS BLQ BLQ: OBG |  |  |  | N | N |  | 1H | [23 empty] | N | N | N
58628 | ABEC Bidart-Old River LLC | 58699 | ABEC Bidart-Old River LLC | CA | Kern | GEN 2 | Other Waste Biomass | IC |  | S | X | X |  |  | 1 | 0.8 | 0.9 | 0.9 | 0.8 | N |  |  | OP | X | 12 | 2013 |  |  | N | IPP Non-CHP | 2 | T T T: X; OBS BLQ BLQ: OBG |  |  |  | N | N |  | 1H | [23 empty] | N | N | N
57128 | Bloom Energy | 59261 | Verizon-Torrance | CA | Los Angeles | VZ300 | Other Natural Gas | FC |  | W | X | X |  |  | 1 |  | 1 | 1 | 0 | N |  |  | OP | X | 12 | 2013 |  |  | N | IPP Non-CHP | 2 | [12 empty] | N |  | OVER | bar: T T T to OBS BLQ BLQ
60572 | AlsoEnergy | 60918 | Verwey-Hanford Dairy Digester #1 | CA | Kings | 00003 | Other Waste Biomass | IC |  | S | X | X |  |  | 1 | 1 | 1 | 1 | 0.1 | N |  |  | OP | X | 10 | 2016 |  |  | N | IPP Non-CHP | 2 | T T T: X; OBS BLQ BLQ: OBG |  |  |  |  | N |  | 10M | [23 empty] | N | N
61089 | CoreSite Real Estate 1656 McCarthy, L.P. | 61475 | CoreSite Real Estate 1656 McCarthy, L.P. | CA | Santa Clara | G-1 | Petroleum Liquids | IC |  | S | X | X |  |  | 1 | 1 | 1 | 1 | 0.5 | N |  |  | SB | N | 1 | 2000 |  |  | N | Commercial Non-CHP | 4 | T T T: X; OBS BLQ BLQ: DFO |  |  |  | N | N |  | 10M | [23 empty] | N
61089 | CoreSite Real Estate 1656 McCarthy, L.P. | 61475 | CoreSite Real Estate 1656 McCarthy, L.P. | CA | Santa Clara | G-2 | Petroleum Liquids | IC |  | S | X | X |  |  | 1 | 1 | 1 | 1 | 0.5 | N |  |  | SB | N | 1 | 2000 |  |  | N | Commercial Non-CHP | 4 | T T T: X; OBS BLQ BLQ: DFO |  |  |  | N | N |  | 10M | [23 empty] | N
61089 | CoreSite Real Estate 1656 McCarthy, L.P. | 61475 | CoreSite Real Estate 1656 McCarthy, L.P. | CA | Santa Clara | G-3 | Petroleum Liquids | IC |  | S | X | X |  |  | 1 | 1 | 1 | 1 | 0.5 | N |  |  | SB | N | 1 | 2000 |  |  | N | Commercial Non-CHP | 4 | T T T: X; OBS BLQ BLQ: DFO |  |  |  | N | N |  | 10M | [23 empty] | N
61089 | CoreSite Real Estate 1656 McCarthy, L.P. | 61475 | CoreSite Real Estate 1656 McCarthy, L.P. | CA | Santa Clara | G-4 | Petroleum Liquids | IC |  | S | X | X |  |  | 1 | 1 | 1 | 1 | 0.5 | N |  |  | SB | N | 1 | 2000 |  |  | N | Commercial Non-CHP | 4 | T T T: X; OBS BLQ BLQ: DFO |  |  |  | N | N |  | 10M | [23 empty] | N
61089 | CoreSite Real Estate 1656 McCarthy, L.P. | 61475 | CoreSite Real Estate 1656 McCarthy, L.P. | CA | Santa Clara | G-5 | Petroleum Liquids | IC |  | S | X | X |  |  | 1 | 1 | 1 | 1 | 0.5 | N |  |  | SB | N | 1 | 2000 |  |  | N | Commercial Non-CHP | 4 | T T T: X; OBS BLQ BLQ: DFO |  |  |  | N | N |  | 10M | [23 empty] | N
61105 | ABEC #2 LLC | 61501 | ABEC #2 dba West-Star Dairy | CA | Kern | GEN1 | Other Waste Biomass | IC |  | S | X | X |  |  | 1 | 0.9 | 1 | 1 | 0.8 | N |  |  | OP | X | 2 | 2018 |  |  | N | IPP Non-CHP | 2 | T T T: X; OBS BLQ BLQ: OBG; DFO NG NG: OBG |  |  |  | N | N |  | 1H | [23 empty] | N
61106 | ABEC #3 LLC | 61502 | ABEC #3 dba Lakeview Dairy | CA | Kern | GEN1 | Other Waste Biomass | IC |  | S | X | X |  |  | 1 | 0.9 | 1 | 1 | 0.9 | N |  |  | OP | X | 2 | 2018 |  |  | N | IPP Non-CHP | 2 | T T T: X; OBS BLQ BLQ: OBG; DFO NG NG: OBG |  |  |  | N | N |  | 1H | [23 empty] | N | N | N
61107 | ABEC #4 LLC | 61503 | ABEC #4 dba CE&S Dairy | CA | Kern | GEN1 | Other Waste Biomass | IC |  | S | X | X |  |  | 1 | 0.9 | 1 | 1 | 0.9 | N |  |  | OP | X | 2 | 2018 |  |  | N | IPP Non-CHP | 2 | T T T: X; OBS BLQ BLQ: OBG; DFO NG NG: OBG |  |  |  | N | N |  | 1H | [23 empty] | N | N | N
61952 | Hanford Renewable Energy LLC | 62418 | Verwey-Hanford Dairy Digester #2 | CA | Kings | 4 | Other Waste Biomass | IC |  | S | X | X |  |  | 1 | 1 | 1 | 1 | 0.6 | N |  |  | OP | X | 7 | 2019 |  |  | N | IPP Non-CHP | 2 | T T T: X; OBS BLQ BLQ: OBG |  |  |  | N | N |  | 1H | [23 empty] | N |  | N
61952 | Hanford Renewable Energy LLC | 62419 | Verwey-Hanford Dairy Digester #3 | CA | Kings | 4 | Other Waste Biomass | IC |  | S | X | X |  |  | 1 | 1 | 1 | 1 | 0.6 | N |  |  | OP | X | 7 | 2019 |  |  | N | IPP Non-CHP | 2 | T T T: X; OBS BLQ BLQ: OBG |  |  |  | N |  |  | 1H | [23 empty] | N
57128 | Bloom Energy | 62458 | Ratkovich Alhambra | CA | Los Angeles | RAT00 | Other Natural Gas | FC |  | W | X | X |  |  | 1 |  | 1 | 1 | 0.1 | N |  |  | OP | X | 12 | 2018 |  |  | N | IPP Non-CHP | 2 | [14 empty] | OVER | bar: T T T to OBS BLQ BLQ
57128 | Bloom Energy | 62571 | Disney Prospect | CA | Los Angeles | DSY01 | Other Natural Gas | FC |  | W | X | X |  |  | 1 |  | 1 | 1 | 0 | N |  |  | OP | X | 3 | 2017 |  |  | N | IPP Non-CHP | 2 | [14 empty] | 12H | bar: T T T to OBS BLQ BLQ
57128 | Bloom Energy | 62573 | ATT Kelvin | CA | Orange | ATT56 | Other Natural Gas | FC |  | W | X | X |  |  | 1 |  | 1 | 1 | 0 | N |  |  | OP | X | 4 | 2017 |  |  | N | IPP Non-CHP | 2 | [14 empty] | 12H | bar: T T T to OBS BLQ BLQ
57128 | Bloom Energy | 62574 | ATT Van Nyus | CA | Los Angeles | ATT93 | Other Natural Gas | FC |  | W | X | X |  |  | 1 |  | 1 | 1 | 0 | N |  |  | OP | X | 7 | 2017 |  |  | N | IPP Non-CHP | 2 | [14 empty] | 12H | bar: T T T to OBS BLQ BLQ
57128 | Bloom Energy | 62575 | FLEX Gibraltar | CA | Santa Clara | FLX01 | Other Natural Gas | FC |  | W | X | X |  |  | 1 |  | 1 | 1 | 0 | N |  |  | OP | X | 2 | 2017 |  |  | N | IPP Non-CHP | 2 | [14 empty] | 12H | bar: T T T to OBS BLQ BLQ
57128 | Bloom Energy | 62577 | APP Prune A-D | CA | Santa Clara | AP11A | Other Natural Gas | FC |  | W | X | X |  |  | 1 |  | 1 | 1 | 0 | N |  |  | OP | X | 5 | 2017 |  |  | N | IPP Non-CHP | 2 | [14 empty] | 12H | bar: T T T to OBS BLQ BLQ
57128 | Bloom Energy | 62577 | APP Prune A-D | CA | Santa Clara | AP11B | Other Natural Gas | FC |  | W | X | X |  |  | 1 |  | 1 | 1 | 0 | N |  |  | OP | X | 6 | 2017 |  |  | N | IPP Non-CHP | 2 | [14 empty] | 12H | bar: T T T to OBS BLQ BLQ
57128 | Bloom Energy | 62577 | APP Prune A-D | CA | Santa Clara | AP11C | Other Natural Gas | FC |  | W | X | X |  |  | 1 |  | 1 | 1 | 0 | N |  |  | OP | X | 6 | 2017 |  |  | N | IPP Non-CHP | 2 | [14 empty] | 12H | bar: T T T to OBS BLQ BLQ
57128 | Bloom Energy | 62577 | APP Prune A-D | CA | Santa Clara | AP11D | Other Natural Gas | FC |  | W | X | X |  |  | 1 |  | 1 | 1 | 0 | N |  |  | OP | X | 6 | 2017 |  |  | N | IPP Non-CHP | 2 | [14 empty] | 12H | bar: T T T to OBS BLQ BLQ
62150 | 2016 ESA Project Company, LLC | 62700 | Kaiser Owens Dr. Fuel Cell | CA | Alameda | KSR23 | Other Natural Gas | FC |  | S | X | X |  |  | 1 | 0.99 | 1 | 1 | 1 | N |  |  | OP | X | 9 | 2017 |  |  | N | IPP Non-CHP | 2 | [11 empty] | N | N | 0 | 12H | [23 empty] | N | bar: T T T to OBS BLQ BLQ
57128 | Bloom Energy | 63604 | Extreme San Ignacio | CA | Santa Clara | EXN02 | Other Natural Gas | FC |  | W | X | X |  |  | 1 |  | 1 | 1 | 0.1 | N |  |  | OP | X | 5 | 2019 |  |  | N | Commercial Non-CHP | 4 | [11 empty] | N | N |  | 12H | bar: T T T to OBS BLQ BLQ
57128 | Bloom Energy | 63606 | ATT Ventura Blvd | CA | Los Angeles | ATT27 | Other Natural Gas | FC |  | W | X | X |  |  | 1 |  | 1 | 1 | 0.1 | N |  |  | OP | X | 11 | 2019 |  |  | N | Commercial Non-CHP | 4 | [11 empty] | N | N |  | 12H | bar: T T T to OBS BLQ BLQ
62150 | 2016 ESA Project Company, LLC | 63699 | AGT000 Stevens Creek Fuel Cell | CA | Santa Clara | AGT0B | Other Natural Gas | FC |  | S | X | X |  |  | 1 | 0.99 | 1 | 1 | 1 | N |  |  | OP | X | 9 | 2018 |  |  | N | IPP Non-CHP | 2 | [12 empty] | N |  | 12H | [23 empty] | N | bar: T T T to OBS BLQ BLQ
62150 | 2016 ESA Project Company, LLC | 63717 | TLR000 Hansen Fuel Cell | CA | Monterey | TLR0A | Other Natural Gas | FC |  | S | X | X |  |  | 1 | 0.99 | 1 | 1 | 1 | N |  |  | OP | X | 9 | 2018 |  |  | N | IPP Non-CHP | 2 | [11 empty] | N | N |  | 12H | [23 empty] | N | bar: T T T to OBS BLQ BLQ
63763 | Still Water Power LLC | 64141 | Still Water Power | CA | Kings | 4 | Other Waste Biomass | IC |  | S | X | X |  |  | 1 | 1 | 1 | 1 | 0.1 | N |  |  | OP | X | 5 | 2020 |  |  | N | IPP Non-CHP | 2 | T T T: X; OBS BLQ BLQ: OBG |  |  |  | N |  |  | 1H | [20 empty] | N |  |  | N | N
17609 | Southern California Edison Co | 6704 | Pebbly Beach Generating Station Hybrid | CA | Los Angeles | 10 | Petroleum Liquids | IC |  | S | X | X |  |  | 1.1 | 0.8 | 1.1 | 1.1 | 0.9 | N |  |  | OP | X | 7 | 1966 |  |  | N | Electric Utility | 1 | T T T: X; OBS BLQ BLQ: DFO |  |  |  | N | N |  | 10M | [23 empty] | N | N | N
14173 | Oroville Cogeneration LP | 54477 | Oroville Cogeneration LP | CA | Butte | GEN1 | Natural Gas Internal Combustion Engine | IC |  | S | X | X |  |  | 1.1 | 0.95 | 1.1 | 1.1 | 0.1 | N |  |  | SB | Y | 1 | 1990 | 1 | 2025 | Y | Industrial CHP | 7 | [11 empty] | N |  |  | 10M | [23 empty] | N | N | N | bar: T T T to OBS BLQ BLQ
14173 | Oroville Cogeneration LP | 54477 | Oroville Cogeneration LP | CA | Butte | GEN2 | Natural Gas Internal Combustion Engine | IC |  | S | X | X |  |  | 1.1 | 0.95 | 1.1 | 1.1 | 0.1 | N |  |  | SB | Y | 1 | 1990 | 1 | 2025 | Y | Industrial CHP | 7 | [11 empty] | N |  |  | 10M | [23 empty] | N | N | N | bar: T T T to OBS BLQ BLQ
14173 | Oroville Cogeneration LP | 54477 | Oroville Cogeneration LP | CA | Butte | GEN3 | Natural Gas Internal Combustion Engine | IC |  | S | X | X |  |  | 1.1 | 0.95 | 1.1 | 1.1 | 0.1 | N |  |  | SB | Y | 1 | 1990 | 1 | 2025 | Y | Industrial CHP | 7 | [11 empty] | N |  |  | 10M | [23 empty] | N | N | N | bar: T T T to OBS BLQ BLQ
14173 | Oroville Cogeneration LP | 54477 | Oroville Cogeneration LP | CA | Butte | GEN4 | Natural Gas Internal Combustion Engine | IC |  | S | X | X |  |  | 1.1 | 0.95 | 1.1 | 1.1 | 0.1 | N |  |  | SB | Y | 1 | 1990 | 1 | 2025 | Y | Industrial CHP | 7 | [11 empty] | N |  |  | 10M | [23 empty] | N | bar: T T T to OBS BLQ BLQ
14173 | Oroville Cogeneration LP | 54477 | Oroville Cogeneration LP | CA | Butte | GEN5 | Natural Gas Internal Combustion Engine | IC |  | S | X | X |  |  | 1.1 | 0.95 | 1.1 | 1.1 | 0.1 | N |  |  | SB | Y | 1 | 1990 | 1 | 2025 | Y | Industrial CHP | 7 | [11 empty] | N |  |  | 12H | [23 empty] | N | bar: T T T to OBS BLQ BLQ
14173 | Oroville Cogeneration LP | 54477 | Oroville Cogeneration LP | CA | Butte | GEN6 | Natural Gas Internal Combustion Engine | IC |  | S | X | X |  |  | 1.1 | 0.95 | 1.1 | 1.1 | 0.1 | N |  |  | SB | Y | 1 | 1990 | 1 | 2025 | Y | Industrial CHP | 7 | [11 empty] | N |  |  | 12H | [23 empty] | N | bar: T T T to OBS BLQ BLQ
14173 | Oroville Cogeneration LP | 54477 | Oroville Cogeneration LP | CA | Butte | GEN7 | Natural Gas Internal Combustion Engine | IC |  | S | X | X |  |  | 1.1 | 0.95 | 1.1 | 1.1 | 0.1 | N |  |  | SB | Y | 1 | 1990 | 1 | 2025 | Y | Industrial CHP | 7 | [11 empty] | N |  |  | 12H | [23 empty] | N | bar: T T T to OBS BLQ BLQ
56396 | J&A-Santa Maria LLC | 57100 | Santa Maria LFG Power Plant | CA | Santa Barbara | EN01 | Landfill Gas | IC |  | S | X | X |  |  | 1.1 | 1 | 1 | 1 | 0.5 | N |  |  | OP | X | 1 | 2008 |  |  | Y | IPP CHP | 3 | T T T: T; OBS BLQ BLQ: LFG |  |  |  | N |  |  | 1H | [23 empty] | N | N | N
56395 | J&A-Whittier LLC | 57102 | Whittier LFG Power Plant #1 | CA | Los Angeles | EN01 | Landfill Gas | IC |  | S | X | X |  |  | 1.1 | 1 | 1 | 1 | 0.5 | N |  |  | OP | X | 12 | 2006 |  |  | Y | IPP CHP | 3 | T T T: T; OBS BLQ BLQ: LFG | [6 empty] | 1H | [23 empty] | N | N | N
56395 | J&A-Whittier LLC | 57102 | Whittier LFG Power Plant #1 | CA | Los Angeles | EN02 | Landfill Gas | IC |  | S | X | X |  |  | 1.1 | 1 | 1 | 1 | 0.5 | N |  |  | OP | X | 4 | 2010 |  |  | N | IPP CHP | 3 | T T T: X; OBS BLQ BLQ: LFG | [6 empty] | 1H | [23 empty] | N | N | N
57033 | City of Palo Alto | 57714 | City of Palo Alto | CA | Santa Clara | GEN1 | Natural Gas Internal Combustion Engine | IC |  | S | X | X | PLOALTO_1_N019 | PALALT_7_COBUG | 1.1 | 1 | 1.1 | 1.1 | 0.3 | N |  |  | SB | Y | 3 | 2002 |  |  | N | Electric Utility | 1 | [11 empty] | N | N |  | 10M | [23 empty] | N | N | N | bar: T T T to OBS BLQ BLQ
57033 | City of Palo Alto | 57714 | City of Palo Alto | CA | Santa Clara | GEN2 | Natural Gas Internal Combustion Engine | IC |  | S | X | X | PLOALTO_1_N019 | PALALT_7_COBUG | 1.1 | 1 | 1.1 | 1.1 | 0.3 | N |  |  | SB | Y | 3 | 2002 |  |  | N | Electric Utility | 1 | [11 empty] | N | N |  | 10M | [23 empty] | N | N | N | bar: T T T to OBS BLQ BLQ
57033 | City of Palo Alto | 57714 | City of Palo Alto | CA | Santa Clara | GEN3 | Natural Gas Internal Combustion Engine | IC |  | S | X | X | PLOALTO_1_N019 | PALALT_7_COBUG | 1.1 | 1 | 1.1 | 1.1 | 0.3 | N |  |  | SB | Y | 3 | 2002 |  |  | N | Electric Utility | 1 | [11 empty] | N | N |  | 10M | [23 empty] | N | N | N | bar: T T T to OBS BLQ BLQ
57033 | City of Palo Alto | 57714 | City of Palo Alto | CA | Santa Clara | GEN4 | Natural Gas Internal Combustion Engine | IC |  | S | X | X | PLOALTO_1_N019 | PALALT_7_COBUG | 1.1 | 1 | 1.1 | 1.1 | 0.3 | N |  |  | SB | Y | 3 | 2002 |  |  | N | Electric Utility | 1 | [11 empty] | N | N |  | 10M | [23 empty] | N | N | N | bar: T T T to OBS BLQ BLQ
57128 | Bloom Energy | 57808 | Lockheed Martin Sunnyvale | CA | Santa Clara | LOK00 | Other Natural Gas | FC |  | W | X | X |  |  | 1.1 |  | 1 | 1 | 0 | N |  |  | OP | X | 12 | 2011 |  |  | N | IPP Non-CHP | 2 | [11 empty] | N | N |  | OVER | [23 empty] | N | bar: T T T to OBS BLQ BLQ; DFO NG NG
57128 | Bloom Energy | 57809 | Franklin Templeton San Mateo | CA | San Mateo | FRK00 | Other Natural Gas | FC |  | W | X | X |  |  | 1.1 |  | 1 | 1 | 0 | N |  |  | OP | X | 11 | 2011 |  |  | N | IPP Non-CHP | 2 | [11 empty] | N | N |  | OVER | bar: T T T to OBS BLQ BLQ
60608 | Vitro Flat Glass LLC | 58053 | Vitro Flat Glass LLC | CA | Fresno | OG#3 | Petroleum Liquids | IC |  | S | X | X |  |  | 1.1 | 0.9 | 0.9 | 0.9 | 0.4 | N |  |  | SB | Y | 4 | 1983 |  |  | N | Industrial Non-CHP | 6 | T T T: X; OBS BLQ BLQ: DFO |  |  |  | N | N |  | 10M | [20 empty] | N |  |  | N | N | N
57128 | Bloom Energy | 58297 | Roll Delano | CA | Kern | ROL4 | Other Natural Gas | FC |  | W | X | X |  |  | 1.1 |  | 1 | 1 | 0 | N |  |  | OP | X | 9 | 2012 |  |  | N | IPP Non-CHP | 2 | [11 empty] | N | N |  | OVER | bar: T T T to OBS BLQ BLQ
57128 | Bloom Energy | 58298 | Roll Lost Hills | CA | Kern | ROL3 | Other Natural Gas | FC |  | W | X | X |  |  | 1.1 |  | 1 | 1 | 0 | N |  |  | OP | X | 12 | 2012 |  |  | N | IPP Non-CHP | 2 | [11 empty] | N | N |  | OVER | bar: T T T to OBS BLQ BLQ
57128 | Bloom Energy | 58299 | Xilinx San Jose | CA | Santa Clara | XLX | Other Natural Gas | FC |  | W | X | X |  |  | 1.1 |  | 1 | 1 | 0 | N |  |  | OP | X | 2 | 2012 |  |  | N | IPP Non-CHP | 2 | [11 empty] | N | N |  | OVER | bar: T T T to OBS BLQ BLQ
57128 | Bloom Energy | 58300 | Honda Torrance | CA | Los Angeles | HON | Other Natural Gas | FC |  | W | X | X |  |  | 1.1 |  | 1 | 1 | 0 | N |  |  | OP | X | 12 | 2012 |  |  | N | IPP Non-CHP | 2 | [11 empty] | N | N |  | OVER | bar: T T T to OBS BLQ BLQ
57128 | Bloom Energy | 58301 | Juniper Networks Sunnyvale | CA | Santa Clara | JPR | Other Natural Gas | FC |  | W | X | X |  |  | 1.1 |  | 1 | 1 | 0 | N |  |  | OP | X | 12 | 2012 |  |  | N | IPP Non-CHP | 2 | [11 empty] | N | N |  | OVER | bar: T T T to OBS BLQ BLQ
57128 | Bloom Energy | 58302 | Life Technologies Carlsbad | CA | San Diego | LFT | Other Natural Gas | FC |  | W | X | X |  |  | 1.1 |  | 1 | 1 | 0 | N |  |  | OP | X | 8 | 2012 |  |  | N | IPP Non-CHP | 2 | [11 empty] | N | N |  | OVER | bar: T T T to OBS BLQ BLQ
57128 | Bloom Energy | 58303 | Taylor Farms Salinas | CA | Monterey | TLR | Other Natural Gas | FC |  | W | X | X |  |  | 1.1 |  | 1 | 1 | 0 | N |  |  | OP | X | 9 | 2012 |  |  | N | IPP Non-CHP | 2 | [11 empty] | N | N |  | OVER | bar: T T T to OBS BLQ BLQ
58500 | City of Hayward | 58525 | City of Hayward WWTP | CA | Alameda | COGEN | Other Waste Biomass | IC |  | S | X | X |  |  | 1.1 | 0.8 | 1.1 | 1.1 | 0.8 | N |  |  | OP | X | 12 | 2014 |  |  | Y | IPP CHP | 3 | T T T: T; OBS BLQ BLQ: OBG; OBS NG PUR: NG |  |  |  | N | N |  | 1H |  |  |  |  | N | [15 empty] | N |  |  | Y | Y | N
58824 | City of Santa Rosa | 58960 | Laguna Water Reclamation Facility | CA | Sonoma | S200 | Other Waste Biomass | IC |  | S | X | X |  |  | 1.1 | 0.8 | 1.1 | 1.1 | 0.7 | N |  |  | OP | X | 3 | 2013 |  |  | Y | Commercial CHP | 5 | T T T: T; OBS BLQ BLQ: OBG; OBS NG PUR: NG; DFO NG NG: OBG | NG |  |  | N | N |  | 10M | [23 empty] | Y | Y | N
58824 | City of Santa Rosa | 58960 | Laguna Water Reclamation Facility | CA | Sonoma | S201 | Other Waste Biomass | IC |  | S | X | X |  |  | 1.1 | 0.8 | 1.1 | 1.1 | 0.7 | N |  |  | OP | X | 3 | 2013 |  |  | Y | Commercial CHP | 5 | T T T: T; OBS BLQ BLQ: OBG; OBS NG PUR: NG; DFO NG NG: OBG | NG |  |  | N | N |  | 10M | [23 empty] | Y | Y | N
58824 | City of Santa Rosa | 58960 | Laguna Water Reclamation Facility | CA | Sonoma | S202 | Other Waste Biomass | IC |  | S | X | X |  |  | 1.1 | 0.8 | 1.1 | 1.1 | 0.7 | N |  |  | OP | X | 3 | 2013 |  |  | Y | Commercial CHP | 5 | T T T: T; OBS BLQ BLQ: OBG; OBS NG PUR: NG; DFO NG NG: OBG | NG |  |  | N | N |  | 10M | [23 empty] | Y | Y | N
58824 | City of Santa Rosa | 58960 | Laguna Water Reclamation Facility | CA | Sonoma | S203 | Other Waste Biomass | IC |  | S | X | X |  |  | 1.1 | 0.8 | 1.1 | 1.1 | 0.7 | N |  |  | OP | X | 3 | 2013 |  |  | Y | Commercial CHP | 5 | T T T: T; OBS BLQ BLQ: OBG; OBS NG PUR: NG; DFO NG NG: OBG | NG |  |  | N | N |  | 10M | [23 empty] | Y | Y | N
57128 | Bloom Energy | 59279 | Life Technologies - Pleasanton | CA | Alameda | LFT01 | Other Natural Gas | FC |  | W | X | X |  |  | 1.1 |  | 1 | 1 | 0 | N |  |  | OP | X | 3 | 2013 |  |  | N | IPP Non-CHP | 2 | [12 empty] | N |  | OVER | bar: T T T to OBS BLQ BLQ
57128 | Bloom Energy | 59280 | Kellogg's - San Jose | CA | Santa Clara | KLG00 | Other Natural Gas | FC |  | W | X | X |  |  | 1.1 |  | 1 | 1 | 0 | N |  |  | OP | X | 9 | 2013 |  |  | N | IPP Non-CHP | 2 | [12 empty] | N |  | OVER | bar: T T T to OBS BLQ BLQ
57128 | Bloom Energy | 59800 | Amazon San Bernardino | CA | San Bernardino | AMZ00 | Other Natural Gas | FC |  | W | X | X |  |  | 1.1 |  | 1 | 1 | 0 | N |  |  | OP | X | 11 | 2014 |  |  | N | IPP Non-CHP | 2 | [11 empty] | N | N |  | OVER | bar: T T T to OBS BLQ BLQ
57128 | Bloom Energy | 59802 | Maxim | CA | Santa Clara | MXM00 | Other Natural Gas | FC |  | W | X | X |  |  | 1.1 |  | 1 | 1 | 0 | N |  |  | OP | X | 8 | 2014 |  |  | N | IPP Non-CHP | 2 | [11 empty] | N | N |  | OVER | bar: T T T to OBS BLQ BLQ
57128 | Bloom Energy | 59803 | Pixar - Emeryville | CA | Alameda | PXR00 | Other Natural Gas | FC |  | W | X | X |  |  | 1.1 |  | 1 | 1 | 0 | N |  |  | OP | X | 1 | 2014 |  |  | N | IPP Non-CHP | 2 | [11 empty] | N | N |  | OVER | bar: T T T to OBS BLQ BLQ
57128 | Bloom Energy | 59804 | Starbucks - Evolution Fresh | CA | San Bernardino | SBK00 | Other Natural Gas | FC |  | W | X | X |  |  | 1.1 |  | 1 | 1 | 0 | N |  |  | OP | X | 6 | 2014 |  |  | N | IPP Non-CHP | 2 | [11 empty] | N | N |  | OVER | bar: T T T to OBS BLQ BLQ
57128 | Bloom Energy | 59805 | Yahoo! - HQ | CA | Santa Clara | YAH00 | Other Natural Gas | FC |  | W | X | X |  |  | 1.1 |  | 1 | 1 | 0 | N |  |  | OP | X | 7 | 2014 |  |  | N | IPP Non-CHP | 2 | [11 empty] | N | N |  | OVER | bar: T T T to OBS BLQ BLQ
57128 | Bloom Energy | 60223 | Equinix San Jose | CA | Santa Clara | EQXOO | Other Natural Gas | FC |  | W | X | X |  |  | 1.1 |  | 1 | 1 | 0.1 | N |  |  | OP | X | 11 | 2015 |  |  | N | IPP Non-CHP | 2 | [11 empty] | N | N |  | OVER | bar: T T T to OBS BLQ BLQ
57128 | Bloom Energy | 60224 | Intel Santa Clara | CA | Santa Clara | NTL00 | Other Natural Gas | FC |  | W | X | X |  |  | 1.1 |  | 1 | 1 | 0.1 | N |  |  | OP | X | 1 | 2015 |  |  | N | IPP Non-CHP | 2 | [11 empty] | N | N |  | OVER | bar: T T T to OBS BLQ BLQ
62150 | 2016 ESA Project Company, LLC | 63711 | JSR000 N Mathilda Fuel Cell | CA | Santa Clara | JSR00 | Other Natural Gas | FC |  | S | X | X |  |  | 1.1 | 0.99 | 1.1 | 1.1 | 1.1 | N |  |  | OP | X | 6 | 2019 |  |  | N | IPP Non-CHP | 2 | [12 empty] | N |  | 12H | [23 empty] | N | bar: T T T to OBS BLQ BLQ
62150 | 2016 ESA Project Company, LLC | 64756 | EQX005.0 Toyama Fuel Cell | CA | Santa Clara | EQX05 | Other Natural Gas | FC |  | S | X | X |  |  | 1.1 | 0.99 | 1.1 | 1.1 | 1.1 | N |  |  | OP | X | 2 | 2019 |  |  | N | IPP Non-CHP | 2 | [14 empty] | 12H | bar: T T T to OBS BLQ BLQ
57223 | Sycamore Energy LLC | 10387 | Sycamore Energy LLC | CA | San Diego | 1A | Landfill Gas | GT |  | S | X | X |  |  | 1.2 | 0.98 | 1.2 | 1.2 | 0.9 | N |  |  | OP | X | 5 | 2011 |  |  | N | IPP Non-CHP | 2 | T T T: X; OBS BLQ BLQ: LFG |  |  |  |  | N |  | 1H | [23 empty] | N
57223 | Sycamore Energy LLC | 10387 | Sycamore Energy LLC | CA | San Diego | 2A | Landfill Gas | GT |  | S | X | X |  |  | 1.2 | 0.98 | 1.2 | 1.2 | 0.9 | N |  |  | OP | X | 5 | 2011 |  |  | N | IPP Non-CHP | 2 | T T T: X; OBS BLQ BLQ: LFG |  |  |  |  | N |  | 1H | [23 empty] | N
39245 | Saint John's Health Center | 50610 | Saint Johns Health Center | CA | Los Angeles | 01 | Natural Gas Fired Combustion Turbine | GT |  | S | X | X |  |  | 1.2 | 0.8 | 1 | 1.1 | 0.4 | N |  |  | OP | X | 2 | 1992 |  |  | Y | Commercial CHP | 5 | [11 empty] | N |  |  | 12H | [23 empty] | N | N | N | bar: T T T to OBS BLQ BLQ
14395 | Palm Springs City of | 50674 | Municipal Cogen Plant | CA | Riverside | GEN1A | Natural Gas Internal Combustion Engine | IC |  | S | X | X |  |  | 1.2 | 1 | 1.2 | 1.2 | 0.5 | N |  |  | OP | X | 11 | 2015 |  |  | N | Commercial Non-CHP | 4 | [11 empty] | N | N |  | 1H | [23 empty] | N | N | N | bar: T T T to OBS BLQ BLQ
17612 | Bear Valley Electric Service | 56346 | Bear Valley Power Plant | CA | San Bernardino | ICE1 | Natural Gas Internal Combustion Engine | IC |  | S | X | X |  |  | 1.2 | 1 | 1.2 | 1.2 | 1.2 | N |  |  | OP | X | 1 | 2005 |  |  | N | Electric Utility | 1 | [11 empty] | N | N |  | 10M | [20 empty] | N |  |  | N | bar: T T T to OBS BLQ BLQ
17612 | Bear Valley Electric Service | 56346 | Bear Valley Power Plant | CA | San Bernardino | ICE2 | Natural Gas Internal Combustion Engine | IC |  | S | X | X |  |  | 1.2 | 1 | 1.2 | 1.2 | 1.2 | N |  |  | OP | X | 1 | 2005 |  |  | N | Electric Utility | 1 | [11 empty] | N | N |  | 10M | [20 empty] | N |  |  | N | bar: T T T to OBS BLQ BLQ
17612 | Bear Valley Electric Service | 56346 | Bear Valley Power Plant | CA | San Bernardino | ICE3 | Natural Gas Internal Combustion Engine | IC |  | S | X | X |  |  | 1.2 | 1 | 1.2 | 1.2 | 1.2 | N |  |  | OP | X | 1 | 2005 |  |  | N | Electric Utility | 1 | [11 empty] | N | N |  | 10M | [20 empty] | N |  |  | N | bar: T T T to OBS BLQ BLQ
17612 | Bear Valley Electric Service | 56346 | Bear Valley Power Plant | CA | San Bernardino | ICE4 | Natural Gas Internal Combustion Engine | IC |  | S | X | X |  |  | 1.2 | 1 | 1.2 | 1.2 | 1.2 | N |  |  | OP | X | 1 | 2005 |  |  | N | Electric Utility | 1 | [11 empty] | N | N |  | 10M | [23 empty] | N | bar: T T T to OBS BLQ BLQ
17612 | Bear Valley Electric Service | 56346 | Bear Valley Power Plant | CA | San Bernardino | ICE5 | Natural Gas Internal Combustion Engine | IC |  | S | X | X |  |  | 1.2 | 1 | 1.2 | 1.2 | 1.2 | N |  |  | OP | X | 1 | 2005 |  |  | N | Electric Utility | 1 | [11 empty] | N | N |  | 10M | [20 empty] | N |  |  | N | bar: T T T to OBS BLQ BLQ
17612 | Bear Valley Electric Service | 56346 | Bear Valley Power Plant | CA | San Bernardino | ICE6 | Natural Gas Internal Combustion Engine | IC |  | S | X | X |  |  | 1.2 | 1 | 1.2 | 1.2 | 1.2 | N |  |  | OP | X | 1 | 2005 |  |  | N | Electric Utility | 1 | [11 empty] | N | N |  | 10M | [20 empty] | N |  |  | N | bar: T T T to OBS BLQ BLQ
17612 | Bear Valley Electric Service | 56346 | Bear Valley Power Plant | CA | San Bernardino | ICE7 | Natural Gas Internal Combustion Engine | IC |  | S | X | X |  |  | 1.2 | 1 | 1.2 | 1.2 | 1.2 | N |  |  | OP | X | 1 | 2005 |  |  | N | Electric Utility | 1 | [11 empty] | N | N |  | 10M | [20 empty] | N |  |  | N | bar: T T T to OBS BLQ BLQ
60038 | Silicon Valley Clean Water | 60249 | Silicon Valley Clean Water | CA | San Mateo | CGN | Other Waste Biomass | IC |  | S | X | X |  |  | 1.2 | 0.9 | 1.2 | 1.2 | 0.6 | N |  |  | OP | X | 3 | 2015 |  |  | Y | IPP CHP | 3 | T T T: T; OBS BLQ BLQ: OBG; OBS NG PUR: NG |  |  |  | N | N |  | 1H | [23 empty] | Y | Y | N
57128 | Bloom Energy | 63607 | Extreme Via Del Oro | CA | Santa Clara | EXN01 | Other Natural Gas | FC |  | W | X | X |  |  | 1.2 |  | 1.2 | 1.2 | 0.1 | N |  |  | OP | X | 3 | 2019 |  |  | N | Commercial Non-CHP | 4 | [11 empty] | N | N | 0 | 12H | bar: T T T to OBS BLQ BLQ
62150 | 2016 ESA Project Company, LLC | 63699 | AGT000 Stevens Creek Fuel Cell | CA | Santa Clara | AGT0A | Other Natural Gas | FC |  | S | X | X |  |  | 1.2 | 0.99 | 1.2 | 1.2 | 1.2 | N |  |  | OP | X | 9 | 2018 |  |  | N | IPP Non-CHP | 2 | [11 empty] | N | N |  | 12H | [23 empty] | N | bar: T T T to OBS BLQ BLQ
62150 | 2016 ESA Project Company, LLC | 63704 | EQX010 Great Oaks Fuel Cell | CA | Santa Clara | EQ10A | Other Natural Gas | FC |  | S | X | X |  |  | 1.2 | 0.99 | 1.2 | 1.2 | 1.2 | N |  |  | OP | X | 9 | 2019 |  |  | N | IPP Non-CHP | 2 | [12 empty] | N |  | 12H | [23 empty] | N | bar: T T T to OBS BLQ BLQ
62150 | 2016 ESA Project Company, LLC | 63704 | EQX010 Great Oaks Fuel Cell | CA | Santa Clara | EQ10B | Other Natural Gas | FC |  | S | X | X |  |  | 1.2 | 0.99 | 1.2 | 1.2 | 1.2 | N |  |  | OP | X | 9 | 2019 |  |  | N | IPP Non-CHP | 2 | [12 empty] | N |  | 12H | [23 empty] | N | bar: T T T to OBS BLQ BLQ
60608 | Vitro Flat Glass LLC | 58053 | Vitro Flat Glass LLC | CA | Fresno | OG#1 | Petroleum Liquids | IC |  | S | X | X |  |  | 1.3 | 0.9 | 1 | 1 | 0.5 | N |  |  | SB | Y | 4 | 2000 |  |  | N | Industrial Non-CHP | 6 | T T T: X; OBS BLQ BLQ: DFO |  |  |  | N | N |  | 10M | [20 empty] | N |  |  | N | N | N
57128 | Bloom Energy | 61153 | AT&T Holger | CA | Santa Clara | AT057 | Other Natural Gas | FC |  | W | X | X |  |  | 1.3 |  | 1.3 | 1.3 | 0 | N |  |  | OP | X | 6 | 2016 |  |  | N | IPP Non-CHP | 2 | [11 empty] | N |  |  | OVER | bar: T T T to OBS BLQ BLQ
57128 | Bloom Energy | 61154 | AT&T Anaheim | CA | Orange | AT058 | Other Natural Gas | FC |  | W | X | X |  |  | 1.3 |  | 1.3 | 1.3 | 0 | N |  |  | OP | X | 9 | 2016 |  |  | N | IPP Non-CHP | 2 | [14 empty] | OVER | bar: T T T to OBS BLQ BLQ
17609 | Southern California Edison Co | 6704 | Pebbly Beach Generating Station Hybrid | CA | Los Angeles | 14 | Petroleum Liquids | IC |  | S | X | X |  |  | 1.4 | 0.8 | 1.4 | 1.4 | 1.1 | N |  |  | OP | X | 10 | 1986 |  |  | N | Electric Utility | 1 | T T T: X; OBS BLQ BLQ: DFO |  |  |  | N | N |  | 10M | [23 empty] | N | N | N
12869 | Monterey Regional Waste Mgmt | 10748 | Marina Landfill Gas | CA | Monterey | U4J16 | Landfill Gas | IC |  | S | X | X | CSTRVLLE_N003 |  | 1.4 | 0.8 | 1.2 | 1.2 | 0.7 | N |  |  | OP | X | 7 | 2016 |  |  | N | Commercial Non-CHP | 4 | T T T: X; OBS BLQ BLQ: LFG |  |  |  |  | N |  | 10M | [23 empty] | N
17711 | Solano County | 50985 | Solano County Cogen Plant | CA | Solano | 3165 | Natural Gas Internal Combustion Engine | IC |  | S | X | X |  |  | 1.4 | 1 | 1.4 | 1 | 0.7 | N |  |  | OP | X | 12 | 2004 |  |  | Y | Commercial CHP | 5 | [11 empty] | N | N |  | 1H | [20 empty] | N |  |  | N | N | N | bar: T T T to OBS BLQ BLQ
14328 | Pacific Gas & Electric Co. | 57042 | CSU East Bay | CA | Alameda | 1 | Other Natural Gas | FC |  | S | X | X | CASTROVL_2_N009 | CASTROVL_2_N009 | 1.4 |  | 1.4 | 1.4 | 0 | N |  |  | OP | X | 9 | 2011 |  |  | Y | Electric Utility | 1 | [11 empty] | N |  |  | OVER | bar: T T T to OBS BLQ BLQ
14328 | Pacific Gas & Electric Co. | 57043 | SF State University | CA | San Francisco | 2 | Other Natural Gas | FC |  | S | X | X | DALYCTY_1_N016 | DALYCTY_1_N016 | 1.4 |  | 1.4 | 1.4 | 0 | N |  |  | OP | X | 9 | 2011 |  |  | Y | Electric Utility | 1 | [11 empty] | N |  |  | OVER | bar: T T T to OBS BLQ BLQ
56397 | J&A-Santa Maria II LLC | 57101 | J&A-Santa Maria II LLC | CA | Santa Barbara | 1 | Landfill Gas | IC |  | S | X | X |  |  | 1.4 | 1 | 1.4 | 1.4 | 0.7 | N |  |  | OP | X | 9 | 2010 |  |  | Y | IPP CHP | 3 | T T T: T; OBS BLQ BLQ: LFG |  |  |  | N |  |  | 1H | [23 empty] | N
17609 | Southern California Edison Co | 57544 | Cal State Univ San Bernardino FC01 | CA | San Bernardino | FC01 | Other Natural Gas | FC |  | S | X | X |  |  | 1.4 |  | 1.4 | 1.4 | 1.4 | N |  |  | OP | X | 9 | 2013 |  |  | Y | Electric Utility | 1 | [11 empty] | N |  |  | OVER | bar: T T T to OBS BLQ BLQ
60637 | Sentinel Peak Resources California, LLC | 58190 | Thomas M Knott Cogen Facility | CA | San Luis Obispo | CG | Natural Gas Fired Combustion Turbine | GT |  | S | X | X | NA | NA | 1.4 | 0.8 | 1.2 | 1.2 | 1 | N |  |  | OS | X | 4 | 2003 |  |  | N | Industrial Non-CHP | 6 | [11 empty] | N | N |  | 1H | [23 empty] | N | N | N | bar: T T T to OBS BLQ BLQ
58382 | Ameresco Johnson Canyon LLC | 58397 | Ameresco Johnson Canyon | CA | Monterey | ENG1 | Landfill Gas | IC |  | S | X | X |  |  | 1.4 | 1 | 1.4 | 1.4 | 0.7 | N |  |  | OP | X | 5 | 2013 |  |  | N | IPP Non-CHP | 2 | T T T: X; OBS BLQ BLQ: LFG |  |  |  | N | N |  | 10M | [23 empty] | N | N | N
58549 | County of Alameda GSA | 58625 | Santa Rita Jail Hybrid | CA | Alameda | SRFC2 | Other Natural Gas | FC |  | W | X | X |  |  | 1.4 |  | 1.4 | 1.4 | 1.4 | N |  |  | OP | X | 1 | 2017 |  |  | Y | IPP CHP | 3 | [14 empty] | OVER | bar: T T T to OBS BLQ BLQ
59662 | Riverside Fuel Cell, LLC | 59877 | Riverside RWQCP Fuel Cell | CA | Riverside | MB20 | Other Waste Biomass | FC |  | S | X | X | MLAP_RVSD-APND |  | 1.4 |  | 1.4 | 1.4 | 0.6 | N |  |  | OP | X | 8 | 2016 |  |  | Y | Commercial CHP | 5 | T T T: T; OBS BLQ BLQ: OBG; OBS NG PUR: NG |  |  |  | N | N |  | OVER | [23 empty] | N
59892 | UCI Fuel Cell, LLC | 60120 | UCI Fuel Cell | CA | Orange | MB-16 | Other Natural Gas | FC |  | S | X | X | VILLAPK_2_NO29 |  | 1.4 |  | 1.4 | 1.4 | 0.6 | N |  |  | OP | X | 12 | 2015 |  |  | Y | IPP CHP | 3 | [11 empty] | N | N |  | OVER | [23 empty] | N | bar: T T T to OBS BLQ BLQ
60182 | SRJFC, LLC | 60385 | Santa Rita Jail Fuel Cell | CA | Alameda | MB-18 | Other Natural Gas | FC |  | S | X | X | TESSUB_2_N001 |  | 1.4 |  | 1.4 | 1.4 | 0.6 | N |  |  | OP | X | 12 | 2016 |  |  | Y | IPP CHP | 3 | [11 empty] | N | N |  | OVER | [23 empty] | N | bar: T T T to OBS BLQ BLQ
62150 | 2016 ESA Project Company, LLC | 62699 | Kaiser Deer Valley Rd. Fuel Cell | CA | Contra Costa | KSR24 | Other Natural Gas | FC |  | S | X | X |  |  | 1.4 | 0.99 | 1.4 | 1.4 | 1.4 | N |  |  | OP | X | 4 | 2017 |  |  | N | IPP Non-CHP | 2 | [11 empty] | N | N | 0 | 12H | [23 empty] | N | bar: T T T to OBS BLQ BLQ
62150 | 2016 ESA Project Company, LLC | 63705 | EQX011 Duane Fuel Cell | CA | Santa Clara | EQ11B | Other Natural Gas | FC |  | S | X | X |  |  | 1.4 | 0.99 | 1.4 | 1.4 | 1.4 | N |  |  | OP | X | 9 | 2018 |  |  | N | IPP Non-CHP | 2 | [14 empty] | 12H | [23 empty] | N | bar: T T T to OBS BLQ BLQ
17609 | Southern California Edison Co | 6704 | Pebbly Beach Generating Station Hybrid | CA | Los Angeles | 8 | Petroleum Liquids | IC |  | S | X | X |  |  | 1.5 | 0.8 | 1.5 | 1.5 | 1.2 | N |  |  | OP | X | 6 | 1963 |  |  | N | Electric Utility | 1 | T T T: X; OBS BLQ BLQ: DFO |  |  |  | N | N |  | 10M | [23 empty] | N | N | N
3476 | DTE San Diego COGEN Inc. | 10175 | Childrens Hospital | CA | San Diego | 5083 | Petroleum Liquids | IC |  | S | X | X |  |  | 1.5 | 0.8 | 1.5 | 1.5 | 0.1 | N |  |  | OP | X | 10 | 2010 |  |  | N | Commercial CHP | 5 | T T T: X; OBS BLQ BLQ: DFO |  |  |  | N | N |  | 10M | [23 empty] | N | N
3476 | DTE San Diego COGEN Inc. | 10175 | Childrens Hospital | CA | San Diego | 5084 | Petroleum Liquids | IC |  | S | X | X |  |  | 1.5 | 0.8 | 1.5 | 1.5 | 0.1 | N |  |  | OP | X | 10 | 2010 |  |  | N | Commercial CHP | 5 | T T T: X; OBS BLQ BLQ: DFO |  |  |  | N | N |  | 10M | [23 empty] | N | N
3476 | DTE San Diego COGEN Inc. | 10175 | Childrens Hospital | CA | San Diego | 5085 | Petroleum Liquids | IC |  | S | X | X |  |  | 1.5 | 0.8 | 1.5 | 1.5 | 0.1 | N |  |  | OP | X | 10 | 2010 |  |  | N | Commercial CHP | 5 | T T T: X; OBS BLQ BLQ: DFO |  |  |  | N | N |  | 10M | [23 empty] | N | N
24010 | University of San Francisco | 50089 | Univ of San Francisco Cogen | CA | San Francisco | S-17 | Natural Gas Internal Combustion Engine | IC |  | S | X | X |  |  | 1.5 | 0.8 | 1.4 | 1.4 | 1 | N |  |  | OP | X | 9 | 1987 |  |  | Y | Commercial CHP | 5 | [11 empty] | N |  |  | 1H | [23 empty] | N | N | N | bar: T T T to OBS BLQ BLQ
2696 | Tesoro Carson Refinery | 50540 | BP Carson Refinery | CA | Los Angeles | GEN2 | Natural Gas Steam Turbine | ST |  | S | X | X |  |  | 1.5 | 0.9 | 1.5 | 1.5 | 0.2 | N |  |  | OS | X | 4 | 1982 |  |  | N | Industrial Non-CHP | 6 | T T T: X; OBS BLQ BLQ: NG; OBS NG PUR: OG; DFO NG NG: NG |  |  |  | N | N |  | 12H | [23 empty] | N | N | N
57047 | BioFuels Point Loma LLC | 57770 | South Bay Fuel Cell Plant | CA | San Diego | SBFC | Other Natural Gas | FC |  | S | X | X |  |  | 1.5 |  | 1.4 | 1.4 | 0.5 | N |  |  | OP | X | 1 | 2012 |  |  | N | IPP Non-CHP | 2 | T T T: X; OBS BLQ BLQ: NG; OBS NG PUR: OBG |  |  |  | N |  |  | OVER
58195 | Hoag Memorial Presbyterian Hospital | 58223 | Hoag Hospital Cogen Plant | CA | Orange | 1 | Natural Gas Internal Combustion Engine | IC |  | S | X | X |  |  | 1.5 | 0.8 | 1.2 | 1.2 | 1 | N |  |  | OP | X | 7 | 2006 |  |  | Y | Commercial CHP | 5 | [11 empty] | N | N |  | 1H | [20 empty] | N |  |  | N | N | N | bar: T T T to OBS BLQ BLQ
58195 | Hoag Memorial Presbyterian Hospital | 58223 | Hoag Hospital Cogen Plant | CA | Orange | 2 | Natural Gas Internal Combustion Engine | IC |  | S | X | X |  |  | 1.5 | 0.8 | 1.2 | 1.2 | 1 | N |  |  | OP | X | 7 | 2006 |  |  | Y | Commercial CHP | 5 | [11 empty] | N | N |  | 1H | [20 empty] | N |  |  | N | N | N | bar: T T T to OBS BLQ BLQ
58195 | Hoag Memorial Presbyterian Hospital | 58223 | Hoag Hospital Cogen Plant | CA | Orange | 3 | Natural Gas Internal Combustion Engine | IC |  | S | X | X |  |  | 1.5 | 0.8 | 1.2 | 1.2 | 1 | N |  |  | OP | X | 7 | 2006 |  |  | Y | Commercial CHP | 5 | [11 empty] | N | N |  | 1H | [20 empty] | N |  |  | N | N | N | bar: T T T to OBS BLQ BLQ
58366 | Toro Energy of California SLO | 58379 | Cold Canyon 1 | CA | San Luis Obispo | W3998 | Landfill Gas | IC |  | S | X | X |  |  | 1.5 | 1 | 1.5 | 1.5 | 1 | N |  |  | OP | X | 7 | 2013 |  |  | N | IPP Non-CHP | 2 | T T T: X; OBS BLQ BLQ: LFG |  |  |  | N |  |  | 10M | [23 empty] | N | N | N
58839 | Central Valley Ag Power LLC | 58978 | Central Valley Ag Power | CA | Stanislaus | CVAP | Other Waste Biomass | IC |  | S | X | X |  |  | 1.5 | 0.8 | 1.5 | 1.5 | 0.2 | N |  |  | OP | X | 3 | 2014 |  |  | N | IPP Non-CHP | 2 | T T T: X; OBS BLQ BLQ: OBG | [6 empty] | 1H | [23 empty] | N | N | N
62150 | 2016 ESA Project Company, LLC | 62704 | Equinix Douglas St. Fuel Cell | CA | Los Angeles | EQX09 | Other Natural Gas | FC |  | S | X | X |  |  | 1.5 | 0.99 | 1.5 | 1.5 | 1.5 | N |  |  | OP | X | 10 | 2017 |  |  | N | IPP Non-CHP | 2 | [11 empty] | N | N | 0 | 12H | [23 empty] | N | bar: T T T to OBS BLQ BLQ
62150 | 2016 ESA Project Company, LLC | 63715 | SCU000 El Camino Real Fuel Cell | CA | Santa Clara | SCU00 | Other Natural Gas | FC |  | S | X | X |  |  | 1.5 | 0.99 | 1.5 | 1.5 | 1.5 | N |  |  | OP | X | 12 | 2018 |  |  | N | IPP Non-CHP | 2 | [11 empty] | N | N |  | 12H | [23 empty] | N | bar: T T T to OBS BLQ BLQ
62150 | 2016 ESA Project Company, LLC | 63717 | TLR000 Hansen Fuel Cell | CA | Monterey | TLR0B | Other Natural Gas | FC |  | S | X | X |  |  | 1.5 | 0.99 | 1.5 | 1.5 | 1.5 | N |  |  | OP | X | 9 | 2019 |  |  | N | IPP Non-CHP | 2 | [11 empty] | N | N |  | 12H | [23 empty] | N | bar: T T T to OBS BLQ BLQ
17609 | Southern California Edison Co | 6704 | Pebbly Beach Generating Station Hybrid | CA | Los Angeles | 12 | Petroleum Liquids | IC |  | S | X | X |  |  | 1.6 | 0.8 | 1.6 | 1.6 | 1.3 | N |  |  | OP | X | 6 | 1976 |  |  | N | Electric Utility | 1 | T T T: X; OBS BLQ BLQ: DFO |  |  |  | N | N |  | 10M | [23 empty] | N | N | N
12869 | Monterey Regional Waste Mgmt | 10748 | Marina Landfill Gas | CA | Monterey | U1C06 | Landfill Gas | IC |  | S | X | X | CSTRVLLE_1_N |  | 1.6 | 0.8 | 1.6 | 1.6 | 0.8 | N |  |  | OP | X | 5 | 2006 |  |  | N | Commercial Non-CHP | 4 | T T T: X; OBS BLQ BLQ: LFG |  |  |  | N | N |  | 10M | [23 empty] | N | N | N
57227 | MM San Diego Energy-Miramar | 55094 | MM San Diego-Miramar | CA | San Diego | UNT1 | Landfill Gas | IC |  | S | X | X |  |  | 1.6 | 0.98 | 1.6 | 1.6 | 1.3 | N |  |  | OP | X | 7 | 1997 |  |  | Y | IPP CHP | 3 | T T T: T; OBS BLQ BLQ: LFG; OBS NG PUR: OBG |  |  |  | N | N |  | 1H | [23 empty] | Y | Y | N
57227 | MM San Diego Energy-Miramar | 55094 | MM San Diego-Miramar | CA | San Diego | UNT2 | Landfill Gas | IC |  | S | X | X |  |  | 1.6 | 0.98 | 1.6 | 1.6 | 1.3 | N |  |  | OP | X | 7 | 1997 |  |  | Y | IPP CHP | 3 | T T T: T; OBS BLQ BLQ: LFG; OBS NG PUR: OBG |  |  |  | N | N |  | 1H | [23 empty] | Y | Y | N
57227 | MM San Diego Energy-Miramar | 55094 | MM San Diego-Miramar | CA | San Diego | UNT3 | Landfill Gas | IC |  | S | X | X |  |  | 1.6 | 0.98 | 1.6 | 1.6 | 1.3 | N |  |  | OP | X | 7 | 1997 |  |  | Y | IPP CHP | 3 | T T T: T; OBS BLQ BLQ: LFG; OBS NG PUR: OBG |  |  |  | N | N |  | 1H | [23 empty] | Y | Y | N
57227 | MM San Diego Energy-Miramar | 55094 | MM San Diego-Miramar | CA | San Diego | UNT4 | Landfill Gas | IC |  | S | X | X |  |  | 1.6 | 0.98 | 1.6 | 1.6 | 1.3 | N |  |  | OP | X | 7 | 1997 |  |  | Y | IPP CHP | 3 | T T T: T; OBS BLQ BLQ: LFG; OBS NG PUR: OBG |  |  |  | N | N |  | 1H | [23 empty] | Y | Y | N
56440 | G2 Energy LLC | 57133 | G2 Energy Ostrom Road LLC | CA | Yuba | 361 | Landfill Gas | IC |  | S | X | X |  |  | 1.6 | 1 | 1.5 | 1.5 | 0.1 | N |  |  | OP | X | 8 | 2013 |  |  | N | IPP Non-CHP | 2 | T T T: X; OBS BLQ BLQ: LFG |  |  |  | N | N |  | 1H | [20 empty] | N |  |  | N | N | N
57197 | Santa Cruz Energy LLC | 57876 | Santa Cruz Energy | CA | Santa Cruz | UNT1 | Landfill Gas | IC |  | S | X | X |  |  | 1.6 | 0.98 | 1.5 | 1.5 | 1.3 | N |  |  | OP | X | 11 | 2009 |  |  | N | IPP Non-CHP | 2 | T T T: X; OBS BLQ BLQ: LFG |  |  |  | N |  |  | 1H | [23 empty] | N
56440 | G2 Energy LLC | 58320 | G2 Energy Hay Rd | CA | Solano | 362 | Landfill Gas | IC |  | S | X | X |  |  | 1.6 | 1 | 1.5 | 1.5 | 0.1 | N |  |  | OP | X | 6 | 2013 |  |  | N | IPP Non-CHP | 2 | T T T: X; OBS BLQ BLQ: LFG |  |  |  | N | N |  | 1H | [20 empty] | N |  |  | N | N | N
59713 | Potrero Hills Energy Producers, LLC | 59952 | Potrero Hills Energy Producers | CA | Solano | 1 | Landfill Gas | IC |  | S | X | X |  |  | 1.6 | 0.8 | 1.6 | 1.6 | 1.1 | N |  |  | OP | X | 4 | 2016 |  |  | N | IPP Non-CHP | 2 | T T T: X; OBS BLQ BLQ: LFG |  |  |  | N | N |  | 1H |  |  |  |  | N | [15 empty] | N |  |  | N | N | N
59713 | Potrero Hills Energy Producers, LLC | 59952 | Potrero Hills Energy Producers | CA | Solano | 2 | Landfill Gas | IC |  | S | X | X |  |  | 1.6 | 0.8 | 1.6 | 1.6 | 1.1 | N |  |  | OP | X | 4 | 2016 |  |  | N | IPP Non-CHP | 2 | T T T: X; OBS BLQ BLQ: LFG |  |  |  | N | N |  | 1H |  |  |  |  | N | [15 empty] | N |  |  | N | N | N
59713 | Potrero Hills Energy Producers, LLC | 59952 | Potrero Hills Energy Producers | CA | Solano | 3 | Landfill Gas | IC |  | S | X | X |  |  | 1.6 | 0.8 | 1.6 | 1.6 | 1.1 | N |  |  | OP | X | 4 | 2016 |  |  | N | IPP Non-CHP | 2 | T T T: X; OBS BLQ BLQ: LFG |  |  |  | N | N |  | 1H |  |  |  |  | N | [15 empty] | N |  |  | N | N | N
59713 | Potrero Hills Energy Producers, LLC | 59952 | Potrero Hills Energy Producers | CA | Solano | 4 | Landfill Gas | IC |  | S | X | X |  |  | 1.6 | 0.8 | 1.6 | 1.6 | 1.1 | N |  |  | OP | X | 4 | 2016 |  |  | N | IPP Non-CHP | 2 | T T T: X; OBS BLQ BLQ: LFG |  |  |  | N | N |  | 1H |  |  |  |  | N | [15 empty] | N |  |  | N | N | N
59713 | Potrero Hills Energy Producers, LLC | 59952 | Potrero Hills Energy Producers | CA | Solano | 5 | Landfill Gas | IC |  | S | X | X |  |  | 1.6 | 0.8 | 1.6 | 1.6 | 1.1 | N |  |  | OP | X | 4 | 2016 |  |  | N | IPP Non-CHP | 2 | T T T: X; OBS BLQ BLQ: LFG |  |  |  | N | N |  | 1H |  |  |  |  | N | [15 empty] | N |  |  | N | N | N
16764 | City of San Diego | 60571 | North City - Landfill Gas Engine North | CA | San Diego | NCEP | Landfill Gas | IC |  | S | X | X |  |  | 1.6 | 0.8 | 1.4 | 1.5 | 1.2 | N |  |  | OP | X | 11 | 2013 |  |  | N | Commercial Non-CHP | 4 | T T T: X; OBS BLQ BLQ: LFG |  |  |  | N | N |  | 10M | [23 empty] | N | N | N
62150 | 2016 ESA Project Company, LLC | 63716 | KSR053 Cantara Fuel Cell | CA | Los Angeles | KSR53 | Other Natural Gas | FC |  | S | X | X |  |  | 1.6 | 0.99 | 1.6 | 1.6 | 1.6 | N |  |  | OP | X | 5 | 2018 |  |  | N | IPP Non-CHP | 2 | [11 empty] | N | N |  | 12H | [23 empty] | N | bar: T T T to OBS BLQ BLQ
11161 | Loma Linda University | 10206 | Loma Linda University Cogen | CA | San Bernardino | GEN4 | Petroleum Liquids | IC |  | S | X | X |  |  | 1.7 | 0.8 | 1.7 | 1.7 | 0.9 | N |  |  | SB | N | 6 | 1986 |  |  | N | Commercial CHP | 5 | T T T: X; OBS BLQ BLQ: DFO |  |  |  | N | N |  | 10M | [23 empty] | N
9948 | Kyocrea International, Ind | 10720 | Kyocera America Project | CA | San Diego | 0287 | Natural Gas Internal Combustion Engine | IC |  | S | X | X |  |  | 1.7 | 0.95 | 1.7 | 1.7 | 0.8 | N |  |  | OP | X | 9 | 2012 |  |  | Y | Industrial CHP | 7 | [11 empty] | N | N |  | 1H | [20 empty] | N |  |  | N | N | N | bar: T T T to OBS BLQ BLQ
55934 | City of Stockton MUD | 56134 | Regional Wastewater Control Facility | CA | San Joaquin | 0501 | Petroleum Liquids | IC |  | S | X | X |  |  | 1.8 | 1 | 1 | 1 | 0.8 | N |  |  | SB | Y | 11 | 2000 |  |  | Y | Commercial CHP | 5 | T T T: T; OBS BLQ BLQ: DFO |  |  |  | N | N |  | 10M | [23 empty] | N
62150 | 2016 ESA Project Company, LLC | 62703 | Equinix Lundy Ave. Fuel Cell | CA | Santa Clara | EQ13A | Other Natural Gas | FC |  | S | X | X |  |  | 1.8 | 0.99 | 1.8 | 1.8 | 1.8 | N |  |  | OP | X | 9 | 2017 |  |  | N | IPP Non-CHP | 2 | [11 empty] | N | N | 0 | 12H | [23 empty] | N | bar: T T T to OBS BLQ BLQ
62150 | 2016 ESA Project Company, LLC | 63705 | EQX011 Duane Fuel Cell | CA | Santa Clara | EQ11C | Other Natural Gas | FC |  | S | X | X |  |  | 1.8 | 0.99 | 1.8 | 1.8 | 1.8 | N |  |  | OP | X | 9 | 2018 |  |  | N | IPP Non-CHP | 2 | [14 empty] | 12H | [23 empty] | N | bar: T T T to OBS BLQ BLQ
56101 | AMERESCO Ox Mountain Energy LLC | 56895 | Ameresco Ox Mountain | CA | San Mateo | 1 | Landfill Gas | IC |  | S | X | X |  |  | 1.9 | 1 | 1.8 | 1.8 | 0.9 | N |  |  | OP | X | 12 | 2008 |  |  | N | IPP Non-CHP | 2 | T T T: X; OBS BLQ BLQ: LFG |  |  |  | N | N |  | 10M | [23 empty] | N | N | N
56101 | AMERESCO Ox Mountain Energy LLC | 56895 | Ameresco Ox Mountain | CA | San Mateo | 2 | Landfill Gas | IC |  | S | X | X |  |  | 1.9 | 1 | 1.8 | 1.8 | 0.9 | N |  |  | OP | X | 12 | 2008 |  |  | N | IPP Non-CHP | 2 | T T T: X; OBS BLQ BLQ: LFG |  |  |  | N | N |  | 10M | [23 empty] | N | N | N
56101 | AMERESCO Ox Mountain Energy LLC | 56895 | Ameresco Ox Mountain | CA | San Mateo | 3 | Landfill Gas | IC |  | S | X | X |  |  | 1.9 | 1 | 1.8 | 1.8 | 0.9 | N |  |  | OP | X | 12 | 2008 |  |  | N | IPP Non-CHP | 2 | T T T: X; OBS BLQ BLQ: LFG |  |  |  | N | N |  | 10M | [23 empty] | N | N | N
56101 | AMERESCO Ox Mountain Energy LLC | 56895 | Ameresco Ox Mountain | CA | San Mateo | 4 | Landfill Gas | IC |  | S | X | X |  |  | 1.9 | 1 | 1.8 | 1.8 | 0.9 | N |  |  | OP | X | 12 | 2008 |  |  | N | IPP Non-CHP | 2 | T T T: X; OBS BLQ BLQ: LFG |  |  |  | N | N |  | 10M | [23 empty] | N | N | N
56101 | AMERESCO Ox Mountain Energy LLC | 56895 | Ameresco Ox Mountain | CA | San Mateo | 5 | Landfill Gas | IC |  | S | X | X |  |  | 1.9 | 1 | 1.8 | 1.8 | 0.9 | N |  |  | OP | X | 12 | 2008 |  |  | N | IPP Non-CHP | 2 | T T T: X; OBS BLQ BLQ: LFG |  |  |  | N | N |  | 10M | [23 empty] | N | N | N
56101 | AMERESCO Ox Mountain Energy LLC | 56895 | Ameresco Ox Mountain | CA | San Mateo | 6 | Landfill Gas | IC |  | S | X | X |  |  | 1.9 | 1 | 1.8 | 1.8 | 0.9 | N |  |  | OP | X | 12 | 2008 |  |  | N | IPP Non-CHP | 2 | T T T: X; OBS BLQ BLQ: LFG |  |  |  | N | N |  | 10M | [23 empty] | N | N | N
56103 | AMERESCO Keller Canyon LLC | 56897 | Ameresco Keller Canyon | CA | Contra Costa | 1 | Landfill Gas | IC |  | S | X | X |  |  | 1.9 | 1 | 1.8 | 1.8 | 0.9 | N |  |  | OP | X | 7 | 2009 |  |  | N | IPP Non-CHP | 2 | T T T: X; OBS BLQ BLQ: LFG |  |  |  | N | N |  | 10M | [23 empty] | N | N | N
56103 | AMERESCO Keller Canyon LLC | 56897 | Ameresco Keller Canyon | CA | Contra Costa | 2 | Landfill Gas | IC |  | S | X | X |  |  | 1.9 | 1 | 1.8 | 1.8 | 0.9 | N |  |  | OP | X | 7 | 2009 |  |  | N | IPP Non-CHP | 2 | T T T: X; OBS BLQ BLQ: LFG |  |  |  | N | N |  | 10M | [23 empty] | N | N | N
56440 | G2 Energy LLC | 57133 | G2 Energy Ostrom Road LLC | CA | Yuba | 359 | Landfill Gas | IC |  | S | X | X |  |  | 1.9 | 1 | 1.8 | 1.8 | 0.1 | N |  |  | OP | X | 2 | 2009 |  |  | N | IPP Non-CHP | 2 | T T T: X; OBS BLQ BLQ: LFG |  |  |  | N | N |  | 1H | [20 empty] | N |  |  | N | N | N
3476 | DTE San Diego COGEN Inc. | 10175 | Childrens Hospital | CA | San Diego | 0799 | Petroleum Liquids | IC |  | S | X | X |  |  | 2 | 0.8 | 2 | 2 | 0.2 | N |  |  | SB | N | 4 | 2000 |  |  | N | Commercial CHP | 5 | T T T: X; OBS BLQ BLQ: DFO |  |  |  | N | N |  | 10M | [23 empty] | N
58544 | Sierra Nevada Brewing Co | 58585 | Sierra Nevada Brewing Co Hybrid | CA | Butte | COGN | Natural Gas Fired Combustion Turbine | GT |  | S | X | X |  |  | 2 | 1 | 1.7 | 1.8 | 0.1 | N |  |  | OP | X | 5 | 2016 |  |  | Y | Industrial CHP | 7 | [11 empty] | N | N |  | 10M | [23 empty] | N | N | bar: T T T to OBS BLQ BLQ
54842 | WM Renewable Energy LLC | 59299 | Waste Mangement Redwood LFGTE | CA | Marin | RED1 | Landfill Gas | IC |  | S | X | X |  |  | 2 | 0.8 | 2 | 2 | 0.8 | N |  |  | OP | X | 5 | 2017 |  |  | N | IPP Non-CHP | 2 | T T T: X; OBS BLQ BLQ: LFG |  |  |  | N | N |  | 1H | [23 empty] | N | N | N
54842 | WM Renewable Energy LLC | 59299 | Waste Mangement Redwood LFGTE | CA | Marin | RED2 | Landfill Gas | IC |  | S | X | X |  |  | 2 | 0.8 | 2 | 2 | 0.8 | N |  |  | OP | X | 5 | 2017 |  |  | N | IPP Non-CHP | 2 | T T T: X; OBS BLQ BLQ: LFG |  |  |  | N | N |  | 1H | [23 empty] | N | N | N
61078 | CoreSite Real Estate 2972 Stender, L.P. | 61464 | CoreSite Real Estate 2972 Stender, L.P. | CA | Santa Clara | G-1 | Petroleum Liquids | IC |  | S | X | X |  |  | 2 | 1 | 2 | 2 | 0.5 | N |  |  | SB | N | 6 | 2011 |  |  | N | IPP Non-CHP | 2 | T T T: X; OBS BLQ BLQ: DFO |  |  |  | N | N |  | 10M | [23 empty] | N
61078 | CoreSite Real Estate 2972 Stender, L.P. | 61464 | CoreSite Real Estate 2972 Stender, L.P. | CA | Santa Clara | G-2 | Petroleum Liquids | IC |  | S | X | X |  |  | 2 | 1 | 2 | 2 | 0.5 | N |  |  | SB | N | 6 | 2011 |  |  | N | IPP Non-CHP | 2 | T T T: X; OBS BLQ BLQ: DFO |  |  |  | N | N |  | 10M | [23 empty] | N
61078 | CoreSite Real Estate 2972 Stender, L.P. | 61464 | CoreSite Real Estate 2972 Stender, L.P. | CA | Santa Clara | G-3 | Petroleum Liquids | IC |  | S | X | X |  |  | 2 | 1 | 2 | 2 | 0.5 | N |  |  | SB | N | 6 | 2011 |  |  | N | IPP Non-CHP | 2 | T T T: X; OBS BLQ BLQ: DFO |  |  |  | N | N |  | 10M | [23 empty] | N
61078 | CoreSite Real Estate 2972 Stender, L.P. | 61464 | CoreSite Real Estate 2972 Stender, L.P. | CA | Santa Clara | G-4 | Petroleum Liquids | IC |  | S | X | X |  |  | 2 | 1 | 2 | 2 | 0.5 | N |  |  | SB | N | 6 | 2011 |  |  | N | IPP Non-CHP | 2 | T T T: X; OBS BLQ BLQ: DFO |  |  |  | N | N |  | 10M | [23 empty] | N
61078 | CoreSite Real Estate 2972 Stender, L.P. | 61464 | CoreSite Real Estate 2972 Stender, L.P. | CA | Santa Clara | G-5 | Petroleum Liquids | IC |  | S | X | X |  |  | 2 | 1 | 2 | 2 | 0.5 | N |  |  | SB | N | 6 | 2011 |  |  | N | IPP Non-CHP | 2 | T T T: X; OBS BLQ BLQ: DFO |  |  |  | N | N |  | 10M | [23 empty] | N
61078 | CoreSite Real Estate 2972 Stender, L.P. | 61464 | CoreSite Real Estate 2972 Stender, L.P. | CA | Santa Clara | G-6 | Petroleum Liquids | IC |  | S | X | X |  |  | 2 | 1 | 2 | 2 | 0.5 | N |  |  | SB | N | 6 | 2011 |  |  | N | IPP Non-CHP | 2 | T T T: X; OBS BLQ BLQ: DFO |  |  |  | N | N |  | 10M | [23 empty] | N
61088 | CoreSite Real Estate 55 S. Market Street, LLC | 61474 | CoreSite Real Estate 55 S. Market Street | CA | Santa Clara | G-1 | Petroleum Liquids | IC |  | S | X | X |  |  | 2 | 1 | 2 | 2 | 0.5 | N |  |  | SB | N | 10 | 2007 |  |  | N | Commercial Non-CHP | 4 | T T T: X; OBS BLQ BLQ: DFO |  |  |  | N | N |  | 10M | [23 empty] | N
61088 | CoreSite Real Estate 55 S. Market Street, LLC | 61474 | CoreSite Real Estate 55 S. Market Street | CA | Santa Clara | G-2 | Petroleum Liquids | IC |  | S | X | X |  |  | 2 | 1 | 2 | 2 | 0.5 | N |  |  | SB | N | 10 | 2007 |  |  | N | Commercial Non-CHP | 4 | T T T: X; OBS BLQ BLQ: DFO |  |  |  | N | N |  | 10M | [23 empty] | N
61088 | CoreSite Real Estate 55 S. Market Street, LLC | 61474 | CoreSite Real Estate 55 S. Market Street | CA | Santa Clara | G-3 | Petroleum Liquids | IC |  | S | X | X |  |  | 2 | 1 | 2 | 2 | 0.5 | N |  |  | SB | N | 10 | 2007 |  |  | N | Commercial Non-CHP | 4 | T T T: X; OBS BLQ BLQ: DFO |  |  |  | N | N |  | 10M | [23 empty] | N
61088 | CoreSite Real Estate 55 S. Market Street, LLC | 61474 | CoreSite Real Estate 55 S. Market Street | CA | Santa Clara | G-4 | Petroleum Liquids | IC |  | S | X | X |  |  | 2 | 1 | 2 | 2 | 0.5 | N |  |  | SB | N | 10 | 2007 |  |  | N | Commercial Non-CHP | 4 | T T T: X; OBS BLQ BLQ: DFO |  |  |  | N | N |  | 10M | [23 empty] | N
61086 | CoreSite Real Estate 2901 Coronado, L.P. | 61476 | CoreSite Real Estate 2901 Coronado, L.P. | CA | Santa Clara | G-1 | Petroleum Liquids | IC |  | S | X | X |  |  | 2 | 1 | 2 | 2 | 0.5 | N |  |  | SB | N | 5 | 2010 |  |  | N | Commercial Non-CHP | 4 | T T T: X; OBS BLQ BLQ: DFO |  |  |  | N | N |  | 10M | [23 empty] | N
61086 | CoreSite Real Estate 2901 Coronado, L.P. | 61476 | CoreSite Real Estate 2901 Coronado, L.P. | CA | Santa Clara | G-2 | Petroleum Liquids | IC |  | S | X | X |  |  | 2 | 1 | 2 | 2 | 0.5 | N |  |  | SB | N | 5 | 2010 |  |  | N | Commercial Non-CHP | 4 | T T T: X; OBS BLQ BLQ: DFO |  |  |  | N | N |  | 10M | [23 empty] | N | N
61086 | CoreSite Real Estate 2901 Coronado, L.P. | 61476 | CoreSite Real Estate 2901 Coronado, L.P. | CA | Santa Clara | G-3 | Petroleum Liquids | IC |  | S | X | X |  |  | 2 | 1 | 2 | 2 | 0.5 | N |  |  | SB | N | 5 | 2010 |  |  | N | Commercial Non-CHP | 4 | T T T: X; OBS BLQ BLQ: DFO |  |  |  | N | N |  | 10M | [23 empty] | N | N
61086 | CoreSite Real Estate 2901 Coronado, L.P. | 61476 | CoreSite Real Estate 2901 Coronado, L.P. | CA | Santa Clara | G-4 | Petroleum Liquids | IC |  | S | X | X |  |  | 2 | 1 | 2 | 2 | 0.5 | N |  |  | SB | N | 5 | 2010 |  |  | N | Commercial Non-CHP | 4 | T T T: X; OBS BLQ BLQ: DFO |  |  |  | N | N |  | 10M | [23 empty] | N | N
61086 | CoreSite Real Estate 2901 Coronado, L.P. | 61476 | CoreSite Real Estate 2901 Coronado, L.P. | CA | Santa Clara | G-5 | Petroleum Liquids | IC |  | S | X | X |  |  | 2 | 1 | 2 | 2 | 0.5 | N |  |  | SB | N | 5 | 2010 |  |  | N | Commercial Non-CHP | 4 | T T T: X; OBS BLQ BLQ: DFO |  |  |  | N | N |  | 10M | [23 empty] | N | N
57128 | Bloom Energy | 62459 | Micro Santa Clara | CA | Santa Clara | SMC01 | Other Natural Gas | FC |  | W | X | X |  |  | 2 |  | 2 | 2 | 0.1 | N |  |  | OP | X | 7 | 2018 |  |  | N | IPP Non-CHP | 2 | [14 empty] | OVER | bar: T T T to OBS BLQ BLQ
62150 | 2016 ESA Project Company, LLC | 62671 | Equinix Caspian Dr. Fuel Cell | CA | Santa Clara | EQX1A | Other Natural Gas | FC |  | S | X | X |  |  | 2 | 0.99 | 2 | 2 | 2 | N |  |  | OP | X | 12 | 2017 |  |  | N | IPP Non-CHP | 2 | [11 empty] | N | N | 0 | 12H | [23 empty] | N | bar: T T T to OBS BLQ BLQ
62150 | 2016 ESA Project Company, LLC | 62703 | Equinix Lundy Ave. Fuel Cell | CA | Santa Clara | EQ13B | Other Natural Gas | FC |  | S | X | X |  |  | 2 | 0.99 | 2 | 2 | 2 | N |  |  | OP | X | 9 | 2017 |  |  | N | IPP Non-CHP | 2 | [11 empty] | N | N | 0 | 12H | [23 empty] | N | bar: T T T to OBS BLQ BLQ
62150 | 2016 ESA Project Company, LLC | 62705 | Equinix Maple Ave. Fuel Cell | CA | Los Angeles | EQX08 | Other Natural Gas | FC |  | S | X | X |  |  | 2 | 0.99 | 2 | 2 | 2 | N |  |  | OP | X | 9 | 2017 |  |  | N | IPP Non-CHP | 2 | [11 empty] | N | N | 0 | 12H | [23 empty] | N | bar: T T T to OBS BLQ BLQ
57128 | Bloom Energy | 63605 | ATT North Watney | CA | Solano | ATT35 | Other Natural Gas | FC |  | W | X | X |  |  | 2 |  | 2 | 2 | 0.1 | N |  |  | OP | X | 12 | 2019 |  |  | N | Commercial Non-CHP | 4 | [11 empty] | N | N |  | 12H | bar: T T T to OBS BLQ BLQ
62150 | 2016 ESA Project Company, LLC | 63705 | EQX011 Duane Fuel Cell | CA | Santa Clara | EQ11A | Other Natural Gas | FC |  | S | X | X |  |  | 2 | 0.99 | 2 | 2 | 2 | N |  |  | OP | X | 11 | 2018 |  |  | N | IPP Non-CHP | 2 | [14 empty] | 12H | [23 empty] | N | bar: T T T to OBS BLQ BLQ
62150 | 2016 ESA Project Company, LLC | 63708 | EQX015 Great Oaks Fuel Cell | CA | Santa Clara | EQ15A | Other Natural Gas | FC |  | S | X | X |  |  | 2 | 0.99 | 2 | 2 | 2 | N |  |  | OP | X | 1 | 2018 |  |  | N | IPP Non-CHP | 2 | [11 empty] | N | N |  | 12H | [23 empty] | N | bar: T T T to OBS BLQ BLQ
62150 | 2016 ESA Project Company, LLC | 63708 | EQX015 Great Oaks Fuel Cell | CA | Santa Clara | EQ15B | Other Natural Gas | FC |  | S | X | X |  |  | 2 | 0.99 | 2 | 2 | 2 | N |  |  | OP | X | 1 | 2018 |  |  | N | IPP Non-CHP | 2 | [11 empty] | N | N |  | 12H | [23 empty] | N | bar: T T T to OBS BLQ BLQ
62150 | 2016 ESA Project Company, LLC | 63712 | KSR028 Merced Fuel Cell | CA | Alameda | KSR28 | Other Natural Gas | FC |  | S | X | X |  |  | 2 | 0.99 | 2 | 2 | 2 | N |  |  | OP | X | 4 | 2018 |  |  | N | IPP Non-CHP | 2 | [11 empty] | N | N |  | 12H | [23 empty] | N | bar: T T T to OBS BLQ BLQ
9948 | Kyocrea International, Ind | 10720 | Kyocera America Project | CA | San Diego | 0333 | Natural Gas Internal Combustion Engine | IC |  | S | X | X |  |  | 2.1 | 0.95 | 2.1 | 2.1 | 1 | N |  |  | OP | X | 9 | 2012 |  |  | Y | Industrial CHP | 7 | [11 empty] | N | N | 0 | 1H | [20 empty] | N |  |  | N | N | N | bar: T T T to OBS BLQ BLQ
56917 | Broadridge Customer Communications | 57580 | Broadridge Cogen | CA | El Dorado | CG1 | Natural Gas Internal Combustion Engine | IC |  | W | X | X |  |  | 2.1 | 0.8 | 2.1 | 2.1 | 0.5 | N |  |  | OP | X | 5 | 2008 |  |  | Y | IPP CHP | 3 | [11 empty] | N | N |  | 1H | [23 empty] | N | N | N | bar: T T T to OBS BLQ BLQ
56917 | Broadridge Customer Communications | 57580 | Broadridge Cogen | CA | El Dorado | CG2 | Natural Gas Internal Combustion Engine | IC |  | W | X | X |  |  | 2.1 | 0.8 | 2.1 | 2.1 | 0.5 | N |  |  | OP | X | 5 | 2008 |  |  | Y | IPP CHP | 3 | [11 empty] | N | N |  | 1H | [23 empty] | N | N | N | bar: T T T to OBS BLQ BLQ
16612 | City & County of San Francisco | 57971 | SF Southeast Cogen Plant | CA | San Francisco | COGEN | Other Waste Biomass | IC |  | S | X | X | DLAP_PGAE-APND | DLAP_PGAE | 2.1 | 0.8 | 1.9 | 1.9 | 0.5 | N |  |  | OP | X | 6 | 2002 |  |  | N | Commercial Non-CHP | 4 | T T T: X; OBS BLQ BLQ: OBG |  |  |  | N | N |  | 1H | [23 empty] | N
62150 | 2016 ESA Project Company, LLC | 62702 | Equinix Great Oaks Blvd. Fuel Cell | CA | Santa Clara | EQ14B | Other Natural Gas | FC |  | S | X | X |  |  | 2.1 | 0.99 | 2.1 | 2.1 | 2.1 | N |  |  | OP | X | 12 | 2017 |  |  | N | IPP Non-CHP | 2 | [11 empty] | N | N | 0 | 12H | [23 empty] | N | bar: T T T to OBS BLQ BLQ
5571 | East Bay Municipal Util Dist | 56036 | WWTP Power Generation Station | CA | Alameda | GEN1 | Other Waste Biomass | IC |  | S | X | X | OAK C_1_EBMUD |  | 2.2 | 0.8 | 2 | 2 | 1.5 | N |  |  | OP | X | 8 | 1985 |  |  | Y | Commercial CHP | 5 | T T T: T; OBS BLQ BLQ: OBG; OBS NG PUR: DFO |  |  |  | N | N |  | 12H | [23 empty] | Y | Y | N
5571 | East Bay Municipal Util Dist | 56036 | WWTP Power Generation Station | CA | Alameda | GEN2 | Other Waste Biomass | IC |  | S | X | X | OAK C_1_EBMUD |  | 2.2 | 0.8 | 2 | 2 | 1.5 | N |  |  | OP | X | 8 | 1985 |  |  | Y | Commercial CHP | 5 | T T T: T; OBS BLQ BLQ: OBG; OBS NG PUR: DFO |  |  |  | N | N |  | 12H | [23 empty] | Y | Y | N
5571 | East Bay Municipal Util Dist | 56036 | WWTP Power Generation Station | CA | Alameda | GEN3 | Other Waste Biomass | IC |  | S | X | X | OAK C_1_EBMUD |  | 2.2 | 0.8 | 2 | 2 | 1.5 | N |  |  | OP | X | 8 | 1985 |  |  | Y | Commercial CHP | 5 | T T T: T; OBS BLQ BLQ: OBG; OBS NG PUR: DFO |  |  |  | N | N |  | 12H | [23 empty] | Y | Y | N
58431 | Ameresco Vasco Road, LLC | 58435 | Ameresco Vasco Road | CA | Alameda | ENG1 | Landfill Gas | IC |  | S | X | X |  |  | 2.2 | 1 | 2.1 | 2.1 | 0.5 | N |  |  | OP | X | 2 | 2014 |  |  | N | IPP Non-CHP | 2 | T T T: X; OBS BLQ BLQ: LFG |  |  |  | N | N |  | 10M | [23 empty] | N | N | N
58431 | Ameresco Vasco Road, LLC | 58435 | Ameresco Vasco Road | CA | Alameda | ENG2 | Landfill Gas | IC |  | S | X | X |  |  | 2.2 | 1 | 2.1 | 2.1 | 0.5 | N |  |  | OP | X | 2 | 2014 |  |  | N | IPP Non-CHP | 2 | T T T: X; OBS BLQ BLQ: LFG |  |  |  | N | N |  | 10M | [23 empty] | N | N | N
58432 | Ameresco San Joaquin, LLC | 58436 | Ameresco San Joaquin | CA | San Joaquin | ENG1 | Landfill Gas | IC |  | S | X | X |  |  | 2.2 | 1 | 2.1 | 2.1 | 0.5 | N |  |  | OP | X | 4 | 2014 |  |  | N | IPP Non-CHP | 2 | T T T: X; OBS BLQ BLQ: LFG |  |  |  | N | N |  | 10M | [23 empty] | N | N | N
58432 | Ameresco San Joaquin, LLC | 58436 | Ameresco San Joaquin | CA | San Joaquin | ENG2 | Landfill Gas | IC |  | S | X | X |  |  | 2.2 | 1 | 2.1 | 2.1 | 0.5 | N |  |  | OP | X | 4 | 2014 |  |  | N | IPP Non-CHP | 2 | T T T: X; OBS BLQ BLQ: LFG |  |  |  | N | N |  | 10M | [23 empty] | N | N | N
58433 | Ameresco Forward, LLC | 58437 | Ameresco Forward | CA | San Joaquin | ENG1 | Landfill Gas | IC |  | S | X | X |  |  | 2.2 | 1 | 2.1 | 2.1 | 0.5 | N |  |  | OP | X | 2 | 2014 |  |  | N | IPP Non-CHP | 2 | T T T: X; OBS BLQ BLQ: LFG |  |  |  | N | N |  | 10M | [23 empty] | N | N | N
58433 | Ameresco Forward, LLC | 58437 | Ameresco Forward | CA | San Joaquin | ENG2 | Landfill Gas | IC |  | S | X | X |  |  | 2.2 | 1 | 2.1 | 2.1 | 0.5 | N |  |  | OP | X | 2 | 2014 |  |  | N | IPP Non-CHP | 2 | T T T: X; OBS BLQ BLQ: LFG |  |  |  | N | N |  | 10M | [23 empty] | N | N | N
58893 | Xeres Ventures LLC | 59074 | SC 1 Data Center, Phase 2 | CA | Santa Clara | EG1A | Petroleum Liquids | IC |  | S | X | X |  |  | 2.2 | 0.97 | 2.2 | 2.2 | 0 | N |  |  | SB | N | 9 | 2011 |  |  | N | Commercial Non-CHP | 4 | T T T: X; OBS BLQ BLQ: DFO |  |  |  | N | N |  | 10M | [23 empty] | N | N | N
58893 | Xeres Ventures LLC | 59074 | SC 1 Data Center, Phase 2 | CA | Santa Clara | EG1B | Petroleum Liquids | IC |  | S | X | X |  |  | 2.2 | 0.97 | 2.2 | 2.2 | 0 | N |  |  | SB | N | 9 | 2011 |  |  | N | Commercial Non-CHP | 4 | T T T: X; OBS BLQ BLQ: DFO |  |  |  | N | N |  | 10M | [23 empty] | N | N | N
58893 | Xeres Ventures LLC | 59074 | SC 1 Data Center, Phase 2 | CA | Santa Clara | EG2A | Petroleum Liquids | IC |  | S | X | X |  |  | 2.2 | 0.97 | 2.2 | 2.2 | 0 | N |  |  | SB | N | 9 | 2011 |  |  | N | Commercial Non-CHP | 4 | T T T: X; OBS BLQ BLQ: DFO |  |  |  | N | N |  | 10M | [23 empty] | N | N | N
58893 | Xeres Ventures LLC | 59074 | SC 1 Data Center, Phase 2 | CA | Santa Clara | EG2B | Petroleum Liquids | IC |  | S | X | X |  |  | 2.2 | 0.97 | 2.2 | 2.2 | 0 | N |  |  | SB | N | 9 | 2011 |  |  | N | Commercial Non-CHP | 4 | T T T: X; OBS BLQ BLQ: DFO |  |  |  | N | N |  | 10M | [23 empty] | N | N | N
58893 | Xeres Ventures LLC | 59074 | SC 1 Data Center, Phase 2 | CA | Santa Clara | EG3A | Petroleum Liquids | IC |  | S | X | X |  |  | 2.2 | 0.97 | 2.2 | 2.2 | 0 | N |  |  | SB | N | 9 | 2011 |  |  | N | Commercial Non-CHP | 4 | T T T: X; OBS BLQ BLQ: DFO |  |  |  | N | N |  | 10M | [23 empty] | N | N | N
58893 | Xeres Ventures LLC | 59074 | SC 1 Data Center, Phase 2 | CA | Santa Clara | EG3B | Petroleum Liquids | IC |  | S | X | X |  |  | 2.2 | 0.97 | 2.2 | 2.2 | 0 | N |  |  | SB | N | 9 | 2011 |  |  | N | Commercial Non-CHP | 4 | T T T: X; OBS BLQ BLQ: DFO |  |  |  | N | N |  | 10M | [23 empty] | N | N | N
58893 | Xeres Ventures LLC | 59074 | SC 1 Data Center, Phase 2 | CA | Santa Clara | EG4A | Petroleum Liquids | IC |  | S | X | X |  |  | 2.2 | 0.97 | 2.2 | 2.2 | 0 | N |  |  | SB | N | 9 | 2011 |  |  | N | Commercial Non-CHP | 4 | T T T: X; OBS BLQ BLQ: DFO |  |  |  | N | N |  | 10M | [23 empty] | N | N | N
58893 | Xeres Ventures LLC | 59074 | SC 1 Data Center, Phase 2 | CA | Santa Clara | EG4B | Petroleum Liquids | IC |  | S | X | X |  |  | 2.2 | 0.97 | 2.2 | 2.2 | 0 | N |  |  | SB | N | 9 | 2011 |  |  | N | Commercial Non-CHP | 4 | T T T: X; OBS BLQ BLQ: DFO |  |  |  | N | N |  | 10M | [23 empty] | N | N | N
58893 | Xeres Ventures LLC | 59074 | SC 1 Data Center, Phase 2 | CA | Santa Clara | EG5A | Petroleum Liquids | IC |  | S | X | X |  |  | 2.2 | 0.97 | 2.2 | 2.2 | 0 | N |  |  | SB | N | 9 | 2011 |  |  | N | Commercial Non-CHP | 4 | T T T: X; OBS BLQ BLQ: DFO |  |  |  | N | N |  | 10M | [23 empty] | N | N | N
58893 | Xeres Ventures LLC | 59074 | SC 1 Data Center, Phase 2 | CA | Santa Clara | EG5B | Petroleum Liquids | IC |  | S | X | X |  |  | 2.2 | 0.97 | 2.2 | 2.2 | 0 | N |  |  | SB | N | 9 | 2011 |  |  | N | Commercial Non-CHP | 4 | T T T: X; OBS BLQ BLQ: DFO |  |  |  | N | N |  | 10M | [23 empty] | N | N | N
58893 | Xeres Ventures LLC | 59074 | SC 1 Data Center, Phase 2 | CA | Santa Clara | EG6A | Petroleum Liquids | IC |  | S | X | X |  |  | 2.2 | 0.97 | 2.2 | 2.2 | 0 | N |  |  | SB | N | 9 | 2011 |  |  | N | Commercial Non-CHP | 4 | T T T: X; OBS BLQ BLQ: DFO |  |  |  | N | N |  | 10M | [23 empty] | N | N | N
58893 | Xeres Ventures LLC | 59074 | SC 1 Data Center, Phase 2 | CA | Santa Clara | EG6B | Petroleum Liquids | IC |  | S | X | X |  |  | 2.2 | 0.97 | 2.2 | 2.2 | 0 | N |  |  | SB | N | 9 | 2011 |  |  | N | Commercial Non-CHP | 4 | T T T: X; OBS BLQ BLQ: DFO |  |  |  | N | N |  | 10M | [23 empty] | N | N | N
58893 | Xeres Ventures LLC | 59074 | SC 1 Data Center, Phase 2 | CA | Santa Clara | EG7A | Petroleum Liquids | IC |  | S | X | X |  |  | 2.2 | 0.97 | 2.2 | 2.2 | 0 | N |  |  | SB | N | 9 | 2011 |  |  | N | Commercial Non-CHP | 4 | T T T: X; OBS BLQ BLQ: DFO |  |  |  | N | N |  | 10M | [23 empty] | N | N | N
58893 | Xeres Ventures LLC | 59074 | SC 1 Data Center, Phase 2 | CA | Santa Clara | EG7B | Petroleum Liquids | IC |  | S | X | X |  |  | 2.2 | 0.97 | 2.2 | 2.2 | 0 | N |  |  | SB | N | 9 | 2011 |  |  | N | Commercial Non-CHP | 4 | T T T: X; OBS BLQ BLQ: DFO |  |  |  | N | N |  | 10M | [23 empty] | N | N | N
58893 | Xeres Ventures LLC | 59074 | SC 1 Data Center, Phase 2 | CA | Santa Clara | EG8B | Petroleum Liquids | IC |  | S | X | X |  |  | 2.2 | 0.97 | 2.2 | 2.2 | 0 | N |  |  | SB | N | 9 | 2011 |  |  | N | Commercial Non-CHP | 4 | T T T: X; OBS BLQ BLQ: DFO |  |  |  | N | N |  | 10M | [23 empty] | N | N | N
58893 | Xeres Ventures LLC | 59074 | SC 1 Data Center, Phase 2 | CA | Santa Clara | GEN8A | Petroleum Liquids | IC |  | S | X | X |  |  | 2.2 | 0.97 | 2.2 | 2.2 | 0 | N |  |  | SB | N | 4 | 2020 |  |  | N | Commercial Non-CHP | 4 | T T T: X; OBS BLQ BLQ: DFO | [6 empty] | 10M | [23 empty] | N
62150 | 2016 ESA Project Company, LLC | 62698 | Kaiser East La Palma Ave. Fuel Cell | CA | Orange | KR059 | Other Natural Gas | FC |  | S | X | X |  |  | 2.2 | 0.99 | 2.2 | 2.2 | 1.5 | N |  |  | OP | X | 9 | 2017 |  |  | N | IPP Non-CHP | 2 | [11 empty] | N | N | 0 | 12H | [23 empty] | N | bar: T T T to OBS BLQ BLQ
16764 | City of San Diego | 50492 | Gas Utilization Facility | CA | San Diego | 1 | Other Waste Biomass | IC |  | S | X | X |  |  | 2.3 | 0.8 | 2.3 | 2.3 | 1 | N |  |  | OP | X | 6 | 1985 |  |  | Y | Commercial CHP | 5 | T T T: T; OBS BLQ BLQ: OBG; OBS NG PUR: NG |  |  |  | N | N |  | 10M | [23 empty] | N | N | N
16764 | City of San Diego | 50492 | Gas Utilization Facility | CA | San Diego | 2 | Other Waste Biomass | IC |  | S | X | X |  |  | 2.3 | 0.8 | 2.3 | 2.3 | 1 | N |  |  | OP | X | 6 | 1985 |  |  | Y | Commercial CHP | 5 | T T T: T; OBS BLQ BLQ: OBG; OBS NG PUR: NG |  |  |  | N | N |  | 10M | [23 empty] | N | N | N
57079 | Ameresco Butte County LLC | 57771 | Ameresco Butte County | CA | Butte | 1 | Landfill Gas | IC |  | S | X | X |  |  | 2.3 | 1 | 2 | 2 | 0.5 | N |  |  | OP | X | 2 | 2013 |  |  | N | IPP Non-CHP | 2 | T T T: X; OBS BLQ BLQ: LFG |  |  |  |  | N |  | 10M | [23 empty] | N | N | N
58893 | Xeres Ventures LLC | 59074 | SC 1 Data Center, Phase 2 | CA | Santa Clara | 17A | Petroleum Liquids | IC |  | S | X | X |  |  | 2.3 | 0.97 | 2.3 | 2.3 | 0 | N |  |  | SB | N | 11 | 2017 |  |  | N | Commercial Non-CHP | 4 | T T T: X; OBS BLQ BLQ: DFO |  |  |  | N | N |  | 10M | [23 empty] | N
58893 | Xeres Ventures LLC | 59074 | SC 1 Data Center, Phase 2 | CA | Santa Clara | 17B | Petroleum Liquids | IC |  | S | X | X |  |  | 2.3 | 0.97 | 2.3 | 2.3 | 0 | N |  |  | SB | N | 11 | 2017 |  |  | N | Commercial Non-CHP | 4 | T T T: X; OBS BLQ BLQ: DFO |  |  |  | N | N |  | 10M | [23 empty] | N
58893 | Xeres Ventures LLC | 59074 | SC 1 Data Center, Phase 2 | CA | Santa Clara | 18A | Petroleum Liquids | IC |  | S | X | X |  |  | 2.3 | 0.97 | 2.3 | 2.3 | 0 | N |  |  | SB | N | 11 | 2017 |  |  | N | Commercial Non-CHP | 4 | T T T: X; OBS BLQ BLQ: DFO |  |  |  | N | N |  | 10M | [23 empty] | N
58893 | Xeres Ventures LLC | 59074 | SC 1 Data Center, Phase 2 | CA | Santa Clara | 18B | Petroleum Liquids | IC |  | S | X | X |  |  | 2.3 | 0.97 | 2.3 | 2.3 | 0 | N |  |  | SB | N | 11 | 2017 |  |  | N | Commercial Non-CHP | 4 | T T T: X; OBS BLQ BLQ: DFO |  |  |  | N | N |  | 10M | [23 empty] | N
58893 | Xeres Ventures LLC | 59074 | SC 1 Data Center, Phase 2 | CA | Santa Clara | 19A | Petroleum Liquids | IC |  | S | X | X |  |  | 2.3 | 0.97 | 2.3 | 2.3 | 0 | N |  |  | SB | N | 11 | 2017 |  |  | N | Commercial Non-CHP | 4 | T T T: X; OBS BLQ BLQ: DFO |  |  |  | N | N |  | 10M | [23 empty] | N
58893 | Xeres Ventures LLC | 59074 | SC 1 Data Center, Phase 2 | CA | Santa Clara | 19B | Petroleum Liquids | IC |  | S | X | X |  |  | 2.3 | 0.97 | 2.3 | 2.3 | 0 | N |  |  | SB | N | 11 | 2017 |  |  | N | Commercial Non-CHP | 4 | T T T: X; OBS BLQ BLQ: DFO |  |  |  | N | N |  | 10M | [23 empty] | N
58893 | Xeres Ventures LLC | 59074 | SC 1 Data Center, Phase 2 | CA | Santa Clara | 20A | Petroleum Liquids | IC |  | S | X | X |  |  | 2.3 | 0.97 | 2.3 | 2.3 | 0 | N |  |  | SB | N | 11 | 2017 |  |  | N | Commercial Non-CHP | 4 | T T T: X; OBS BLQ BLQ: DFO |  |  |  | N | N |  | 10M | [23 empty] | N
58893 | Xeres Ventures LLC | 59074 | SC 1 Data Center, Phase 2 | CA | Santa Clara | 20B | Petroleum Liquids | IC |  | S | X | X |  |  | 2.3 | 0.97 | 2.3 | 2.3 | 0 | N |  |  | SB | N | 11 | 2017 |  |  | N | Commercial Non-CHP | 4 | T T T: X; OBS BLQ BLQ: DFO |  |  |  | N | N |  | 10M | [23 empty] | N
58893 | Xeres Ventures LLC | 59074 | SC 1 Data Center, Phase 2 | CA | Santa Clara | 21A | Petroleum Liquids | IC |  | S | X | X |  |  | 2.3 | 0.97 | 2.3 | 2.3 | 0 | N |  |  | SB | N | 11 | 2017 |  |  | N | Commercial Non-CHP | 4 | T T T: X; OBS BLQ BLQ: DFO |  |  |  | N | N |  | 10M | [23 empty] | N
58893 | Xeres Ventures LLC | 59074 | SC 1 Data Center, Phase 2 | CA | Santa Clara | 21B | Petroleum Liquids | IC |  | S | X | X |  |  | 2.3 | 0.97 | 2.3 | 2.3 | 0 | N |  |  | SB | N | 11 | 2017 |  |  | N | Commercial Non-CHP | 4 | T T T: X; OBS BLQ BLQ: DFO |  |  |  | N | N |  | 10M | [23 empty] | N
58893 | Xeres Ventures LLC | 59074 | SC 1 Data Center, Phase 2 | CA | Santa Clara | 22A | Petroleum Liquids | IC |  | S | X | X |  |  | 2.3 | 0.97 | 2.3 | 2.3 | 0 | N |  |  | SB | N | 11 | 2017 |  |  | N | Commercial Non-CHP | 4 | T T T: X; OBS BLQ BLQ: DFO |  |  |  | N | N |  | 10M | [23 empty] | N
58893 | Xeres Ventures LLC | 59074 | SC 1 Data Center, Phase 2 | CA | Santa Clara | 22B | Petroleum Liquids | IC |  | S | X | X |  |  | 2.3 | 0.97 | 2.3 | 2.3 | 0 | N |  |  | SB | N | 11 | 2017 |  |  | N | Commercial Non-CHP | 4 | T T T: X; OBS BLQ BLQ: DFO |  |  |  |  | N |  | 10M | [23 empty] | N
58893 | Xeres Ventures LLC | 59074 | SC 1 Data Center, Phase 2 | CA | Santa Clara | EG10B | Petroleum Liquids | IC |  | S | X | X |  |  | 2.3 | 0.97 | 2.3 | 2.3 | 0 | N |  |  | SB | N | 6 | 2014 |  |  | N | Commercial Non-CHP | 4 | T T T: X; OBS BLQ BLQ: DFO |  |  |  | N | N |  | 10M | [23 empty] | N | N | N
58893 | Xeres Ventures LLC | 59074 | SC 1 Data Center, Phase 2 | CA | Santa Clara | EG11A | Petroleum Liquids | IC |  | S | X | X |  |  | 2.3 | 0.97 | 2.3 | 2.3 | 0 | N |  |  | SB | N | 6 | 2014 |  |  | N | Commercial Non-CHP | 4 | T T T: X; OBS BLQ BLQ: DFO |  |  |  | N | N |  | 10M | [23 empty] | N | N | N
58893 | Xeres Ventures LLC | 59074 | SC 1 Data Center, Phase 2 | CA | Santa Clara | EG11B | Petroleum Liquids | IC |  | S | X | X |  |  | 2.3 | 0.97 | 2.3 | 2.3 | 0 | N |  |  | SB | N | 6 | 2014 |  |  | N | Commercial Non-CHP | 4 | T T T: X; OBS BLQ BLQ: DFO | [6 empty] | 10M | [23 empty] | N | N | N
58893 | Xeres Ventures LLC | 59074 | SC 1 Data Center, Phase 2 | CA | Santa Clara | EG12A | Petroleum Liquids | IC |  | S | X | X |  |  | 2.3 | 0.97 | 2.3 | 2.3 | 0 | N |  |  | SB | N | 6 | 2014 |  |  | N | Commercial Non-CHP | 4 | T T T: X; OBS BLQ BLQ: DFO |  |  |  | N | N |  | 10M | [23 empty] | N | N | N
58893 | Xeres Ventures LLC | 59074 | SC 1 Data Center, Phase 2 | CA | Santa Clara | EG12B | Petroleum Liquids | IC |  | S | X | X |  |  | 2.3 | 0.97 | 2.3 | 2.3 | 0 | N |  |  | SB | N | 6 | 2014 |  |  | N | Commercial Non-CHP | 4 | T T T: X; OBS BLQ BLQ: DFO |  |  |  | N | N |  | 10M | [23 empty] | N | N | N
58893 | Xeres Ventures LLC | 59074 | SC 1 Data Center, Phase 2 | CA | Santa Clara | EG13A | Petroleum Liquids | IC |  | S | X | X |  |  | 2.3 | 0.97 | 2.3 | 2.3 | 0 | N |  |  | SB | N | 6 | 2014 |  |  | N | Commercial Non-CHP | 4 | T T T: X; OBS BLQ BLQ: DFO |  |  |  | N | N |  | 10M | [23 empty] | N | N | N
58893 | Xeres Ventures LLC | 59074 | SC 1 Data Center, Phase 2 | CA | Santa Clara | EG14A | Petroleum Liquids | IC |  | S | X | X |  |  | 2.3 | 0.97 | 2.3 | 2.3 | 0 | N |  |  | SB | N | 6 | 2014 |  |  | N | Commercial Non-CHP | 4 | T T T: X; OBS BLQ BLQ: DFO |  |  |  | N | N |  | 10M | [23 empty] | N | N
58893 | Xeres Ventures LLC | 59074 | SC 1 Data Center, Phase 2 | CA | Santa Clara | EG15A | Petroleum Liquids | IC |  | S | X | X |  |  | 2.3 | 0.97 | 2.3 | 2.3 | 0 | N |  |  | SB | N | 3 | 2015 |  |  | N | Commercial Non-CHP | 4 | T T T: X; OBS BLQ BLQ: DFO |  |  |  |  | N |  | 10M | [23 empty] | N | N | N
58893 | Xeres Ventures LLC | 59074 | SC 1 Data Center, Phase 2 | CA | Santa Clara | EG15B | Petroleum Liquids | IC |  | S | X | X |  |  | 2.3 | 0.97 | 2.3 | 2.3 | 0 | N |  |  | SB | N | 3 | 2015 |  |  | N | Commercial Non-CHP | 4 | T T T: X; OBS BLQ BLQ: DFO |  |  |  | N | N |  | 10M | [23 empty] | N | N | N
58893 | Xeres Ventures LLC | 59074 | SC 1 Data Center, Phase 2 | CA | Santa Clara | EG16A | Petroleum Liquids | IC |  | S | X | X |  |  | 2.3 | 0.97 | 2.3 | 2.3 | 0 | N |  |  | SB | N | 3 | 2015 |  |  | N | Commercial Non-CHP | 4 | T T T: X; OBS BLQ BLQ: DFO |  |  |  | N | N |  | 10M | [23 empty] | N | N | N
58893 | Xeres Ventures LLC | 59074 | SC 1 Data Center, Phase 2 | CA | Santa Clara | EG16B | Petroleum Liquids | IC |  | S | X | X |  |  | 2.3 | 0.97 | 2.3 | 2.3 | 0 | N |  |  | SB | N | 3 | 2015 |  |  | N | Commercial Non-CHP | 4 | T T T: X; OBS BLQ BLQ: DFO |  |  |  |  | N |  | 10M | [23 empty] | N | N | N
58893 | Xeres Ventures LLC | 59074 | SC 1 Data Center, Phase 2 | CA | Santa Clara | EG9A | Petroleum Liquids | IC |  | S | X | X |  |  | 2.3 | 0.97 | 2.3 | 2.3 | 0 | N |  |  | SB | N | 3 | 2015 |  |  | N | Commercial Non-CHP | 4 | T T T: X; OBS BLQ BLQ: DFO |  |  |  |  | N |  | 10M | [23 empty] | N | N | N
58893 | Xeres Ventures LLC | 59074 | SC 1 Data Center, Phase 2 | CA | Santa Clara | EG9B | Petroleum Liquids | IC |  | S | X | X |  |  | 2.3 | 0.97 | 2.3 | 2.3 | 0 | N |  |  | SB | N | 6 | 2014 |  |  | N | Commercial Non-CHP | 4 | T T T: X; OBS BLQ BLQ: DFO |  |  |  | N | N |  | 10M | [23 empty] | N | N | N
62150 | 2016 ESA Project Company, LLC | 62701 | Kaiser Napa Valley Corporate Dr Fuel Cell | CA | Napa | KS18B | Other Natural Gas | FC |  | S | X | X |  |  | 2.3 | 0.99 | 2.3 | 2.3 | 2.3 | N |  |  | OP | X | 6 | 2017 |  |  | N | IPP Non-CHP | 2 | [11 empty] | N | N | 0 | 12H | [23 empty] | N | bar: T T T to OBS BLQ BLQ
62150 | 2016 ESA Project Company, LLC | 62697 | Mission College Blvd. Fuel Cell | CA | Santa Clara | NTL3A | Other Natural Gas | FC |  | S | X | X |  |  | 2.4 | 0.99 | 2.4 | 2.4 | 2.4 | N |  |  | OP | X | 12 | 2017 |  |  | N | IPP Non-CHP | 2 | [11 empty] | N | N |  | 12H | [23 empty] | N | bar: T T T to OBS BLQ BLQ
62150 | 2016 ESA Project Company, LLC | 62702 | Equinix Great Oaks Blvd. Fuel Cell | CA | Santa Clara | EQ14A | Other Natural Gas | FC |  | S | X | X |  |  | 2.4 | 0.99 | 2.4 | 2.4 | 2.4 | N |  |  | OP | X | 12 | 2017 |  |  | N | IPP Non-CHP | 2 | [11 empty] | N | N | 0 | 12H | [23 empty] | N | bar: T T T to OBS BLQ BLQ
57222 | Liberty Utilities (CalPeco Electric) LLC | 6518 | Kings Beach | CA | Placer | KB1 | Petroleum Liquids | IC |  | S | X | X |  |  | 2.5 | 0.94 | 2 | 2 | 0.6 | N |  |  | OP | X | 10 | 2008 |  |  | N | Electric Utility | 1 | T T T: X; OBS BLQ BLQ: DFO |  |  |  | N | N |  | 10M | [23 empty] | N | N | N
57222 | Liberty Utilities (CalPeco Electric) LLC | 6518 | Kings Beach | CA | Placer | KB2 | Petroleum Liquids | IC |  | S | X | X |  |  | 2.5 | 0.94 | 2 | 2 | 0.6 | N |  |  | OP | X | 10 | 2008 |  |  | N | Electric Utility | 1 | T T T: X; OBS BLQ BLQ: DFO |  |  |  | N | N |  | 10M | [23 empty] | N | N | N
57222 | Liberty Utilities (CalPeco Electric) LLC | 6518 | Kings Beach | CA | Placer | KB3 | Petroleum Liquids | IC |  | S | X | X |  |  | 2.5 | 0.94 | 2 | 2 | 0.6 | N |  |  | OP | X | 10 | 2008 |  |  | N | Electric Utility | 1 | T T T: X; OBS BLQ BLQ: DFO |  |  |  | N | N |  | 10M | [23 empty] | N | N | N
57222 | Liberty Utilities (CalPeco Electric) LLC | 6518 | Kings Beach | CA | Placer | KB4 | Petroleum Liquids | IC |  | S | X | X |  |  | 2.5 | 0.94 | 2 | 2 | 0.6 | N |  |  | OP | X | 10 | 2008 |  |  | N | Electric Utility | 1 | T T T: X; OBS BLQ BLQ: DFO |  |  |  | N | N |  | 10M | [23 empty] | N | N
57222 | Liberty Utilities (CalPeco Electric) LLC | 6518 | Kings Beach | CA | Placer | KB5 | Petroleum Liquids | IC |  | S | X | X |  |  | 2.5 | 0.94 | 2 | 2 | 0.6 | N |  |  | OP | X | 10 | 2008 |  |  | N | Electric Utility | 1 | T T T: X; OBS BLQ BLQ: DFO |  |  |  | N | N |  | 10M | [23 empty] | N | N
57222 | Liberty Utilities (CalPeco Electric) LLC | 6518 | Kings Beach | CA | Placer | KB6 | Petroleum Liquids | IC |  | S | X | X |  |  | 2.5 | 0.94 | 2 | 2 | 0.6 | N |  |  | OP | X | 10 | 2008 |  |  | N | Electric Utility | 1 | T T T: X; OBS BLQ BLQ: DFO |  |  |  | N | N |  | 10M | [23 empty] | N | N
2848 | California Institute-Technology | 10262 | California Institute of Technology | CA | Los Angeles | GEN7 | Natural Gas Fired Combined Cycle | CA | CC1 | S | N | X |  |  | 2.5 | 0.9 | 2.1 | 2.1 | 2 | N |  |  | OP | X | 10 | 2003 |  |  | Y | Commercial CHP | 5 | [11 empty] | N | N |  | 1H | [23 empty] | N | N | N | bar: T T T to OBS BLQ BLQ
14155 | Orange County Sanitation Dist | 50696 | Plant No 1 Orange County | CA | Orange | GEN1 | Other Waste Biomass | IC |  | S | X | X |  |  | 2.5 | 0.8 | 2.4 | 2.4 | 1.8 | N |  |  | OP | X | 6 | 1993 |  |  | Y | Commercial CHP | 5 | T T T: T; OBS BLQ BLQ: OBG; OBS NG PUR: NG; DFO NG NG: NG | OBG |  |  | N | N |  | 1H | [23 empty] | N | N | N
14155 | Orange County Sanitation Dist | 50696 | Plant No 1 Orange County | CA | Orange | GEN2 | Other Waste Biomass | IC |  | S | X | X |  |  | 2.5 | 0.8 | 2.4 | 2.4 | 1.8 | N |  |  | OP | X | 6 | 1993 |  |  | Y | Commercial CHP | 5 | T T T: T; OBS BLQ BLQ: OBG; OBS NG PUR: NG; DFO NG NG: NG | OBG |  |  | N | N |  | 1H | [23 empty] | N | N | N
14155 | Orange County Sanitation Dist | 50696 | Plant No 1 Orange County | CA | Orange | GEN3 | Other Waste Biomass | IC |  | S | X | X |  |  | 2.5 | 0.8 | 2.4 | 2.4 | 1.8 | N |  |  | OP | X | 6 | 1993 |  |  | Y | Commercial CHP | 5 | T T T: T; OBS BLQ BLQ: OBG; OBS NG PUR: NG; DFO NG NG: NG | OBG |  |  | N | N |  | 1H | [23 empty] | N | N | N
62150 | 2016 ESA Project Company, LLC | 62701 | Kaiser Napa Valley Corporate Dr Fuel Cell | CA | Napa | KS18A | Other Natural Gas | FC |  | S | X | X |  |  | 2.5 | 0.99 | 2.5 | 2.5 | 2.5 | N |  |  | OP | X | 6 | 2017 |  |  | N | IPP Non-CHP | 2 | [11 empty] | N | N | 0 | 12H | [23 empty] | N | bar: T T T to OBS BLQ BLQ
62150 | 2016 ESA Project Company, LLC | 63714 | GEN005 Antibody Fuel Cell | CA | San Diego | GEN05 | Other Natural Gas | FC |  | S | X | X |  |  | 2.5 | 0.9 | 2.5 | 2.5 | 2.5 | N |  |  | OP | X | 4 | 2019 |  |  | N | IPP Non-CHP | 2 | [12 empty] | N |  | 12H | [23 empty] | N | bar: T T T to OBS BLQ BLQ
2806 | California Dept of Corrections | 54936 | Richard J Donovan Correctional Facility | CA | San Diego | 03 | Natural Gas Fired Combustion Turbine | GT |  | S | X | X |  |  | 2.6 | 0.82 | 2.2 | 2.6 | 1 | N |  |  | OP | X | 1 | 1987 |  |  | Y | Commercial CHP | 5 | [11 empty] | N |  |  | 10M | [23 empty] | N | N | bar: T T T to OBS BLQ BLQ
62150 | 2016 ESA Project Company, LLC | 62697 | Mission College Blvd. Fuel Cell | CA | Santa Clara | NTL3B | Other Natural Gas | FC |  | S | X | X |  |  | 2.6 | 0.99 | 2.6 | 2.6 | 2.6 | N |  |  | OP | X | 12 | 2017 |  |  | N | IPP Non-CHP | 2 | [11 empty] | N | N | 0 | 12H | [23 empty] | N | bar: T T T to OBS BLQ BLQ
58622 | Costco Wholesale | 63638 | Tracy 210 | CA | San Joaquin | CTC13 | Other Natural Gas | FC |  | S | X | X |  |  | 2.6 |  | 2.6 | 2.6 | 0.1 | N |  |  | OP | X | 3 | 2019 |  |  | N | Industrial Non-CHP | 6 | [11 empty] | N | N |  | 12H | bar: T T T to OBS BLQ BLQ
17609 | Southern California Edison Co | 6704 | Pebbly Beach Generating Station Hybrid | CA | Los Angeles | 15 | Petroleum Liquids | IC |  | S | X | X |  |  | 2.8 | 0.8 | 2.8 | 2.8 | 2.2 | N |  |  | OP | X | 12 | 1995 |  |  | N | Electric Utility | 1 | T T T: X; OBS BLQ BLQ: DFO |  |  |  | N | N |  | 10M | [23 empty] | N | N | N
11216 | Los Angeles County | 10884 | Olive View Medical Center | CA | Los Angeles | CTC1 | Natural Gas Fired Combustion Turbine | GT |  | S | X | X |  |  | 2.8 | 0.9 | 2.7 | 2.7 | 0.5 | N |  |  | OP | X | 2 | 1987 |  |  | Y | Commercial CHP | 5 | T T T: T; OBS BLQ BLQ: NG; OBS NG PUR: DFO |  |  |  | N | N |  | 1H | [23 empty] | Y | N | Y
11216 | Los Angeles County | 10884 | Olive View Medical Center | CA | Los Angeles | CTC2 | Natural Gas Fired Combustion Turbine | GT |  | S | X | X |  |  | 2.8 | 0.9 | 2.7 | 2.7 | 0.5 | N |  |  | OP | X | 2 | 1987 |  |  | Y | Commercial CHP | 5 | T T T: T; OBS BLQ BLQ: NG; OBS NG PUR: DFO |  |  |  | N | N |  | 1H | [23 empty] | Y | N | Y
1058 | B Braun Medical Inc | 50200 | B Braun Medical | CA | Orange | GEN1 | Natural Gas Fired Combustion Turbine | GT |  | S | X | X |  |  | 2.8 | 0.8 | 2.7 | 2.6 | 1 | N |  |  | OP | X | 11 | 1982 |  |  | Y | Industrial CHP | 7 | [11 empty] | N | N |  | 12H | [23 empty] | N | N | N | bar: T T T to OBS BLQ BLQ
16657 | San Jose/Santa Clara Water P C | 56080 | SJ/SC WPCP | CA | Santa Clara | EG1 | Natural Gas Internal Combustion Engine | IC |  | S | X | X |  |  | 2.8 | 0.92 | 2.8 | 2.8 | 2 | N |  |  | OP | X | 11 | 1995 | 7 | 2021 | Y | Commercial CHP | 5 | T T T: T; OBS BLQ BLQ: NG; OBS NG PUR: OBG; OBS WDS WDS: DFO |  |  |  | N | N |  | 1H | [23 empty] | Y | Y | Y
16657 | San Jose/Santa Clara Water P C | 56080 | SJ/SC WPCP | CA | Santa Clara | EG2 | Natural Gas Internal Combustion Engine | IC |  | S | X | X |  |  | 2.8 | 0.92 | 2.8 | 2.8 | 2 | N |  |  | OP | X | 7 | 1985 | 6 | 2021 | Y | Commercial CHP | 5 | T T T: T; OBS BLQ BLQ: NG; OBS NG PUR: OBG |  |  |  | N | N |  | 1H | [23 empty] | Y | Y | N
16657 | San Jose/Santa Clara Water P C | 56080 | SJ/SC WPCP | CA | Santa Clara | EG3 | Natural Gas Internal Combustion Engine | IC |  | S | X | X |  |  | 2.8 | 0.92 | 2.8 | 2.8 | 2 | N |  |  | OP | X | 7 | 1985 | 8 | 2021 | Y | Commercial CHP | 5 | T T T: T; OBS BLQ BLQ: NG; OBS NG PUR: OBG |  |  |  | N | N |  | 1H |  |  |  |  | N | [18 empty] | Y | Y | N
61467 | Central CA Fuel Cell 2, LLC | 61846 | Tulare BioMAT Fuel Cell | CA | Tulare | MM27 | Other Waste Biomass | FC |  | S | X | X | T0304_7_N003 | T0304_7_N003 | 2.8 | 1 | 2.8 | 2.8 | 2.2 | N |  |  | OP | X | 12 | 2019 |  |  | Y | IPP CHP | 3 | T T T: T; OBS BLQ BLQ: OBG; OBS NG PUR: NG |  |  |  | N | N |  | OVER | [23 empty] | N
62150 | 2016 ESA Project Company, LLC | 62671 | Equinix Caspian Dr. Fuel Cell | CA | Santa Clara | EQX1B | Other Natural Gas | FC |  | S | X | X |  |  | 2.8 | 0.99 | 2.8 | 2.8 | 2.8 | N |  |  | OP | X | 12 | 2017 |  |  | N | IPP Non-CHP | 2 | [11 empty] | N | N | 0 | 12H | [23 empty] | N | bar: T T T to OBS BLQ BLQ
61939 | Clearway Energy, Inc | 63439 | Central CA Fuel Cell 1 | CA | Tulare | CCFC1 | Other Natural Gas | FC |  | S | X | X |  |  | 2.8 | 1 | 2.8 | 2.8 | 0.2 | N |  |  | OP | X | 5 | 2018 |  |  | Y | IPP CHP | 3 | [11 empty] | N | N |  | OVER | bar: T T T to OBS BLQ BLQ
55784 | California Power Holdings LLC | 56184 | Red Bluff | CA | Tehama | IC1 | Natural Gas Internal Combustion Engine | IC |  | S | X | X |  |  | 2.9 | 0.8 | 2.8 | 2.8 | 1.2 | N |  |  | OP | X | 8 | 2001 |  |  | N | IPP Non-CHP | 2 | [11 empty] | N | N |  | 10M | [23 empty] | N | N | N | bar: T T T to OBS BLQ BLQ
55784 | California Power Holdings LLC | 56184 | Red Bluff | CA | Tehama | IC10 | Natural Gas Internal Combustion Engine | IC |  | S | X | X |  |  | 2.9 | 0.8 | 2.8 | 2.8 | 1.2 | N |  |  | OP | X | 8 | 2001 |  |  | N | IPP Non-CHP | 2 | [11 empty] | N |  |  | 10M | [23 empty] | N | N | N | bar: T T T to OBS BLQ BLQ
55784 | California Power Holdings LLC | 56184 | Red Bluff | CA | Tehama | IC11 | Natural Gas Internal Combustion Engine | IC |  | S | X | X |  |  | 2.9 | 0.8 | 2.8 | 2.8 | 1.2 | N |  |  | OP | X | 8 | 2001 |  |  | N | IPP Non-CHP | 2 | [11 empty] | N |  |  | 10M | [23 empty] | N | N | N | bar: T T T to OBS BLQ BLQ
55784 | California Power Holdings LLC | 56184 | Red Bluff | CA | Tehama | IC12 | Natural Gas Internal Combustion Engine | IC |  | S | X | X |  |  | 2.9 | 0.8 | 2.8 | 2.8 | 1.2 | N |  |  | OP | X | 8 | 2001 |  |  | N | IPP Non-CHP | 2 | [11 empty] | N |  |  | 10M | [23 empty] | N | N | N | bar: T T T to OBS BLQ BLQ
55784 | California Power Holdings LLC | 56184 | Red Bluff | CA | Tehama | IC13 | Natural Gas Internal Combustion Engine | IC |  | S | X | X |  |  | 2.9 | 0.8 | 2.8 | 2.8 | 1.2 | N |  |  | OP | X | 8 | 2001 |  |  | N | IPP Non-CHP | 2 | [11 empty] | N |  |  | 10M | [23 empty] | N | N | N | bar: T T T to OBS BLQ BLQ
55784 | California Power Holdings LLC | 56184 | Red Bluff | CA | Tehama | IC14 | Natural Gas Internal Combustion Engine | IC |  | S | X | X |  |  | 2.9 | 0.8 | 2.8 | 2.8 | 1.2 | N |  |  | OP | X | 8 | 2001 |  |  | N | IPP Non-CHP | 2 | [11 empty] | N |  |  | 10M | [23 empty] | N | N | N | bar: T T T to OBS BLQ BLQ
55784 | California Power Holdings LLC | 56184 | Red Bluff | CA | Tehama | IC15 | Natural Gas Internal Combustion Engine | IC |  | S | X | X |  |  | 2.9 | 0.8 | 2.8 | 2.8 | 1.2 | N |  |  | OP | X | 8 | 2001 |  |  | N | IPP Non-CHP | 2 | [11 empty] | N |  |  | 10M | [23 empty] | N | N | N | bar: T T T to OBS BLQ BLQ
55784 | California Power Holdings LLC | 56184 | Red Bluff | CA | Tehama | IC16 | Natural Gas Internal Combustion Engine | IC |  | S | X | X |  |  | 2.9 | 0.8 | 2.8 | 2.8 | 1.2 | N |  |  | OP | X | 8 | 2001 |  |  | N | IPP Non-CHP | 2 | [11 empty] | N |  |  | 10M | [23 empty] | N | N | N | bar: T T T to OBS BLQ BLQ
55784 | California Power Holdings LLC | 56184 | Red Bluff | CA | Tehama | IC2 | Natural Gas Internal Combustion Engine | IC |  | S | X | X |  |  | 2.9 | 0.8 | 2.8 | 2.8 | 1.2 | N |  |  | OP | X | 8 | 2001 |  |  | N | IPP Non-CHP | 2 | [11 empty] | N |  |  | 10M | [23 empty] | N | N | N | bar: T T T to OBS BLQ BLQ
55784 | California Power Holdings LLC | 56184 | Red Bluff | CA | Tehama | IC3 | Natural Gas Internal Combustion Engine | IC |  | S | X | X |  |  | 2.9 | 0.8 | 2.8 | 2.8 | 1.2 | N |  |  | OP | X | 8 | 2001 |  |  | N | IPP Non-CHP | 2 | [11 empty] | N |  |  | 10M | [23 empty] | N | N | N | bar: T T T to OBS BLQ BLQ
55784 | California Power Holdings LLC | 56184 | Red Bluff | CA | Tehama | IC4 | Natural Gas Internal Combustion Engine | IC |  | S | X | X |  |  | 2.9 | 0.8 | 2.8 | 2.8 | 1.2 | N |  |  | OP | X | 8 | 2001 |  |  | N | IPP Non-CHP | 2 | [11 empty] | N |  |  | 10M | [23 empty] | N | N | N | bar: T T T to OBS BLQ BLQ
55784 | California Power Holdings LLC | 56184 | Red Bluff | CA | Tehama | IC5 | Natural Gas Internal Combustion Engine | IC |  | S | X | X |  |  | 2.9 | 0.8 | 2.8 | 2.8 | 1.2 | N |  |  | OP | X | 8 | 2001 |  |  | N | IPP Non-CHP | 2 | [11 empty] | N |  |  | 10M | [23 empty] | N | N | N | bar: T T T to OBS BLQ BLQ
55784 | California Power Holdings LLC | 56184 | Red Bluff | CA | Tehama | IC6 | Natural Gas Internal Combustion Engine | IC |  | S | X | X |  |  | 2.9 | 0.8 | 2.8 | 2.8 | 1.2 | N |  |  | OP | X | 8 | 2001 |  |  | N | IPP Non-CHP | 2 | [11 empty] | N |  |  | 10M | [23 empty] | N | N | N | bar: T T T to OBS BLQ BLQ
55784 | California Power Holdings LLC | 56184 | Red Bluff | CA | Tehama | IC7 | Natural Gas Internal Combustion Engine | IC |  | S | X | X |  |  | 2.9 | 0.8 | 2.8 | 2.8 | 1.2 | N |  |  | OP | X | 8 | 2001 |  |  | N | IPP Non-CHP | 2 | [11 empty] | N |  |  | 10M | [23 empty] | N | N | N | bar: T T T to OBS BLQ BLQ
55784 | California Power Holdings LLC | 56184 | Red Bluff | CA | Tehama | IC8 | Natural Gas Internal Combustion Engine | IC |  | S | X | X |  |  | 2.9 | 0.8 | 2.8 | 2.8 | 1.2 | N |  |  | OP | X | 8 | 2001 |  |  | N | IPP Non-CHP | 2 | [11 empty] | N |  |  | 10M | [23 empty] | N | N | N | bar: T T T to OBS BLQ BLQ
55784 | California Power Holdings LLC | 56184 | Red Bluff | CA | Tehama | IC9 | Natural Gas Internal Combustion Engine | IC |  | S | X | X |  |  | 2.9 | 0.8 | 2.8 | 2.8 | 1.2 | N |  |  | OP | X | 8 | 2001 |  |  | N | IPP Non-CHP | 2 | [11 empty] | N |  |  | 10M | [23 empty] | N | N | N | bar: T T T to OBS BLQ BLQ
58548 | State of CA DGS BPM | 58593 | DGS Central Utility Plant | CA | Sacramento | STG | Natural Gas Steam Turbine | ST |  | S | X | X |  |  | 2.9 | 0.8 | 2.9 | 2.9 | 0.5 | N |  |  | SB | N | 12 | 2010 |  |  | Y | Commercial CHP | 5 | T T T: B; OBS BLQ BLQ: NG; OBS NG PUR: DFO; DFO NG NG: NG |  |  |  | N | N |  | 12H | [23 empty] | Y | Y | Y
57223 | Sycamore Energy LLC | 10387 | Sycamore Energy LLC | CA | San Diego | 3 | Landfill Gas | GT |  | S | X | X |  |  | 3 | 0.98 | 2.8 | 3 | 2.4 | N |  |  | OP | X | 4 | 2004 |  |  | N | IPP Non-CHP | 2 | T T T: X; OBS BLQ BLQ: LFG; OBS NG PUR: PG |  |  |  | N | N |  | 1H | [23 empty] | N
54842 | WM Renewable Energy LLC | 50571 | Altamont Gas Recovery | CA | Alameda | GEN1 | Landfill Gas | GT |  | S | X | X | PG&E | PG&E | 3 | 0.98 | 2.9 | 3.3 | 1 | N |  |  | OP | X | 3 | 1989 |  |  | N | IPP Non-CHP | 2 | T T T: X; OBS BLQ BLQ: LFG |  |  |  | N | N |  | 1H | [23 empty] | N | N | N
54842 | WM Renewable Energy LLC | 50571 | Altamont Gas Recovery | CA | Alameda | GEN2 | Landfill Gas | GT |  | S | X | X | PG&E | PG&E | 3 | 0.98 | 2.9 | 3.3 | 1 | N |  |  | OP | X | 3 | 1989 |  |  | N | IPP Non-CHP | 2 | T T T: X; OBS BLQ BLQ: LFG |  |  |  | N | N |  | 1H | [23 empty] | N | N | N
14155 | Orange County Sanitation Dist | 52099 | Plant No 2 Orange County | CA | Orange | GEN1 | Other Waste Biomass | IC |  | S | X | X |  |  | 3 | 0.8 | 2.7 | 2.7 | 2.2 | N |  |  | OP | X | 6 | 1993 |  |  | Y | Commercial CHP | 5 | T T T: T; OBS BLQ BLQ: OBG; OBS NG PUR: NG; DFO NG NG: NG | OBG |  |  | N | N |  | 1H | [23 empty] | N
14155 | Orange County Sanitation Dist | 52099 | Plant No 2 Orange County | CA | Orange | GEN2 | Other Waste Biomass | IC |  | S | X | X |  |  | 3 | 0.8 | 2.7 | 2.7 | 2.2 | N |  |  | OP | X | 6 | 1993 |  |  | Y | Commercial CHP | 5 | T T T: T; OBS BLQ BLQ: OBG; OBS NG PUR: NG; DFO NG NG: NG | OBG |  |  | N | N |  | 1H | [23 empty] | N
14155 | Orange County Sanitation Dist | 52099 | Plant No 2 Orange County | CA | Orange | GEN3 | Other Waste Biomass | IC |  | S | X | X |  |  | 3 | 0.8 | 2.7 | 2.7 | 2.2 | N |  |  | OP | X | 6 | 1993 |  |  | Y | Commercial CHP | 5 | T T T: T; OBS BLQ BLQ: OBG; OBS NG PUR: NG; DFO NG NG: NG | OBG |  |  | N | N |  | 1H | [23 empty] | N
14155 | Orange County Sanitation Dist | 52099 | Plant No 2 Orange County | CA | Orange | GEN4 | Other Waste Biomass | IC |  | S | X | X |  |  | 3 | 0.8 | 2.7 | 2.7 | 2.2 | N |  |  | OP | X | 6 | 1993 |  |  | Y | Commercial CHP | 5 | T T T: T; OBS BLQ BLQ: OBG; OBS NG PUR: NG; DFO NG NG: NG | OBG |  |  | N | N |  | 1H | [23 empty] | N
14155 | Orange County Sanitation Dist | 52099 | Plant No 2 Orange County | CA | Orange | GEN5 | Other Waste Biomass | IC |  | S | X | X |  |  | 3 | 0.8 | 2.7 | 2.7 | 2.2 | N |  |  | OP | X | 6 | 1993 |  |  | Y | Commercial CHP | 5 | T T T: T; OBS BLQ BLQ: OBG; OBS NG PUR: NG; DFO NG NG: NG | OBG |  |  | N | N |  | 1H | [23 empty] | N
60637 | Sentinel Peak Resources California, LLC | 54449 | Dome Project | CA | Kern | T1 | Natural Gas Fired Combustion Turbine | GT |  | S | X | X | SO#1 | SO#1 | 3 | 0.8 | 2.5 | 2.7 | 2.4 | N |  |  | OP | X | 8 | 1988 |  |  | Y | Industrial CHP | 7 | [11 empty] | N | N |  | 1H | [23 empty] | N | N | N | bar: T T T to OBS BLQ BLQ
60637 | Sentinel Peak Resources California, LLC | 54449 | Dome Project | CA | Kern | T2 | Natural Gas Fired Combustion Turbine | GT |  | S | X | X | SO#1 | SO#1 | 3 | 0.8 | 2.5 | 2.7 | 2.4 | N |  |  | OP | X | 8 | 1988 |  |  | Y | Industrial CHP | 7 | [11 empty] | N | N |  | 1H | [23 empty] | N | N | N | bar: T T T to OBS BLQ BLQ
57232 | MM Lopez Energy LLC | 55161 | MM Lopez Energy | CA | Los Angeles | UNT1 | Landfill Gas | IC |  | S | X | X |  |  | 3 | 0.98 | 2.7 | 2.7 | 2.4 | N |  |  | OP | X | 12 | 1998 |  |  | N | IPP Non-CHP | 2 | T T T: X; OBS BLQ BLQ: LFG |  |  |  | N | N |  | 1H | [23 empty] | N
24536 | Aera Energy LLC-San Ardo | 55184 | Aera San Ardo Cogen Facility | CA | Monterey | UN-A | Natural Gas Fired Combustion Turbine | GT |  | S | X | X |  |  | 3 | 0.8 | 2.8 | 3 | 2.5 | N |  |  | OS | X | 7 | 1989 |  |  | Y | Industrial CHP | 7 | [11 empty] | N | N |  | 1H | [23 empty] | N | N | N | bar: T T T to OBS BLQ BLQ
57250 | MM Prima Deshecha Energy LLC | 55601 | Prima Plant | CA | Orange | UNT1 | Landfill Gas | IC |  | S | X | X |  |  | 3 | 0.98 | 2.7 | 2.7 | 2.4 | N |  |  | OP | X | 3 | 1999 |  |  | N | IPP Non-CHP | 2 | T T T: X; OBS BLQ BLQ: LFG |  |  |  | N | N |  | 1H | [20 empty] | Y | 10 | 2022 | N
57250 | MM Prima Deshecha Energy LLC | 55601 | Prima Plant | CA | Orange | UNT2 | Landfill Gas | IC |  | S | X | X |  |  | 3 | 0.98 | 2.7 | 2.7 | 2.4 | N |  |  | OP | X | 3 | 1999 |  |  | N | IPP Non-CHP | 2 | T T T: X; OBS BLQ BLQ: LFG |  |  |  | N | N |  | 1H | [20 empty] | Y | 10 | 2022 | N
16546 | Sacramento County of Dpt Waste | 55766 | Kiefer Landfill | CA | Sacramento | 361A | Landfill Gas | IC |  | S | X | X |  |  | 3 | 0.8 | 2.8 | 2.8 | 2.5 | N |  |  | OP | X | 12 | 1999 |  |  | N | Commercial Non-CHP | 4 | T T T: X; OBS BLQ BLQ: LFG |  |  |  | N | N |  | 1H | [23 empty] | N | N | N
16546 | Sacramento County of Dpt Waste | 55766 | Kiefer Landfill | CA | Sacramento | 361B | Landfill Gas | IC |  | S | X | X |  |  | 3 | 0.8 | 2.8 | 2.8 | 2.5 | N |  |  | OP | X | 12 | 1999 |  |  | N | Commercial Non-CHP | 4 | T T T: X; OBS BLQ BLQ: LFG |  |  |  | N | N |  | 1H | [23 empty] | N | N | N
16546 | Sacramento County of Dpt Waste | 55766 | Kiefer Landfill | CA | Sacramento | 361C | Landfill Gas | IC |  | S | X | X |  |  | 3 | 0.8 | 2.8 | 2.8 | 2.5 | N |  |  | OP | X | 12 | 1999 |  |  | N | Commercial Non-CHP | 4 | T T T: X; OBS BLQ BLQ: LFG |  |  |  | N | N |  | 1H | [23 empty] | N | N | N
56918 | University of California San Diego | 57584 | University of California San Diego Hybrid | CA | San Diego | STG | Natural Gas Fired Combined Cycle | CA | CC1 | S | N | X |  |  | 3 | 0.91 | 3 | 3 | 0.5 | N |  |  | OP | X | 7 | 2001 |  |  | Y | Commercial CHP | 5 | [11 empty] | N | N |  | 12H | [23 empty] | N | N | bar: T T T to OBS BLQ BLQ; DFO NG NG
57047 | BioFuels Point Loma LLC | 57735 | UCSD Fuel Cell Plant | CA | San Diego | UCSD | Other Natural Gas | FC |  | S | X | X |  |  | 3 |  | 2.8 | 2.8 | 0.5 | N |  |  | OP | X | 11 | 2011 |  |  | N | IPP Non-CHP | 2 | T T T: X; OBS BLQ BLQ: NG; OBS NG PUR: OBG | [6 empty] | OVER
57353 | Plumas Sierra Rural Electric Coop | 57977 | High Sierra Cogeneration Plant | CA | Lassen | ENG1 | Natural Gas Internal Combustion Engine | IC |  | S | X | X |  |  | 3 | 0.8 | 2.5 | 2.8 | 1.5 | N |  |  | OP | X | 2 | 2010 |  |  | Y | Electric Utility | 1 | [11 empty] | N | N |  | 10M | [23 empty] | N | N | N | bar: T T T to OBS BLQ BLQ
57353 | Plumas Sierra Rural Electric Coop | 57977 | High Sierra Cogeneration Plant | CA | Lassen | ENG2 | Natural Gas Internal Combustion Engine | IC |  | S | X | X |  |  | 3 | 0.8 | 2.5 | 2.8 | 1.5 | N |  |  | OP | X | 2 | 2010 |  |  | Y | Electric Utility | 1 | [11 empty] | N | N |  | 10M | [23 empty] | N | N | N | bar: T T T to OBS BLQ BLQ
61087 | CoreSite Real Estate 3032 Coronado, L.P. | 61482 | CoreSite Real Estate 3032 Coronado, L.P. | CA | Santa Clara | G-1 | Petroleum Liquids | IC |  | S | X | X |  |  | 3 | 1 | 3 | 3 | 0.5 | N |  |  | SB | N | 8 | 2015 |  |  | N | Commercial Non-CHP | 4 | T T T: X; OBS BLQ BLQ: DFO |  |  |  | N | N |  | 10M | [23 empty] | N
61087 | CoreSite Real Estate 3032 Coronado, L.P. | 61482 | CoreSite Real Estate 3032 Coronado, L.P. | CA | Santa Clara | G-10 | Petroleum Liquids | IC |  | S | X | X |  |  | 3 | 1 | 3 | 3 | 0.5 | N |  |  | SB | N | 8 | 2015 |  |  | N | Commercial Non-CHP | 4 | T T T: X; OBS BLQ BLQ: DFO |  |  |  | N | N |  | 10M | [23 empty] | N
61087 | CoreSite Real Estate 3032 Coronado, L.P. | 61482 | CoreSite Real Estate 3032 Coronado, L.P. | CA | Santa Clara | G-2 | Petroleum Liquids | IC |  | S | X | X |  |  | 3 | 1 | 3 | 3 | 0.5 | N |  |  | SB | N | 8 | 2015 |  |  | N | Commercial Non-CHP | 4 | T T T: X; OBS BLQ BLQ: DFO |  |  |  | N | N |  | 10M | [23 empty] | N
61087 | CoreSite Real Estate 3032 Coronado, L.P. | 61482 | CoreSite Real Estate 3032 Coronado, L.P. | CA | Santa Clara | G-3 | Petroleum Liquids | IC |  | S | X | X |  |  | 3 | 1 | 3 | 3 | 0.5 | N |  |  | SB | N | 8 | 2015 |  |  | N | Commercial Non-CHP | 4 | T T T: X; OBS BLQ BLQ: DFO |  |  |  | N | N |  | 10M | [23 empty] | N
61087 | CoreSite Real Estate 3032 Coronado, L.P. | 61482 | CoreSite Real Estate 3032 Coronado, L.P. | CA | Santa Clara | G-4 | Petroleum Liquids | IC |  | S | X | X |  |  | 3 | 1 | 3 | 3 | 0.5 | N |  |  | SB | N | 8 | 2015 |  |  | N | Commercial Non-CHP | 4 | T T T: X; OBS BLQ BLQ: DFO |  |  |  | N | N |  | 10M | [23 empty] | N
61087 | CoreSite Real Estate 3032 Coronado, L.P. | 61482 | CoreSite Real Estate 3032 Coronado, L.P. | CA | Santa Clara | G-5 | Petroleum Liquids | IC |  | S | X | X |  |  | 3 | 1 | 3 | 3 | 0.5 | N |  |  | SB | N | 8 | 2015 |  |  | N | Commercial Non-CHP | 4 | T T T: X; OBS BLQ BLQ: DFO |  |  |  | N | N |  | 10M | [23 empty] | N
61087 | CoreSite Real Estate 3032 Coronado, L.P. | 61482 | CoreSite Real Estate 3032 Coronado, L.P. | CA | Santa Clara | G-6 | Petroleum Liquids | IC |  | S | X | X |  |  | 3 | 1 | 3 | 3 | 0.5 | N |  |  | SB | N | 8 | 2015 |  |  | N | Commercial Non-CHP | 4 | T T T: X; OBS BLQ BLQ: DFO |  |  |  | N | N |  | 10M | [23 empty] | N
61087 | CoreSite Real Estate 3032 Coronado, L.P. | 61482 | CoreSite Real Estate 3032 Coronado, L.P. | CA | Santa Clara | G-7 | Petroleum Liquids | IC |  | S | X | X |  |  | 3 | 1 | 3 | 3 | 0.5 | N |  |  | SB | N | 8 | 2015 |  |  | N | Commercial Non-CHP | 4 | T T T: X; OBS BLQ BLQ: DFO |  |  |  | N | N |  | 10M | [23 empty] | N
61087 | CoreSite Real Estate 3032 Coronado, L.P. | 61482 | CoreSite Real Estate 3032 Coronado, L.P. | CA | Santa Clara | G-8 | Petroleum Liquids | IC |  | S | X | X |  |  | 3 | 1 | 3 | 3 | 0.5 | N |  |  | SB | N | 8 | 2015 |  |  | N | Commercial Non-CHP | 4 | T T T: X; OBS BLQ BLQ: DFO |  |  |  | N | N |  | 10M | [23 empty] | N
61087 | CoreSite Real Estate 3032 Coronado, L.P. | 61482 | CoreSite Real Estate 3032 Coronado, L.P. | CA | Santa Clara | G-9 | Petroleum Liquids | IC |  | S | X | X |  |  | 3 | 1 | 3 | 3 | 0.5 | N |  |  | SB | N | 8 | 2015 |  |  | N | Commercial Non-CHP | 4 | T T T: X; OBS BLQ BLQ: DFO |  |  |  | N | N |  | 10M | [23 empty] | N
54713 | Chevron USA Inc | 52085 | Taft 26C Cogen | CA | Kern | TG1 | Natural Gas Fired Combustion Turbine | GT |  | S | X | X | CADET_6_N002 | TH_ZP26_GEN-APND | 3.1 | 0.9 | 2.7 | 2.9 | 1.5 | N |  |  | OP | X | 7 | 1982 |  |  | Y | Industrial CHP | 7 | [11 empty] | N | N |  | 1H | [23 empty] | N | N | N | bar: T T T to OBS BLQ BLQ
54713 | Chevron USA Inc | 52085 | Taft 26C Cogen | CA | Kern | TG2 | Natural Gas Fired Combustion Turbine | GT |  | S | X | X | CADET_6_N002 | TH_ZP26_GEN-APND | 3.1 | 0.9 | 2.7 | 2.9 | 1.5 | N |  |  | OP | X | 7 | 1982 |  |  | Y | Industrial CHP | 7 | [11 empty] | N | N |  | 1H | [23 empty] | N | N | N | bar: T T T to OBS BLQ BLQ
54713 | Chevron USA Inc | 52085 | Taft 26C Cogen | CA | Kern | TG3 | Natural Gas Fired Combustion Turbine | GT |  | S | X | X | CADET_6_N002 | TH_ZP26_GEN-APND | 3.1 | 0.9 | 2.7 | 2.9 | 1.5 | N |  |  | OP | X | 7 | 1982 |  |  | Y | Industrial CHP | 7 | [11 empty] | N | N |  | 1H | [23 empty] | N | N | N | bar: T T T to OBS BLQ BLQ
54713 | Chevron USA Inc | 52085 | Taft 26C Cogen | CA | Kern | TG4 | Natural Gas Fired Combustion Turbine | GT |  | S | X | X | CADET_6_N002 | TH_ZP26_GEN-APND | 3.1 | 0.9 | 2.7 | 2.9 | 1.5 | N |  |  | OP | X | 7 | 1982 |  |  | Y | Industrial CHP | 7 | [11 empty] | N | N |  | 1H | [23 empty] | N | N | N | bar: T T T to OBS BLQ BLQ
54713 | Chevron USA Inc | 52104 | Cymric 36W Cogen | CA | Kern | GEN1 | Natural Gas Fired Combustion Turbine | GT |  | S | X | X | CYMRIC_1_N004 | TH_ZP26_GEN-APND | 3.1 | 0.9 | 2.7 | 2.9 | 1.5 | N |  |  | OP | X | 10 | 1982 |  |  | Y | Industrial CHP | 7 | [11 empty] | N | N |  | 1H | [23 empty] | N | N | N | bar: T T T to OBS BLQ BLQ
54713 | Chevron USA Inc | 52104 | Cymric 36W Cogen | CA | Kern | GEN2 | Natural Gas Fired Combustion Turbine | GT |  | S | X | X | CYMRIC_1_N004 | TH_ZP26_GEN-APND | 3.1 | 0.9 | 2.7 | 2.9 | 1.5 | N |  |  | OP | X | 10 | 1982 |  |  | Y | Industrial CHP | 7 | [11 empty] | N | N |  | 1H | [23 empty] | N | N | N | bar: T T T to OBS BLQ BLQ
54713 | Chevron USA Inc | 52104 | Cymric 36W Cogen | CA | Kern | GEN3 | Natural Gas Fired Combustion Turbine | GT |  | S | X | X | CYMRIC_1_N004 | TH_ZP26_GEN-APND | 3.1 | 0.9 | 2.7 | 2.9 | 1.5 | N |  |  | OP | X | 10 | 1982 |  |  | Y | Industrial CHP | 7 | [11 empty] | N | N |  | 1H | [23 empty] | N | N | N | bar: T T T to OBS BLQ BLQ
54713 | Chevron USA Inc | 52104 | Cymric 36W Cogen | CA | Kern | GEN4 | Natural Gas Fired Combustion Turbine | GT |  | S | X | X | CYMRIC_1_N004 | TH_ZP26_GEN-APND | 3.1 | 0.9 | 2.7 | 2.9 | 1.5 | N |  |  | OP | X | 10 | 1982 |  |  | Y | Industrial CHP | 7 | [11 empty] | N | N |  | 1H | [23 empty] | N | N | N | bar: T T T to OBS BLQ BLQ
55784 | California Power Holdings LLC | 56185 | Chowchilla II | CA | Madera | IC1 | Natural Gas Internal Combustion Engine | IC |  | S | X | X |  |  | 3.1 | 0.8 | 3.1 | 3.1 | 2.1 | N |  |  | OP | X | 6 | 2001 |  |  | N | IPP Non-CHP | 2 | [11 empty] | N |  |  | 10M | [23 empty] | N | bar: T T T to OBS BLQ BLQ
55784 | California Power Holdings LLC | 56185 | Chowchilla II | CA | Madera | IC10 | Natural Gas Internal Combustion Engine | IC |  | S | X | X |  |  | 3.1 | 0.8 | 3.1 | 3.1 | 2.1 | N |  |  | OP | X | 6 | 2001 |  |  | N | IPP Non-CHP | 2 | [11 empty] | N |  |  | 10M | [23 empty] | N | bar: T T T to OBS BLQ BLQ
55784 | California Power Holdings LLC | 56185 | Chowchilla II | CA | Madera | IC11 | Natural Gas Internal Combustion Engine | IC |  | S | X | X |  |  | 3.1 | 0.8 | 3.1 | 3.1 | 2.1 | N |  |  | OP | X | 6 | 2001 |  |  | N | IPP Non-CHP | 2 | [11 empty] | N |  |  | 10M | [23 empty] | N | bar: T T T to OBS BLQ BLQ
55784 | California Power Holdings LLC | 56185 | Chowchilla II | CA | Madera | IC12 | Natural Gas Internal Combustion Engine | IC |  | S | X | X |  |  | 3.1 | 0.8 | 3.1 | 3.1 | 2.1 | N |  |  | OP | X | 6 | 2001 |  |  | N | IPP Non-CHP | 2 | [11 empty] | N |  |  | 10M | [23 empty] | N | bar: T T T to OBS BLQ BLQ
55784 | California Power Holdings LLC | 56185 | Chowchilla II | CA | Madera | IC13 | Natural Gas Internal Combustion Engine | IC |  | S | X | X |  |  | 3.1 | 0.8 | 3.1 | 3.1 | 2.1 | N |  |  | OP | X | 6 | 2001 |  |  | N | IPP Non-CHP | 2 | [11 empty] | N |  |  | 10M | [23 empty] | N | bar: T T T to OBS BLQ BLQ
55784 | California Power Holdings LLC | 56185 | Chowchilla II | CA | Madera | IC14 | Natural Gas Internal Combustion Engine | IC |  | S | X | X |  |  | 3.1 | 0.8 | 3.1 | 3.1 | 2.1 | N |  |  | OP | X | 6 | 2001 |  |  | N | IPP Non-CHP | 2 | [11 empty] | N |  |  | 10M | [23 empty] | N | bar: T T T to OBS BLQ BLQ
55784 | California Power Holdings LLC | 56185 | Chowchilla II | CA | Madera | IC15 | Natural Gas Internal Combustion Engine | IC |  | S | X | X |  |  | 3.1 | 0.8 | 3.1 | 3.1 | 2.1 | N |  |  | OP | X | 6 | 2001 |  |  | N | IPP Non-CHP | 2 | [11 empty] | N |  |  | 10M | [23 empty] | N | bar: T T T to OBS BLQ BLQ
55784 | California Power Holdings LLC | 56185 | Chowchilla II | CA | Madera | IC16 | Natural Gas Internal Combustion Engine | IC |  | S | X | X |  |  | 3.1 | 0.8 | 3.1 | 3.1 | 2.1 | N |  |  | OP | X | 6 | 2001 |  |  | N | IPP Non-CHP | 2 | [11 empty] | N |  |  | 10M | [23 empty] | N | bar: T T T to OBS BLQ BLQ
55784 | California Power Holdings LLC | 56185 | Chowchilla II | CA | Madera | IC2 | Natural Gas Internal Combustion Engine | IC |  | S | X | X |  |  | 3.1 | 0.8 | 3.1 | 3.1 | 2.1 | N |  |  | OP | X | 6 | 2001 |  |  | N | IPP Non-CHP | 2 | [11 empty] | N |  |  | 10M | [23 empty] | N | bar: T T T to OBS BLQ BLQ
55784 | California Power Holdings LLC | 56185 | Chowchilla II | CA | Madera | IC3 | Natural Gas Internal Combustion Engine | IC |  | S | X | X |  |  | 3.1 | 0.8 | 3.1 | 3.1 | 2.1 | N |  |  | OP | X | 6 | 2001 |  |  | N | IPP Non-CHP | 2 | [11 empty] | N |  |  | 10M | [23 empty] | N | bar: T T T to OBS BLQ BLQ
55784 | California Power Holdings LLC | 56185 | Chowchilla II | CA | Madera | IC4 | Natural Gas Internal Combustion Engine | IC |  | S | X | X |  |  | 3.1 | 0.8 | 3.1 | 3.1 | 2.1 | N |  |  | OP | X | 6 | 2001 |  |  | N | IPP Non-CHP | 2 | [11 empty] | N |  |  | 10M | [23 empty] | N | bar: T T T to OBS BLQ BLQ
55784 | California Power Holdings LLC | 56185 | Chowchilla II | CA | Madera | IC5 | Natural Gas Internal Combustion Engine | IC |  | S | X | X |  |  | 3.1 | 0.8 | 3.1 | 3.1 | 2.1 | N |  |  | OP | X | 6 | 2001 |  |  | N | IPP Non-CHP | 2 | [11 empty] | N |  |  | 10M | [23 empty] | N | bar: T T T to OBS BLQ BLQ
55784 | California Power Holdings LLC | 56185 | Chowchilla II | CA | Madera | IC6 | Natural Gas Internal Combustion Engine | IC |  | S | X | X |  |  | 3.1 | 0.8 | 3.1 | 3.1 | 2.1 | N |  |  | OP | X | 6 | 2001 |  |  | N | IPP Non-CHP | 2 | [11 empty] | N |  |  | 10M | [23 empty] | N | bar: T T T to OBS BLQ BLQ
55784 | California Power Holdings LLC | 56185 | Chowchilla II | CA | Madera | IC7 | Natural Gas Internal Combustion Engine | IC |  | S | X | X |  |  | 3.1 | 0.8 | 3.1 | 3.1 | 2.1 | N |  |  | OP | X | 6 | 2001 |  |  | N | IPP Non-CHP | 2 | [11 empty] | N |  |  | 10M | [23 empty] | N | bar: T T T to OBS BLQ BLQ
55784 | California Power Holdings LLC | 56185 | Chowchilla II | CA | Madera | IC8 | Natural Gas Internal Combustion Engine | IC |  | S | X | X |  |  | 3.1 | 0.8 | 3.1 | 3.1 | 2.1 | N |  |  | OP | X | 6 | 2001 |  |  | N | IPP Non-CHP | 2 | [11 empty] | N |  |  | 10M | [23 empty] | N | bar: T T T to OBS BLQ BLQ
55784 | California Power Holdings LLC | 56185 | Chowchilla II | CA | Madera | IC9 | Natural Gas Internal Combustion Engine | IC |  | S | X | X |  |  | 3.1 | 0.8 | 3.1 | 3.1 | 2.1 | N |  |  | OP | X | 6 | 2001 |  |  | N | IPP Non-CHP | 2 | [11 empty] | N |  |  | 10M | [23 empty] | N | bar: T T T to OBS BLQ BLQ
24536 | Aera Energy LLC-San Ardo | 55184 | Aera San Ardo Cogen Facility | CA | Monterey | UN-B | Natural Gas Fired Combustion Turbine | GT |  | S | X | X |  |  | 3.2 | 0.8 | 2.8 | 3 | 2.5 | N |  |  | OA | X | 7 | 1989 |  |  | Y | Industrial CHP | 7 | [11 empty] | N | N |  | 1H | [23 empty] | N | N | N | bar: T T T to OBS BLQ BLQ
1058 | B Braun Medical Inc | 50200 | B Braun Medical | CA | Orange | GEN2 | Natural Gas Fired Combustion Turbine | GT |  | S | X | X |  |  | 3.3 | 0.8 | 3 | 2.9 | 1 | N |  |  | OP | X | 1 | 1995 |  |  | Y | Industrial CHP | 7 | [11 empty] | N | N |  | 12H | [23 empty] | N | N | N | bar: T T T to OBS BLQ BLQ
63182 | SunSelect Produce (California) Inc | 61754 | SunSelect1 | CA | Kern | 1 | Natural Gas Internal Combustion Engine | IC |  | S | X | X | SCE | SCE | 3.3 | 0.9 | 3.3 | 3.3 | 1.6 | N |  |  | OP | X | 6 | 2018 |  |  | Y | Industrial CHP | 7 | [11 empty] | N | N | 0 | 10M | [23 empty] | N | N | N | bar: T T T to OBS BLQ BLQ
63182 | SunSelect Produce (California) Inc | 61754 | SunSelect1 | CA | Kern | 2 | Natural Gas Internal Combustion Engine | IC |  | S | X | X | SCE | SCE | 3.3 | 0.9 | 3.3 | 3.3 | 1.6 | N |  |  | OP | X | 6 | 2018 |  |  | Y | Industrial CHP | 7 | [11 empty] | N | N |  | 10M | [23 empty] | N | N | N | bar: T T T to OBS BLQ BLQ
23005 | Aera Energy LLC-Coalinga | 50750 | Coalinga Cogeneration Facility | CA | Fresno | GEN1 | Natural Gas Fired Combustion Turbine | GT |  | W | X | X |  |  | 3.4 | 0.8 | 3.2 | 3.3 | 1.8 | N |  |  | OP | X | 6 | 1988 |  |  | Y | Industrial CHP | 7 | [11 empty] | N | N |  | 10M |  | N | [18 empty] | N |  |  | N | N | N | bar: T T T to OBS BLQ BLQ
23005 | Aera Energy LLC-Coalinga | 50750 | Coalinga Cogeneration Facility | CA | Fresno | GEN2 | Natural Gas Fired Combustion Turbine | GT |  | W | X | X |  |  | 3.4 | 0.8 | 3.2 | 3.3 | 1.8 | N |  |  | OP | X | 6 | 1988 |  |  | Y | Industrial CHP | 7 | [11 empty] | N | N |  | 10M | N | N | N | N |  | N | N | [13 empty] | N |  |  | N | N | N | bar: T T T to OBS BLQ BLQ
54713 | Chevron USA Inc | 50751 | Southeast Kern River Cogen | CA | Kern | GTG2 | Natural Gas Fired Combustion Turbine | GT |  | S | X | X |  |  | 3.4 | 0.9 | 3 | 3.2 | 1.5 | N |  |  | OS | X | 2 | 1989 |  |  | Y | Industrial CHP | 7 | [11 empty] | N | N |  | 1H | [23 empty] | N | N | N | bar: T T T to OBS BLQ BLQ; DFO NG NG
54713 | Chevron USA Inc | 50751 | Southeast Kern River Cogen | CA | Kern | GTG3 | Natural Gas Fired Combustion Turbine | GT |  | S | X | X |  |  | 3.4 | 0.9 | 3 | 3.2 | 1.5 | N |  |  | OS | X | 2 | 1989 |  |  | Y | Industrial CHP | 7 | [11 empty] | N | N |  | 1H | [23 empty] | N | N | N | bar: T T T to OBS BLQ BLQ; DFO NG NG
54713 | Chevron USA Inc | 52081 | Cymric 31X Cogen | CA | Kern | TG1 | Natural Gas Fired Combustion Turbine | GT |  | S | X | X | CYMRIC_1_N004 | TH_ZP26_GEN-APND | 3.4 | 0.9 | 2.7 | 2.9 | 1.5 | N |  |  | OP | X | 10 | 1988 |  |  | Y | Industrial CHP | 7 | [11 empty] | N | N |  | 1H | [23 empty] | N | N | N | bar: T T T to OBS BLQ BLQ
54713 | Chevron USA Inc | 52081 | Cymric 31X Cogen | CA | Kern | TG2 | Natural Gas Fired Combustion Turbine | GT |  | S | X | X | CYMRIC_1_N004 | TH_ZP26_GEN-APND | 3.4 | 0.9 | 2.7 | 2.9 | 1.5 | N |  |  | OP | X | 10 | 1988 |  |  | Y | Industrial CHP | 7 | [11 empty] | N | N |  | 1H | [23 empty] | N | N | N | bar: T T T to OBS BLQ BLQ
54713 | Chevron USA Inc | 52082 | Cymric 6Z Cogen | CA | Kern | TG1 | Natural Gas Fired Combustion Turbine | GT |  | S | X | X | CYMRIC_1_N004 | TH_ZP26_GEN-APND | 3.4 | 0.9 | 2.7 | 2.9 | 1.5 | N |  |  | OP | X | 7 | 1986 |  |  | Y | Industrial CHP | 7 | [11 empty] | N | N |  | 1H | [23 empty] | N | N | N | bar: T T T to OBS BLQ BLQ
54713 | Chevron USA Inc | 52082 | Cymric 6Z Cogen | CA | Kern | TG2 | Natural Gas Fired Combustion Turbine | GT |  | S | X | X | CYMRIC_1_N004 | TH_ZP26_GEN-APND | 3.4 | 0.9 | 2.7 | 2.9 | 1.5 | N |  |  | OP | X | 7 | 1986 |  |  | Y | Industrial CHP | 7 | [11 empty] | N | N |  | 1H | [23 empty] | N | N | N | bar: T T T to OBS BLQ BLQ
54713 | Chevron USA Inc | 52083 | Coalinga 6C Cogen | CA | Fresno | TG1 | Natural Gas Fired Combustion Turbine | GT |  | S | X | X |  |  | 3.4 | 0.9 | 2.7 | 2.9 | 1.5 | N |  |  | OS | X | 9 | 1989 |  |  | Y | Industrial CHP | 7 | [11 empty] | N | N |  | 1H | [23 empty] | N | N | N | bar: T T T to OBS BLQ BLQ
54713 | Chevron USA Inc | 52083 | Coalinga 6C Cogen | CA | Fresno | TG2 | Natural Gas Fired Combustion Turbine | GT |  | S | X | X |  |  | 3.4 | 0.9 | 2.7 | 2.9 | 1.5 | N |  |  | OS | X | 9 | 1989 |  |  | Y | Industrial CHP | 7 | [11 empty] | N | N |  | 1H | [23 empty] | N | N | N | bar: T T T to OBS BLQ BLQ
54713 | Chevron USA Inc | 52086 | Coalinga 25D Cogen | CA | Fresno | TG1 | Natural Gas Fired Combustion Turbine | GT |  | S | X | X | DERRICK_6_N003 | TH_ZP26_GEN-APND | 3.4 | 0.9 | 2.7 | 2.9 | 1.5 | N |  |  | OP | X | 10 | 1986 |  |  | Y | Industrial CHP | 7 | [11 empty] | N | N |  | 1H | [23 empty] | N | N | N | bar: T T T to OBS BLQ BLQ
54713 | Chevron USA Inc | 52086 | Coalinga 25D Cogen | CA | Fresno | TG2 | Natural Gas Fired Combustion Turbine | GT |  | S | X | X | DERRICK_6_N003 | TH_ZP26_GEN-APND | 3.4 | 0.9 | 2.7 | 2.9 | 1.5 | N |  |  | OP | X | 10 | 1986 |  |  | Y | Industrial CHP | 7 | [11 empty] | N | N |  | 1H | [23 empty] | N | N | N | bar: T T T to OBS BLQ BLQ
54713 | Chevron USA Inc | 52086 | Coalinga 25D Cogen | CA | Fresno | TG3 | Natural Gas Fired Combustion Turbine | GT |  | S | X | X | DERRICK_6_N003 | TH_ZP26_GEN-APND | 3.4 | 0.9 | 2.7 | 2.9 | 1.5 | N |  |  | OP | X | 12 | 1987 |  |  | Y | Industrial CHP | 7 | [11 empty] | N | N |  | 1H | [23 empty] | N | N | N | bar: T T T to OBS BLQ BLQ
54713 | Chevron USA Inc | 52086 | Coalinga 25D Cogen | CA | Fresno | TG4 | Natural Gas Fired Combustion Turbine | GT |  | S | X | X | DERRICK_6_N003 | TH_ZP26_GEN-APND | 3.4 | 0.9 | 2.7 | 2.9 | 1.5 | N |  |  | OP | X | 12 | 1987 |  |  | Y | Industrial CHP | 7 | [11 empty] | N | N |  | 1H | [23 empty] | N | N | N | bar: T T T to OBS BLQ BLQ
59228 | Bowerman Power LFG, LLC | 59461 | Bowerman Power LFG, LLC | CA | Orange | GEN01 | Landfill Gas | IC |  | S | X | X |  |  | 3.4 | 0.8 | 3.4 | 3.4 | 0.5 | N |  |  | OP | X | 4 | 2016 |  |  | N | IPP Non-CHP | 2 | T T T: X; OBS BLQ BLQ: LFG |  |  |  | N | N |  | 1H | [23 empty] | N | N | N
59228 | Bowerman Power LFG, LLC | 59461 | Bowerman Power LFG, LLC | CA | Orange | GEN02 | Landfill Gas | IC |  | S | X | X |  |  | 3.4 | 0.8 | 3.4 | 3.4 | 0.5 | N |  |  | OP | X | 4 | 2016 |  |  | N | IPP Non-CHP | 2 | T T T: X; OBS BLQ BLQ: LFG |  |  |  | N | N |  | 1H | [23 empty] | N | N | N
59228 | Bowerman Power LFG, LLC | 59461 | Bowerman Power LFG, LLC | CA | Orange | GEN03 | Landfill Gas | IC |  | S | X | X |  |  | 3.4 | 0.8 | 3.4 | 3.4 | 0.5 | N |  |  | OP | X | 4 | 2016 |  |  | N | IPP Non-CHP | 2 | T T T: X; OBS BLQ BLQ: LFG |  |  |  | N | N |  | 1H | [23 empty] | N | N | N
59228 | Bowerman Power LFG, LLC | 59461 | Bowerman Power LFG, LLC | CA | Orange | GEN04 | Landfill Gas | IC |  | S | X | X |  |  | 3.4 | 0.8 | 3.4 | 3.4 | 0.5 | N |  |  | OP | X | 4 | 2016 |  |  | N | IPP Non-CHP | 2 | T T T: X; OBS BLQ BLQ: LFG |  |  |  | N | N |  | 1H | [23 empty] | N | N | N
59228 | Bowerman Power LFG, LLC | 59461 | Bowerman Power LFG, LLC | CA | Orange | GEN05 | Landfill Gas | IC |  | S | X | X |  |  | 3.4 | 0.8 | 3.4 | 3.4 | 0.5 | N |  |  | OP | X | 4 | 2016 |  |  | N | IPP Non-CHP | 2 | T T T: X; OBS BLQ BLQ: LFG |  |  |  | N | N |  | 1H | [23 empty] | N | N | N
59228 | Bowerman Power LFG, LLC | 59461 | Bowerman Power LFG, LLC | CA | Orange | GEN06 | Landfill Gas | IC |  | S | X | X |  |  | 3.4 | 0.8 | 3.4 | 3.4 | 0.5 | N |  |  | OP | X | 4 | 2016 |  |  | N | IPP Non-CHP | 2 | T T T: X; OBS BLQ BLQ: LFG |  |  |  | N | N |  | 1H | [23 empty] | N | N | N
59228 | Bowerman Power LFG, LLC | 59461 | Bowerman Power LFG, LLC | CA | Orange | GEN07 | Landfill Gas | IC |  | S | X | X |  |  | 3.4 | 0.8 | 3.4 | 3.4 | 0.5 | N |  |  | OP | X | 4 | 2016 |  |  | N | IPP Non-CHP | 2 | T T T: X; OBS BLQ BLQ: LFG |  |  |  | N | N |  | 1H | [23 empty] | N | N | N
10077 | Kaweah Delta Hospital | 10042 | Kaweah Delta District Hospital | CA | Tulare | KDHT1 | Natural Gas Fired Combustion Turbine | GT |  | S | X | X |  |  | 3.5 | 0.8 | 3.5 | 3.5 | 1.6 | N |  |  | OP | X | 10 | 2008 |  |  | N | Commercial Non-CHP | 4 | [11 empty] | N | N |  | 10M | [23 empty] | N | N | bar: T T T to OBS BLQ BLQ
164 | AERA Energy LLC | 52077 | Lost Hills Cogeneration Plant | CA | Kern | GEN4 | Natural Gas Fired Combustion Turbine | GT |  | S | X | X |  |  | 3.5 | 0.9 | 2.7 | 3 | 2.5 | N |  |  | OP | X | 10 | 1985 |  |  | Y | Industrial CHP | 7 | [11 empty] | N | N |  | 1H | [23 empty] | N | N | N | bar: T T T to OBS BLQ BLQ
164 | AERA Energy LLC | 52077 | Lost Hills Cogeneration Plant | CA | Kern | GEN5 | Natural Gas Fired Combustion Turbine | GT |  | S | X | X |  |  | 3.5 | 0.9 | 2.7 | 3 | 2.5 | N |  |  | OP | X | 10 | 1985 |  |  | Y | Industrial CHP | 7 | [11 empty] | N | N |  | 1H | [23 empty] | N | N | N | bar: T T T to OBS BLQ BLQ
164 | AERA Energy LLC | 52077 | Lost Hills Cogeneration Plant | CA | Kern | GEN6 | Natural Gas Fired Combustion Turbine | GT |  | S | X | X |  |  | 3.5 | 0.9 | 2.7 | 3 | 2.5 | N |  |  | OP | X | 10 | 1985 |  |  | Y | Industrial CHP | 7 | [11 empty] | N | N |  | 1H | [23 empty] | N | N | N | bar: T T T to OBS BLQ BLQ
54713 | Chevron USA Inc | 52078 | North Midway Cogen | CA | Kern | GEN7 | Natural Gas Fired Combustion Turbine | GT |  | S | X | X |  |  | 3.5 | 0.9 | 3 | 3.2 | 1.5 | N |  |  | OS | X | 10 | 1986 |  |  | Y | Industrial CHP | 7 | [11 empty] | N | N |  | 1H | [23 empty] | N | N | N | bar: T T T to OBS BLQ BLQ; DFO NG NG
54713 | Chevron USA Inc | 52078 | North Midway Cogen | CA | Kern | GEN8 | Natural Gas Fired Combustion Turbine | GT |  | S | X | X |  |  | 3.5 | 0.9 | 3 | 3.2 | 1.5 | N |  |  | OS | X | 10 | 1986 |  |  | Y | Industrial CHP | 7 | [11 empty] | N | N |  | 1H | [23 empty] | N | N | N | bar: T T T to OBS BLQ BLQ; DFO NG NG
54713 | Chevron USA Inc | 52078 | North Midway Cogen | CA | Kern | GEN9 | Natural Gas Fired Combustion Turbine | GT |  | S | X | X |  |  | 3.5 | 0.9 | 3 | 3.2 | 1.5 | N |  |  | OS | X | 10 | 1986 |  |  | Y | Industrial CHP | 7 | [11 empty] | N | N |  | 1H | [23 empty] | N | N | N | bar: T T T to OBS BLQ BLQ; DFO NG NG
16578 | Saint Agnes Medical Center | 54800 | Saint Agnes Medical Center | CA | Fresno | 9911 | Natural Gas Fired Combustion Turbine | GT |  | S | X | X |  |  | 3.5 | 0.8 | 2.7 | 2.2 | 1.8 | N |  |  | OP | X | 5 | 2001 |  |  | Y | Commercial CHP | 5 | [11 empty] | N | N |  | 1H | [5 empty] | N | [17 empty] | N | N | N | bar: T T T to OBS BLQ BLQ
16578 | Saint Agnes Medical Center | 54800 | Saint Agnes Medical Center | CA | Fresno | 9929 | Natural Gas Fired Combustion Turbine | GT |  | S | X | X |  |  | 3.5 | 0.8 | 2.7 | 2.2 | 1.8 | N |  |  | OP | X | 12 | 2001 |  |  | Y | Commercial CHP | 5 | [11 empty] | N | N |  | 1H | [5 empty] | N | [17 empty] | N | N | N | bar: T T T to OBS BLQ BLQ
16657 | San Jose/Santa Clara Water P C | 56080 | SJ/SC WPCP | CA | Santa Clara | EG4 | Other Waste Biomass | IC |  | S | X | X |  |  | 3.5 | 0.8 | 3.2 | 3.2 | 1.8 | N |  |  | OP | X | 10 | 2020 |  |  | Y | Commercial CHP | 5 | T T T: T; OBS BLQ BLQ: OBG; OBS NG PUR: NG |  |  |  | N | N |  | 1H | [23 empty] | Y | Y | N
16657 | San Jose/Santa Clara Water P C | 56080 | SJ/SC WPCP | CA | Santa Clara | EG5 | Other Waste Biomass | IC |  | S | X | X |  |  | 3.5 | 0.8 | 3.2 | 3.2 | 1.8 | N |  |  | OP | X | 10 | 2020 |  |  | Y | Commercial CHP | 5 | T T T: T; OBS BLQ BLQ: OBG; OBS NG PUR: NG |  |  |  | N | N |  | 1H | [23 empty] | Y | Y | N
16657 | San Jose/Santa Clara Water P C | 56080 | SJ/SC WPCP | CA | Santa Clara | EG6 | Other Waste Biomass | IC |  | S | X | X |  |  | 3.5 | 0.8 | 3.2 | 3.2 | 1.8 | N |  |  | OP | X | 10 | 2020 |  |  | Y | Commercial CHP | 5 | T T T: T; OBS BLQ BLQ: OBG; OBS NG PUR: NG |  |  |  | N | N |  | 1H | [23 empty] | Y | Y | N
16657 | San Jose/Santa Clara Water P C | 56080 | SJ/SC WPCP | CA | Santa Clara | EG7 | Other Waste Biomass | IC |  | S | X | X |  |  | 3.5 | 0.8 | 3.2 | 3.2 | 1.8 | N |  |  | OP | X | 10 | 2020 |  |  | Y | Commercial CHP | 5 | T T T: T; OBS BLQ BLQ: OBG; OBS NG PUR: NG |  |  |  | N | N |  | 1H | [23 empty] | Y | Y | N
56914 | Central Contra Costa Sanitary District | 57573 | CCCSD Wastewater Treatment Plnt | CA | Contra Costa | S188 | Natural Gas Fired Combustion Turbine | GT |  | S | X | X |  |  | 3.5 | 0.95 | 3 | 3.5 | 1.5 | N |  |  | OP | X | 12 | 1995 |  |  | Y | Commercial CHP | 5 | [11 empty] | N | N |  | 1H | [23 empty] | N | N | bar: T T T to OBS BLQ BLQ; DFO NG NG
57128 | Bloom Energy | 63603 | Illumina Way SD | CA | San Diego | ILM01 | Other Natural Gas | FC |  | W | X | X |  |  | 3.5 |  | 3.5 | 3.5 | 0.1 | N |  |  | OP | X | 9 | 2019 |  |  | N | Industrial Non-CHP | 6 | [11 empty] | N | N |  | 12H | bar: T T T to OBS BLQ BLQ
61143 | Bridge Energy LLC | 56090 | Blacksand Generating Facility | CA | Orange | D189 | Other Gases | GT |  | S | X | X |  |  | 3.7 | 0.8 | 3 | 3 | 2.1 | N |  |  | OP | X | 11 | 2000 |  |  | N | Industrial Non-CHP | 6 | [11 empty] | N | N |  | 1H | [20 empty] | N |  |  | N | N | N | bar: T T T to OBS BLQ BLQ; DFO NG NG
58171 | University of California-San Francisco | 58198 | Parnassus Central Utility Plant | CA | San Francisco | STG1 | Natural Gas Fired Combined Cycle | CA | CC1 | S | Y | X |  |  | 3.8 | 0.8 | 1.8 | 1.8 | 0.3 | N |  |  | OP | X | 1 | 1996 |  |  | Y | Commercial CHP | 5 | T T T: T; OBS BLQ BLQ: NG; OBS NG PUR: DFO |  |  |  | N | N | 0 | 12H | [20 empty] | N |  |  | Y | N | Y
16655 | City of Santa Clara - (CA) | 7232 | Santa Clara Cogen | CA | Santa Clara | 1 | Natural Gas Fired Combustion Turbine | GT |  | S | X | X | CSCCOG_6_N001 | CSCCOG_6_N001 | 3.9 | 0.85 | 3.5 | 3.5 | 2.8 | N |  |  | OP | X | 6 | 1982 |  |  | Y | Electric Utility | 1 | [11 empty] | N | N |  | 12H | [23 empty] | N | bar: T T T to OBS BLQ BLQ
16655 | City of Santa Clara - (CA) | 7232 | Santa Clara Cogen | CA | Santa Clara | 2 | Natural Gas Fired Combustion Turbine | GT |  | S | X | X | CSCCOG_6_N001 | CSCCOG_6_N001 | 3.9 | 0.85 | 3.5 | 3.5 | 2.8 | N |  |  | OP | X | 6 | 1982 |  |  | Y | Electric Utility | 1 | [11 empty] | N | N |  | 12H | [23 empty] | N | bar: T T T to OBS BLQ BLQ
61143 | Bridge Energy LLC | 56090 | Blacksand Generating Facility | CA | Orange | D182 | Other Gases | GT |  | S | X | X |  |  | 4 | 0.8 | 2.5 | 2.5 | 2.1 | N |  |  | OP | X | 6 | 2000 |  |  | N | Industrial Non-CHP | 6 | [11 empty] | N | N |  | 1H | [20 empty] | N |  |  | N | N | N | bar: T T T to OBS BLQ BLQ; DFO NG NG
57369 | Apple, Inc | 59557 | Apple Campus 2 Fuel Cell | CA | Santa Clara | AC2FC | Landfill Gas | FC |  | S | X | X |  |  | 4 |  | 4 | 4 | 2 | N |  |  | OP | X | 6 | 2017 |  |  | N | Industrial Non-CHP | 6 | T T T: X; OBS BLQ BLQ: LFG; OBS NG PUR: OBG | [6 empty] | 12H
16625 | San Diego State University | 50061 | San Diego State University | CA | San Diego | GEN4 | Natural Gas Fired Combined Cycle | CA | CC1 | S | Y | X |  |  | 4.1 | 1 | 4.1 | 4.1 | 1 | N |  |  | OP | X | 12 | 2002 |  |  | Y | Commercial CHP | 5 | [11 empty] | N | N |  | 1H | [23 empty] | N | bar: T T T to OBS BLQ BLQ
22142 | Santa Cruz Cogeneration Assoc | 50064 | Univ of Calif Santa Cruz Cogeneration | CA | Santa Cruz | 003 | Natural Gas Fired Combustion Turbine | GT |  | S | X | X |  |  | 4.4 | 0.9 | 4.4 | 4.4 | 0.5 | N |  |  | OP | X | 7 | 2015 |  |  | Y | Commercial CHP | 5 | [11 empty] | N | N |  | 1H | [23 empty] | N | N | N | bar: T T T to OBS BLQ BLQ
58429 | Houweling's Tomatoes | 58432 | Houweling Nurseries | CA | Ventura | COG1 | Natural Gas Internal Combustion Engine | IC |  | S | X | X | SCE | SCE | 4.4 | 0.8 | 4.4 | 4.4 | 3.5 | N |  |  | OP | X | 8 | 2012 |  |  | Y | IPP CHP | 3 | [11 empty] | N | N |  | 10M | [23 empty] | N | N | N | bar: T T T to OBS BLQ BLQ
58429 | Houweling's Tomatoes | 58432 | Houweling Nurseries | CA | Ventura | COG2 | Natural Gas Internal Combustion Engine | IC |  | S | X | X | SCE | SCE | 4.4 | 0.8 | 4.4 | 4.4 | 3.5 | N |  |  | OP | X | 8 | 2012 |  |  | Y | IPP CHP | 3 | [11 empty] | N | N |  | 10M | [23 empty] | N | N | N | bar: T T T to OBS BLQ BLQ
58429 | Houweling's Tomatoes | 58432 | Houweling Nurseries | CA | Ventura | COG3 | Natural Gas Internal Combustion Engine | IC |  | S | X | X | SCE | SCE | 4.4 | 0.8 | 4.4 | 4.4 | 3.5 | N |  |  | OP | X | 9 | 2013 |  |  | Y | IPP CHP | 3 | [11 empty] | N | N |  | 10M | [23 empty] | N | N | N | bar: T T T to OBS BLQ BLQ
7726 | Sharp Grossmont Hospital | 10115 | Grossmont Hospital | CA | San Diego | GEN3 | Natural Gas Fired Combustion Turbine | GT |  | S | X | X |  |  | 4.5 | 0.83 | 4.2 | 4.4 | 2.2 | N |  |  | OP | X | 5 | 2016 |  |  | Y | Commercial CHP | 5 | [11 empty] | N | N | 0 | 1H |  |  |  |  | N | [18 empty] | N | N | bar: T T T to OBS BLQ BLQ
57477 | Kern Oil & Refining Co | 58100 | Kern Oil & Refining Co | CA | Kern | 5900 | Natural Gas Fired Combustion Turbine | GT |  | S | X | X |  |  | 4.5 | 0.8 | 4.9 | 4.9 | 0 | N |  |  | OP | X | 10 | 2002 |  |  | N | Industrial Non-CHP | 6 | [11 empty] | N | N | 0 | 1H | [23 empty] | N | N | N | bar: T T T to OBS BLQ BLQ
56104 | AMERESCO Chiquita Canyon LLC | 56898 | Ameresco Chiquita Canyon | CA | Los Angeles | 1 | Landfill Gas | GT |  | S | X | X |  |  | 4.6 | 1 | 4 | 4 | 1 | N |  |  | OP | X | 11 | 2010 |  |  | N | IPP Non-CHP | 2 | T T T: X; OBS BLQ BLQ: LFG |  |  |  | N | N |  | 10M | [23 empty] | N | N | N
56104 | AMERESCO Chiquita Canyon LLC | 56898 | Ameresco Chiquita Canyon | CA | Los Angeles | 2 | Landfill Gas | GT |  | S | X | X |  |  | 4.6 | 1 | 4 | 4 | 1 | N |  |  | OP | X | 11 | 2010 |  |  | N | IPP Non-CHP | 2 | T T T: X; OBS BLQ BLQ: LFG |  |  |  | N | N |  | 10M | [23 empty] | N | N | N
11217 | Los Angeles County Sanitation | 57163 | Calabasas Gas to Energy Facility | CA | Los Angeles | GEN1 | Landfill Gas | GT |  | S | X | X |  |  | 4.6 | 0.8 | 3.3 | 3.6 | 3 | N |  |  | OP | X | 7 | 2010 |  |  | N | Commercial Non-CHP | 4 | T T T: X; OBS BLQ BLQ: LFG; OBS NG PUR: NG |  |  |  | N | N |  | 1H | [23 empty] | Y | Y | N
11217 | Los Angeles County Sanitation | 57163 | Calabasas Gas to Energy Facility | CA | Los Angeles | GEN3 | Landfill Gas | GT |  | S | X | X |  |  | 4.6 | 0.8 | 3.3 | 3.6 | 3 | N |  |  | OP | X | 7 | 2010 |  |  | N | Commercial Non-CHP | 4 | T T T: X; OBS BLQ BLQ: LFG; OBS NG PUR: NG |  |  |  | N | N |  | 1H | [23 empty] | Y | Y | N
5571 | East Bay Municipal Util Dist | 57696 | Power Generation Station (PGS) 2 | CA | Alameda | 1 | Other Waste Biomass | GT |  | S | X | X | OAK L_1_GTG1 |  | 4.6 | 0.8 | 3.8 | 3.8 | 1.5 | N |  |  | OP | X | 12 | 2011 |  |  | Y | Commercial CHP | 5 | T T T: T; OBS BLQ BLQ: OBG |  |  |  | N |  |  | 12H | [23 empty] | N | N
58104 | California State University at Fullerton | 58169 | CSUF Trigeneration | CA | Orange | 1 | Natural Gas Fired Combustion Turbine | GT |  | S | X | X |  |  | 4.6 | 0.97 | 4.3 | 4.3 | 2.2 | N |  |  | OP | X | 10 | 2010 |  |  | Y | Commercial CHP | 5 | [11 empty] | N | N |  | 12H | [23 empty] | N | N | bar: T T T to OBS BLQ BLQ
10810 | LAX Airport | 58258 | Central Utilities Plant LAX 2 | CA | Los Angeles | GEN1 | Natural Gas Fired Combustion Turbine | GT |  | S | X | X |  |  | 4.6 | 0.95 | 4.2 | 4.2 | 2.5 | N |  |  | OP | X | 10 | 2015 |  |  | Y | Commercial CHP | 5 | [11 empty] | N | N |  | 1H | N | [22 empty] | N | N | N | bar: T T T to OBS BLQ BLQ
10810 | LAX Airport | 58258 | Central Utilities Plant LAX 2 | CA | Los Angeles | GEN2 | Natural Gas Fired Combustion Turbine | GT |  | S | X | X |  |  | 4.6 | 0.95 | 4.2 | 4.2 | 2.5 | N |  |  | OP | X | 10 | 2015 |  |  | Y | Commercial CHP | 5 | [11 empty] | N | N |  | 1H | [23 empty] | N | N | N | bar: T T T to OBS BLQ BLQ
58426 | Sunshine Gas Producers LLC | 58429 | Sunshine Gas Producers | CA | Los Angeles | 1 | Landfill Gas | GT |  | S | X | X |  |  | 4.6 | 0.8 | 4 | 4 | 1.1 | N |  |  | OP | X | 8 | 2014 |  |  | N | IPP Non-CHP | 2 | T T T: X; OBS BLQ BLQ: LFG |  |  |  | N | N |  | 1H |  |  |  |  | N | [15 empty] | N |  |  | N | N | N
58426 | Sunshine Gas Producers LLC | 58429 | Sunshine Gas Producers | CA | Los Angeles | 2 | Landfill Gas | GT |  | S | X | X |  |  | 4.6 | 0.8 | 4 | 4 | 1.1 | N |  |  | OP | X | 8 | 2014 |  |  | N | IPP Non-CHP | 2 | T T T: X; OBS BLQ BLQ: LFG |  |  |  | N | N |  | 1H |  |  |  |  | N | [15 empty] | N |  |  | N | N | N
58426 | Sunshine Gas Producers LLC | 58429 | Sunshine Gas Producers | CA | Los Angeles | 3 | Landfill Gas | GT |  | S | X | X |  |  | 4.6 | 0.8 | 4 | 4 | 1.1 | N |  |  | OP | X | 8 | 2014 |  |  | N | IPP Non-CHP | 2 | T T T: X; OBS BLQ BLQ: LFG |  |  |  | N | N |  | 1H |  |  |  |  | N | [15 empty] | N |  |  | N | N | N
58426 | Sunshine Gas Producers LLC | 58429 | Sunshine Gas Producers | CA | Los Angeles | 4 | Landfill Gas | GT |  | S | X | X |  |  | 4.6 | 0.8 | 4 | 4 | 1.1 | N |  |  | OP | X | 8 | 2014 |  |  | N | IPP Non-CHP | 2 | T T T: X; OBS BLQ BLQ: LFG |  |  |  | N | N |  | 1H |  |  |  |  | N | [15 empty] | N |  |  | N | N | N
58426 | Sunshine Gas Producers LLC | 58429 | Sunshine Gas Producers | CA | Los Angeles | 5 | Landfill Gas | GT |  | S | X | X |  |  | 4.6 | 0.8 | 4 | 4 | 1.1 | N |  |  | OP | X | 8 | 2014 |  |  | N | IPP Non-CHP | 2 | T T T: X; OBS BLQ BLQ: LFG |  |  |  | N | N |  | 1H |  |  |  |  | N | [15 empty] | N |  |  | N | N | N
58789 | DOD USMC Marine Air Ground Combat | 58914 | MCAGCC Cogen Plant | CA | San Bernardino | CG100 | Natural Gas Fired Combustion Turbine | GT |  | S | X | X |  |  | 4.6 | 0.82 | 4.6 | 2.5 | 2.1 | N |  |  | OP | X | 4 | 2014 |  |  | N | IPP CHP | 3 | T T T: X; OBS BLQ BLQ: NG; OBS NG PUR: PG |  |  |  | N | N |  | 1H | [23 empty] | Y | N | N
58789 | DOD USMC Marine Air Ground Combat | 58914 | MCAGCC Cogen Plant | CA | San Bernardino | CG200 | Natural Gas Fired Combustion Turbine | GT |  | S | X | X |  |  | 4.6 | 0.82 | 4.6 | 2.5 | 2.1 | N |  |  | OP | X | 4 | 2014 |  |  | N | IPP CHP | 3 | T T T: X; OBS BLQ BLQ: NG; OBS NG PUR: PG |  |  |  | N | N |  | 1H | [23 empty] | Y | N | N
59222 | Qualcomm Incorporated | 59456 | P Plant | CA | San Diego | P-TG4 | Natural Gas Fired Combustion Turbine | GT |  | S | X | X |  |  | 4.6 | 0.8 | 4 | 4 | 3.8 | N |  |  | OP | X | 3 | 2007 |  |  | Y | Commercial CHP | 5 | [11 empty] | N | N |  | 1H | [20 empty] | N |  |  | N | N | N | bar: T T T to OBS BLQ BLQ
59222 | Qualcomm Incorporated | 59456 | P Plant | CA | San Diego | P-TG5 | Natural Gas Fired Combustion Turbine | GT |  | S | X | X |  |  | 4.6 | 0.8 | 4 | 4 | 3.8 | N |  |  | OP | X | 11 | 2015 |  |  | Y | Commercial CHP | 5 | [11 empty] | N | N |  | 1H | [20 empty] | N |  |  | N | N | N | bar: T T T to OBS BLQ BLQ
59222 | Qualcomm Incorporated | 59457 | Q Plant | CA | San Diego | Q-TG1 | Natural Gas Fired Combustion Turbine | GT |  | S | X | X |  |  | 4.6 | 0.8 | 4 | 4 | 3.8 | N |  |  | OP | X | 7 | 2013 |  |  | Y | Commercial CHP | 5 | [11 empty] | N | N |  | 1H | [20 empty] | N |  |  | N | N | N | bar: T T T to OBS BLQ BLQ
59222 | Qualcomm Incorporated | 59458 | W Plant | CA | San Diego | W-TG1 | Natural Gas Fired Combustion Turbine | GT |  | S | X | X |  |  | 4.6 | 0.8 | 4 | 4 | 3.8 | N |  |  | OP | X | 7 | 2005 |  |  | Y | Commercial CHP | 5 | [11 empty] | N | N |  | 1H | [20 empty] | N |  |  | N | N | N | bar: T T T to OBS BLQ BLQ
3476 | DTE San Diego COGEN Inc. | 10175 | Childrens Hospital | CA | San Diego | 1711 | Natural Gas Fired Combustion Turbine | GT |  | S | X | X |  |  | 4.8 | 0.9 | 4.8 | 4.8 | 2.8 | N |  |  | OP | X | 12 | 2004 |  |  | Y | Commercial CHP | 5 | [11 empty] | N | N |  | 10M | [23 empty] | N | N | bar: T T T to OBS BLQ BLQ
58171 | University of California-San Francisco | 58198 | Parnassus Central Utility Plant | CA | San Francisco | GTG1 | Natural Gas Fired Combined Cycle | CT | CC1 | S | X | N |  |  | 4.8 | 0.8 | 5.2 | 5.2 | 2.5 | N |  |  | OP | X | 1 | 1996 |  |  | Y | Commercial CHP | 5 | T T T: T; OBS BLQ BLQ: NG; OBS NG PUR: DFO |  |  |  | N | N |  | 12H | [20 empty] | N |  |  | Y | Y | Y
58171 | University of California-San Francisco | 58198 | Parnassus Central Utility Plant | CA | San Francisco | GTG2 | Natural Gas Fired Combined Cycle | CT | CC1 | S | X | N |  |  | 4.8 | 0.8 | 5.5 | 5.5 | 2.6 | N |  |  | OP | X | 1 | 1996 |  |  | Y | Commercial CHP | 5 | T T T: T; OBS BLQ BLQ: NG; OBS NG PUR: DFO |  |  |  | N | N |  | 12H | [20 empty] | N |  |  | Y | Y | Y
1569 | Berry Petroleum Co | 62176 | Berry NMW Cogens | CA | Kern | 21Z | Natural Gas Fired Combustion Turbine | GT |  | S | X | X |  |  | 4.8 | 0.8 | 5.7 | 5 | 2.5 | N |  |  | OP | X | 11 | 2017 |  |  | N | Industrial Non-CHP | 6 | [11 empty] | N | N |  | 10M | [23 empty] | N | N | N | bar: T T T to OBS BLQ BLQ
1569 | Berry Petroleum Co | 62176 | Berry NMW Cogens | CA | Kern | PF | Natural Gas Fired Combustion Turbine | GT |  | S | X | X |  |  | 4.8 | 0.8 | 5.7 | 5 | 2.5 | N |  |  | OP | X | 11 | 2017 |  |  | N | Industrial Non-CHP | 6 | [11 empty] | N | N |  | 10M | [23 empty] | N | N | N | bar: T T T to OBS BLQ BLQ
60637 | Sentinel Peak Resources California, LLC | 54447 | Welport Lease Project | CA | Kern | TI | Natural Gas Fired Combustion Turbine | GT |  | S | X | X | N004 | N004 | 5 | 0.8 | 4 | 4.7 | 4 | N |  |  | OP | X | 3 | 1990 |  |  | Y | Industrial CHP | 7 | [11 empty] | N | N |  | 1H | [23 empty] | N | N | N | bar: T T T to OBS BLQ BLQ
16625 | San Diego State University | 50061 | San Diego State University | CA | San Diego | GEN2 | Natural Gas Fired Combined Cycle | CT | CC1 | S | X | Y |  |  | 5.1 | 1 | 4.6 | 4.8 | 3.4 | N |  |  | OP | X | 9 | 2002 |  |  | Y | Commercial CHP | 5 | [11 empty] | N | N |  | 1H | [23 empty] | N | N | N | bar: T T T to OBS BLQ BLQ
16625 | San Diego State University | 50061 | San Diego State University | CA | San Diego | GEN3 | Natural Gas Fired Combined Cycle | CT | CC1 | S | X | Y |  |  | 5.1 | 1 | 4.6 | 4.8 | 3.4 | N |  |  | OP | X | 9 | 2002 |  |  | Y | Commercial CHP | 5 | [11 empty] | N | N |  | 1H | [23 empty] | N | N | N | bar: T T T to OBS BLQ BLQ
11161 | Loma Linda University | 10206 | Loma Linda University Cogen | CA | San Bernardino | GEN1 | Natural Gas Fired Combustion Turbine | GT | ST01 | S | X | X |  |  | 5.2 | 0.8 | 4.8 | 4.8 | 2.4 | N |  |  | OP | X | 11 | 1989 |  |  | Y | Commercial CHP | 5 | T T T: T; OBS BLQ BLQ: NG; OBS NG PUR: DFO |  |  |  | N | N |  | 1H | [23 empty] | Y | N | Y
11161 | Loma Linda University | 10206 | Loma Linda University Cogen | CA | San Bernardino | GEN2 | Natural Gas Fired Combustion Turbine | GT | ST01 | S | X | X |  |  | 5.2 | 0.8 | 4.8 | 4.8 | 2.4 | N |  |  | OP | X | 11 | 1989 |  |  | Y | Commercial CHP | 5 | T T T: T; OBS BLQ BLQ: NG; OBS NG PUR: DFO |  |  |  | N | N |  | 1H | [23 empty] | Y | N | Y
3452 | Chevron USA Inc-El Segundo | 10213 | El Segundo Cogen | CA | Los Angeles | GEN8 | Natural Gas Fired Combined Cycle | CA | CC1 | S | Y | X | ELSEG4G_7_B1 | ELSEG4G_7_B1 | 5.2 | 0.85 | 5.2 | 5.2 | 0.5 | N |  |  | OP | X | 6 | 2013 |  |  | N | Industrial CHP | 7 | T T T: X; OBS BLQ BLQ: NG; OBS NG PUR: OG |  |  |  | N |  |  | 1H | [23 empty] | N
63952 | Irwindale Brew Yard, LLC | 58056 | Irwindale Brew Yard, LLC | CA | Los Angeles | T100 | Natural Gas Fired Combustion Turbine | GT |  | S | X | X |  |  | 5.2 | 1 | 4.1 | 4.7 | 3 | N |  |  | OP | X | 2 | 2002 |  |  | N | Industrial Non-CHP | 6 | [11 empty] | N | N |  | 1H | [23 empty] | N | bar: T T T to OBS BLQ BLQ
63952 | Irwindale Brew Yard, LLC | 58056 | Irwindale Brew Yard, LLC | CA | Los Angeles | T200 | Natural Gas Fired Combustion Turbine | GT |  | S | X | X |  |  | 5.2 | 1 | 4.1 | 4.7 | 3 | N |  |  | OP | X | 2 | 2002 |  |  | N | Industrial Non-CHP | 6 | [11 empty] | N | N |  | 1H | [23 empty] | N | bar: T T T to OBS BLQ BLQ
2844 | Department of the Navy | 50963 | Naval Hospital Medical Center | CA | San Diego | 4TG | Natural Gas Fired Combustion Turbine | GT |  | S | X | X |  |  | 5.3 | 0.97 | 4.4 | 4.4 | 2.7 | N |  |  | OP | X | 12 | 2003 |  |  | Y | Commercial CHP | 5 | [11 empty] | N | N |  | 1H | [23 empty] | N | N | N | bar: T T T to OBS BLQ BLQ
61261 | Berkeley Cogeneration Facility | 50849 | PE Berkeley | CA | Alameda | GEN2 | Natural Gas Fired Combined Cycle | CA | CC1 | W | Y | X |  |  | 5.5 | 0.85 | 2 | 4 | 1 | N |  |  | OP | X | 6 | 1987 |  |  | Y | Commercial CHP | 5 | [11 empty] | N | N |  | 12H | [23 empty] | N | N | N | bar: T T T to OBS BLQ BLQ
50045 | Phillips 66 Company | 56284 | Santa Maria EPG | CA | San Luis Obispo | EPG | Other Gases | ST |  | S | X | X |  |  | 5.5 | 0.85 | 5.3 | 5.3 | 2 | N |  |  | OP | X | 12 | 1995 | 12 | 2022 | N | Industrial Non-CHP | 6 | T T T: X; OBS BLQ BLQ: OG; OBS NG PUR: NG; DFO NG NG: OG | NG |  |  | N | N | 0 | 12H | [20 empty] | N |  |  | Y | Y | N
56427 | University of California Irvine | 57122 | UCI Facilities Management Central Plant | CA | Orange | STG1 | Natural Gas Fired Combined Cycle | CA | CC1 | S | Y | X | N/A | N/A | 5.5 | 0.8 | 5.5 | 5.5 | 0.5 | N |  |  | OP | X | 7 | 2007 |  |  | N | Commercial CHP | 5 | [11 empty] | N |  |  | 1H | [23 empty] | N | N | N | bar: T T T to OBS BLQ BLQ
57027 | Signal Hill Petroleum, Inc | 57702 | Signal Hill West Unit | CA | Los Angeles | 1 | Other Gases | GT |  | S | X | X |  |  | 5.7 | 1 | 5.7 | 5.7 | 3.5 | N |  |  | OP | X | 7 | 2004 |  |  | N | Industrial Non-CHP | 6 | [11 empty] | N | N |  | 1H | [23 empty] | N | N | N | bar: T T T to OBS BLQ BLQ
19798 | City of Vernon | 56039 | H. Gonzales | CA | Los Angeles | G1 | Natural Gas Fired Combustion Turbine | GT |  | S | X | X | VERNON_6_N005 |  | 5.9 | 0.8 | 5.4 | 5.9 | 5.4 | N |  |  | OP | X | 1 | 1987 |  |  | N | Electric Utility | 1 | [11 empty] | N | N |  | 10M | [20 empty] | N |  |  | N | N | N | bar: T T T to OBS BLQ BLQ
19798 | City of Vernon | 56039 | H. Gonzales | CA | Los Angeles | G2 | Natural Gas Fired Combustion Turbine | GT |  | S | X | X | VERNON_6_N006 |  | 5.9 | 0.8 | 5.4 | 5.9 | 5.4 | N |  |  | OP | X | 1 | 1987 |  |  | N | Electric Utility | 1 | [11 empty] | N | N |  | 10M | [20 empty] | N |  |  | N | N | N | bar: T T T to OBS BLQ BLQ
19798 | City of Vernon | 7436 | Vernon | CA | Los Angeles | JH1 | Petroleum Liquids | IC |  | S | X | X |  |  | 6 | 0.8 | 3.6 | 4 | 3.6 | N |  |  | OS | X | 9 | 1933 |  |  | N | Electric Utility | 1 | T T T: X; OBS BLQ BLQ: DFO |  |  |  | N |  |  | OVER | [23 empty] | N | N
19798 | City of Vernon | 7436 | Vernon | CA | Los Angeles | JH2 | Petroleum Liquids | IC |  | S | X | X |  |  | 6 | 0.8 | 3.6 | 4 | 3.6 | N |  |  | OS | X | 9 | 1933 |  |  | N | Electric Utility | 1 | T T T: X; OBS BLQ BLQ: DFO |  |  |  | N |  |  | OVER | [23 empty] | N | N
19798 | City of Vernon | 7436 | Vernon | CA | Los Angeles | JH3 | Petroleum Liquids | IC |  | S | X | X |  |  | 6 | 0.8 | 3.6 | 4.6 | 3.6 | N |  |  | OS | X | 9 | 1933 |  |  | N | Electric Utility | 1 | T T T: X; OBS BLQ BLQ: DFO |  |  |  | N | N |  | OVER | [23 empty] | N | N
19798 | City of Vernon | 7436 | Vernon | CA | Los Angeles | JH4 | Petroleum Liquids | IC |  | S | X | X |  |  | 6 | 0.8 | 3.6 | 4 | 3.6 | N |  |  | OS | X | 9 | 1933 |  |  | N | Electric Utility | 1 | T T T: X; OBS BLQ BLQ: DFO |  |  |  | N | N |  | OVER | [23 empty] | N
19798 | City of Vernon | 7436 | Vernon | CA | Los Angeles | JH5 | Petroleum Liquids | IC |  | S | X | X |  |  | 6 | 0.8 | 3.6 | 4 | 3.6 | N |  |  | OS | X | 9 | 1933 |  |  | N | Electric Utility | 1 | T T T: X; OBS BLQ BLQ: DFO |  |  |  | N | N |  | OVER | [23 empty] | N
15743 | Frito-Lay Inc | 10110 | Frito-Lay Cogen Plant | CA | Kern | GEN1 | Natural Gas Fired Combustion Turbine | GT |  | S | X | X |  |  | 6 | 0.8 | 5.5 | 5.9 | 0.5 | N |  |  | OP | X | 3 | 1986 |  |  | Y | Industrial CHP | 7 | [11 empty] | N | N |  | 12H | [23 empty] | N | N | N | bar: T T T to OBS BLQ BLQ
16732 | San Jose State University Fclts Dev &Ops | 10548 | San Jose Cogeneration | CA | Santa Clara | GEN1 | Natural Gas Fired Combustion Turbine | GT |  | S | X | X |  |  | 6 | 0.9 | 5.6 | 5.6 | 0 | N |  |  | OP | X | 12 | 1984 |  |  | Y | Commercial CHP | 5 | [11 empty] | N | N |  | 1H | [23 empty] | N | N | N | bar: T T T to OBS BLQ BLQ
15320 | Linde Inc | 50148 | Linde Wilmington | CA | Los Angeles | GEN2 | Natural Gas Fired Combined Cycle | CA | CC1 | S | Y | X |  |  | 6 | 0.9 | 6 | 6 | 4 | N |  |  | SB | Y | 12 | 1988 |  |  | Y | Industrial CHP | 7 | [11 empty] | N | N |  | OVER | [23 empty] | N | N | bar: T T T to OBS BLQ BLQ
9297 | IPT SRI Cogeneration Inc | 50537 | SRI International Cogen Project | CA | San Mateo | GEN1 | Natural Gas Fired Combustion Turbine | GT |  | W | X | X |  |  | 6 | 0.8 | 5.6 | 5.6 | 0.2 | N |  |  | OP | X | 4 | 1987 |  |  | Y | Commercial CHP | 5 | [11 empty] | N | N |  | 10M | [23 empty] | N | bar: T T T to OBS BLQ BLQ
54713 | Chevron USA Inc | 52076 | McKittrick Cogen | CA | Kern | UNIT1 | Natural Gas Fired Combustion Turbine | GT |  | S | X | X | TEXMCKT_1_N101 | TH_ZP26_GEN-APND | 6 | 0.9 | 4.8 | 5.5 | 1.5 | N |  |  | OP | X | 6 | 2012 |  |  | Y | Industrial CHP | 7 | [11 empty] | N | N |  | 1H | [23 empty] | N | N | N | bar: T T T to OBS BLQ BLQ; DFO NG NG
54713 | Chevron USA Inc | 52076 | McKittrick Cogen | CA | Kern | UNIT2 | Natural Gas Fired Combustion Turbine | GT |  | S | X | X | TEXMCKT_1_N101 | TH_ZP26_GEN-APND | 6 | 0.9 | 4.8 | 5.5 | 1.5 | N |  |  | OP | X | 6 | 2012 |  |  | Y | Industrial CHP | 7 | [11 empty] | N | N |  | 1H | [23 empty] | N | N | N | bar: T T T to OBS BLQ BLQ; DFO NG NG
57384 | Brea Power II | 58007 | Brea Expansion Plant | CA | Orange | G1 | Landfill Gas | CT | CC1 | S | X | N | OLINDA_6_N009 | OLINDA_6_N009 | 6.3 | 0.98 | 6.8 | 6.8 | 3.5 | N |  |  | OP | X | 11 | 2012 |  |  | N | IPP Non-CHP | 2 | T T T: X; OBS BLQ BLQ: LFG |  |  |  | N | N |  | 12H | [23 empty] | N | N | N
57384 | Brea Power II | 58007 | Brea Expansion Plant | CA | Orange | G2 | Landfill Gas | CT | CC1 | S | X | N | OLINDA_6_N009 | OLINDA_6_N009 | 6.3 | 0.98 | 6.8 | 6.8 | 3.5 | N |  |  | OP | X | 11 | 2012 |  |  | N | IPP Non-CHP | 2 | T T T: X; OBS BLQ BLQ: LFG |  |  |  | N | N |  | 12H | [23 empty] | N | N | N
57384 | Brea Power II | 58007 | Brea Expansion Plant | CA | Orange | G3 | Landfill Gas | CT | CC1 | S | X | N | OLINDA_6_N009 | OLINDA_6_N009 | 6.3 | 0.98 | 6.8 | 6.8 | 3.5 | N |  |  | OP | X | 11 | 2012 |  |  | N | IPP Non-CHP | 2 | T T T: X; OBS BLQ BLQ: LFG |  |  |  | N | N |  | 12H | [23 empty] | N | N | N
57384 | Brea Power II | 58007 | Brea Expansion Plant | CA | Orange | G4 | Landfill Gas | CT | CC1 | S | X | N | OLINDA_6_N009 | OLINDA_6_N009 | 6.3 | 0.98 | 6.8 | 6.8 | 3.5 | N |  |  | OP | X | 11 | 2012 |  |  | N | IPP Non-CHP | 2 | T T T: X; OBS BLQ BLQ: LFG |  |  |  | N |  |  | 12H | [23 empty] | N | N | N
57438 | Paramount Petroleum Corporation | 58058 | Paramount Refinery | CA | Los Angeles | 1 | Natural Gas Fired Combustion Turbine | GT |  | S | X | X |  |  | 6.7 | 0.92 | 6.5 | 6.5 | 3 | N |  |  | OS | X | 12 | 2002 |  |  | Y | Industrial CHP | 7 | [14 empty] | OVER | [23 empty] | N | N | bar: T T T to OBS BLQ BLQ
57224 | MM West Covina Energy LLC | 54015 | MM West Covina | CA | Los Angeles | GEN2 | Landfill Gas | ST |  | S | X | X |  |  | 6.8 | 0.98 | 5.4 | 5.4 | 5.2 | N |  |  | OP | X | 6 | 1993 |  |  | N | IPP Non-CHP | 2 | T T T: X; OBS BLQ BLQ: LFG; OBS NG PUR: NG; DFO NG NG: NG |  |  |  | N |  |  | 1H | [23 empty] | Y | Y | N
58789 | DOD USMC Marine Air Ground Combat | 58914 | MCAGCC Cogen Plant | CA | San Bernardino | CG1 | Natural Gas Fired Combustion Turbine | GT |  | S | X | X |  |  | 7.2 | 0.92 | 7 | 5 | 3.5 | N |  |  | OP | X | 2 | 2003 |  |  | Y | IPP CHP | 3 | T T T: T; OBS BLQ BLQ: NG; OBS NG PUR: DFO |  |  |  | N | N |  | 1H | [23 empty] | Y | N | Y
14265 | OLS Energy-Chino | 50850 | OLS Energy Chino | CA | San Bernardino | GEN2 | Natural Gas Fired Combined Cycle | CA | CC1 | S | N | X | CIMGEN_7_B1 | CIMGEN_7_B1 | 7.3 | 0.8 | 6.5 | 6 | 2 | N |  |  | OP | X | 12 | 1987 |  |  | Y | IPP CHP | 3 | [11 empty] | N | N |  | 12H | [23 empty] | N | N | N | bar: T T T to OBS BLQ BLQ
49968 | Searles Valley Minerals Operations Inc. | 10684 | Argus Cogen Plant | CA | San Bernardino | TG5 | Conventional Steam Coal | ST |  | W | X | X | CAISO | CAISO | 7.5 | 0.8 | 7 | 7 | 1 | N |  |  | SB | Y | 12 | 1947 |  |  | Y | Industrial CHP | 7 | T | RC | NG | BIT |  |  |  | NG |  |  |  | N | Y |  | 12H |  | Y |  |  | Y | [18 empty] | Y | Y | N
60153 | Mendocino Forest Products | 50049 | Humboldt Sawmill Company | CA | Humboldt | GEN3 | Wood/Wood Waste Biomass | ST |  | S | X | X |  |  | 7.5 | 0.99 | 7.5 | 7.5 | 1 | N |  |  | OP | X | 1 | 1938 |  |  | N | Industrial CHP | 7 | T T T: X; OBS BLQ BLQ: WDS; OBS NG PUR: DFO; DFO NG NG: DFO |  |  |  | N | N |  | 12H | [23 empty] | Y | Y | N
17164 | Sierra Pacific Industries Inc | 54517 | Sierra Pacific Sonora | CA | Tuolumne | GEN3 | Wood/Wood Waste Biomass | ST |  | S | X | X |  |  | 7.5 | 0.8 | 6 | 6.4 | 1 | N |  |  | OP | X | 4 | 2018 |  |  | N | Industrial Non-CHP | 6 | T T T: X; OBS BLQ BLQ: WDS; DFO NG NG: DFO |  |  |  | N | N |  | 12H | [23 empty] | N |  | N
2871 | OLS Energy-Agnews Inc. | 50748 | Agnews Power Plant | CA | Santa Clara | GEN2 | Natural Gas Fired Combined Cycle | CA | CC1 | S | N | X |  |  | 7.6 | 0.8 | 7.3 | 7.4 | 4 | N |  |  | OP | X | 11 | 1990 |  |  | N | IPP Non-CHP | 2 | [11 empty] | N | N |  | 12H | [23 empty] | N | N | N | bar: T T T to OBS BLQ BLQ
56835 | CSUCI Site Authority | 50851 | CSUCI Site Authority | CA | Ventura | GEN2 | Natural Gas Fired Combined Cycle | CA | CC1 | S | N | X |  |  | 7.6 | 0.8 | 6.8 | 6.9 | 6.5 | N |  |  | OP | X | 3 | 1988 |  |  | Y | IPP CHP | 3 | [11 empty] | N | N |  | 12H | [23 empty] | N | N | N | bar: T T T to OBS BLQ BLQ
16088 | City of Riverside - (CA) | 56356 | Clearwater Power Plant | CA | Riverside | ST1 | Natural Gas Fired Combined Cycle | CA | CC1 | S | N | X | CORONS_6_CLRWTR-APND | CORONS_6_CLRWTR-APND | 8 | 0.8 | 7 | 7 | 5 | N |  |  | OP | X | 3 | 2005 |  |  | Y | Electric Utility | 1 | [11 empty] | N | N |  | 12H | [23 empty] | N | N | N | bar: T T T to OBS BLQ BLQ
12745 | Modesto Irrigation District | 7266 | Woodland | CA | Stanislaus | 3A | Natural Gas Internal Combustion Engine | IC |  | S | X | X |  |  | 8.4 | 0.8 | 8.2 | 8.2 | 4 | N |  |  | OP | X | 7 | 2011 |  |  | N | Electric Utility | 1 | [11 empty] | N | N |  | 1H | [23 empty] | N | N | N | bar: T T T to OBS BLQ BLQ; DFO NG NG
12745 | Modesto Irrigation District | 7266 | Woodland | CA | Stanislaus | 3B | Natural Gas Internal Combustion Engine | IC |  | S | X | X |  |  | 8.4 | 0.8 | 8.2 | 8.2 | 4 | N |  |  | OP | X | 7 | 2011 |  |  | N | Electric Utility | 1 | [11 empty] | N | N |  | 1H | [23 empty] | N | N | N | bar: T T T to OBS BLQ BLQ; DFO NG NG
12745 | Modesto Irrigation District | 7266 | Woodland | CA | Stanislaus | 3C | Natural Gas Internal Combustion Engine | IC |  | S | X | X |  |  | 8.4 | 0.8 | 8.2 | 8.2 | 4 | N |  |  | OP | X | 7 | 2011 |  |  | N | Electric Utility | 1 | [11 empty] | N | N |  | 1H | [23 empty] | N | N | N | bar: T T T to OBS BLQ BLQ; DFO NG NG
12745 | Modesto Irrigation District | 7266 | Woodland | CA | Stanislaus | 3D | Natural Gas Internal Combustion Engine | IC |  | S | X | X |  |  | 8.4 | 0.8 | 8.2 | 8.2 | 4 | N |  |  | OP | X | 7 | 2011 |  |  | N | Electric Utility | 1 | [11 empty] | N | N |  | 1H | [23 empty] | N | N | N | bar: T T T to OBS BLQ BLQ; DFO NG NG
12745 | Modesto Irrigation District | 7266 | Woodland | CA | Stanislaus | 3E | Natural Gas Internal Combustion Engine | IC |  | S | X | X |  |  | 8.4 | 0.8 | 8.2 | 8.2 | 4 | N |  |  | OP | X | 7 | 2011 |  |  | N | Electric Utility | 1 | [11 empty] | N | N |  | 1H | [23 empty] | N | N | N | bar: T T T to OBS BLQ BLQ; DFO NG NG
12745 | Modesto Irrigation District | 7266 | Woodland | CA | Stanislaus | 3F | Natural Gas Internal Combustion Engine | IC |  | S | X | X |  |  | 8.4 | 0.8 | 8.2 | 8.2 | 4 | N |  |  | OP | X | 7 | 2011 |  |  | N | Electric Utility | 1 | [11 empty] | N | N |  | 1H | [23 empty] | N | N | N | bar: T T T to OBS BLQ BLQ; DFO NG NG
11217 | Los Angeles County Sanitation | 10091 | Total Energy Facilities | CA | Los Angeles | GEN4 | Other Waste Biomass | CA | CC1 | S | N | X |  |  | 8.7 | 0.9 | 7.4 | 7.4 | 2 | N |  |  | OP | X | 11 | 1986 |  |  | Y | Commercial CHP | 5 | T T T: T; OBS BLQ BLQ: OBG; OBS NG PUR: NG |  |  |  | N | N |  | 12H | [23 empty] | N | N | N
1569 | Berry Petroleum Co | 50622 | Berry Cogen Tanne Hills 18 | CA | Kern | GEN1 | Natural Gas Fired Combustion Turbine | GT |  | S | X | X | ZP26 | ZP26 | 8.8 | 0.8 | 8 | 9 | 4.5 | N |  |  | OP | X | 12 | 1986 |  |  | Y | Industrial CHP | 7 | [11 empty] | N | N |  | 12H | [23 empty] | N | N | N | bar: T T T to OBS BLQ BLQ
1569 | Berry Petroleum Co | 50622 | Berry Cogen Tanne Hills 18 | CA | Kern | GEN2 | Natural Gas Fired Combustion Turbine | GT |  | S | X | X | ZP26 | Zp26 | 8.8 | 0.8 | 8 | 9 | 4.5 | N |  |  | OP | X | 12 | 1986 |  |  | Y | Industrial CHP | 7 | [11 empty] | N | N |  | 12H | [23 empty] | N | N | N | bar: T T T to OBS BLQ BLQ
57299 | Spreckels Sugar Company | 57916 | Spreckels Sugar Company | CA | Imperial | 1 | Natural Gas Steam Turbine | ST |  | S | X | X |  |  | 8.9 | 0.8 | 8.9 | 8.9 | 2 | N |  |  | OP | X | 4 | 1948 |  |  | Y | Industrial CHP | 7 | [11 empty] | N | N |  | 12H | [23 empty] | N | N | N | bar: T T T to OBS BLQ BLQ; DFO NG NG
3452 | Chevron USA Inc-El Segundo | 10213 | El Segundo Cogen | CA | Los Angeles | GEN6 | Natural Gas Fired Combined Cycle | CA | CC1 | W | Y | X |  |  | 9.1 | 0.85 | 9.1 | 9.1 | 2 | N |  |  | OP | X | 3 | 1996 |  |  | Y | Industrial CHP | 7 | T T T: B; OBS BLQ BLQ: NG; OBS NG PUR: OG |  |  |  | N |  |  | 1H | [23 empty] | N
3221 | CPKelco U S Inc | 52147 | C P Kelco San Diego Plant | CA | San Diego | GEN1 | Natural Gas Fired Combustion Turbine | GT |  | S | X | X |  |  | 9.2 | 0.9 | 9.2 | 9.2 | 7 | N |  |  | OP | X | 10 | 1983 |  |  | Y | Industrial CHP | 7 | [11 empty] | N | N |  | 1H | [23 empty] | N | N | N | bar: T T T to OBS BLQ BLQ
56497 | Big Valley Power (BVP) LLC | 10288 | Big Valley Power LLC | CA | Lassen | IS27 | Wood/Wood Waste Biomass | ST |  | S | X | X |  |  | 9.3 | 0.9 | 8.7 | 8.7 | 8.7 |  |  |  | OS | X | 8 | 1983 |  |  | N | Industrial Non-CHP | 6 | T T T: X; OBS BLQ BLQ: WDS; DFO NG NG: AB |  |  |  | N |  |  | 12H | [23 empty] | N | N | N
6529 | Exxon Mobil Production Co | 50270 | ExxonMobil Santa Ynez Facility | CA | Santa Barbara | STG1 | Natural Gas Fired Combined Cycle | CA | CC1 | S | Y | X |  |  | 9.8 | 0.85 | 8.9 | 8.8 | 5 | N |  |  | OS | X | 10 | 1993 |  |  | Y | Industrial CHP | 7 | [11 empty] | N | N |  | OVER | [23 empty] | N | bar: T T T to OBS BLQ BLQ
11217 | Los Angeles County Sanitation | 10091 | Total Energy Facilities | CA | Los Angeles | G2 | Other Waste Biomass | CT | CC1 | S | X | Y |  |  | 9.9 | 0.9 | 8 | 9 | 5 | N |  |  | OP | X | 2 | 2003 |  |  | Y | Commercial CHP | 5 | T T T: T; OBS BLQ BLQ: OBG; OBS NG PUR: NG; OBS WDS WDS: DFO |  |  |  | N | N |  | 1H | [23 empty] | Y | N | Y
11217 | Los Angeles County Sanitation | 10091 | Total Energy Facilities | CA | Los Angeles | G3 | Other Waste Biomass | CT | CC1 | S | X | Y |  |  | 9.9 | 0.9 | 8 | 9 | 5 | N |  |  | OP | X | 12 | 2001 |  |  | Y | Commercial CHP | 5 | T T T: T; OBS BLQ BLQ: OBG; OBS NG PUR: NG; OBS WDS WDS: DFO |  |  |  | N | N |  | 1H | [23 empty] | Y | N | Y
11217 | Los Angeles County Sanitation | 10091 | Total Energy Facilities | CA | Los Angeles | GEN1 | Other Waste Biomass | CT | CC1 | S | X | Y |  |  | 9.9 | 0.9 | 8 | 9 | 5 | N |  |  | OP | X | 1 | 1986 |  |  | Y | Commercial CHP | 5 | T T T: T; OBS BLQ BLQ: OBG; OBS NG PUR: NG; OBS WDS WDS: DFO |  |  |  | N | N |  | 1H | [23 empty] | Y | N | Y
20323 | Wellhead Services, Inc | 10156 | Fresno Cogen Partners | CA | Fresno | GEN2 | Natural Gas Fired Combined Cycle | CA | CC1 | J | N | X |  |  | 10 | 0.8 | 6 | 6.5 | 1.5 | N |  |  | OP | X | 1 | 1990 |  |  | Y | IPP CHP | 3 | [11 empty] | N | N |  | 12H | [23 empty] | N | bar: T T T to OBS BLQ BLQ
3221 | CPKelco U S Inc | 52147 | C P Kelco San Diego Plant | CA | San Diego | GEN2 | Natural Gas Fired Combustion Turbine | GT |  | S | X | X |  |  | 10 | 0.8 | 9.3 | 9.3 | 7 | N |  |  | OP | X | 10 | 1983 |  |  | Y | Industrial CHP | 7 | [11 empty] | N | N |  | 1H | [23 empty] | N | N | N | bar: T T T to OBS BLQ BLQ
3221 | CPKelco U S Inc | 52147 | C P Kelco San Diego Plant | CA | San Diego | GEN3 | Natural Gas Fired Combustion Turbine | GT |  | S | X | X |  |  | 10 | 0.8 | 9.3 | 9.3 | 7 | N |  |  | OS | X | 10 | 1983 |  |  | Y | Industrial CHP | 7 | [11 empty] | N | N |  | 1H | [23 empty] | N | N | N | bar: T T T to OBS BLQ BLQ
38215 | Phillips 66 - Los Angeles | 54451 | Los Angeles Refinery Wilmington | CA | Los Angeles | G1 | Other Natural Gas | OT |  | S | X | X |  |  | 10 | 1 | 6.1 | 7 | 6.1 | N |  |  | OS | X | 5 | 1984 |  |  | N | Industrial CHP | 7 | [11 empty] | N | N |  | OVER | [23 empty] | N | bar: T T T to OBS BLQ BLQ
16088 | City of Riverside - (CA) | 56144 | Springs Generating Station | CA | Riverside | 1 | Natural Gas Fired Combustion Turbine | GT |  | S | X | X | RVSIDE_6_SPRING-APND | RVSIDE_6_SPRING-APND | 10 | 0.8 | 10 | 10 | 8 | N |  |  | OP | X | 7 | 2002 |  |  | N | Electric Utility | 1 | [11 empty] | N | N |  | 12H | [23 empty] | N | N | N | bar: T T T to OBS BLQ BLQ; DFO NG NG
16088 | City of Riverside - (CA) | 56144 | Springs Generating Station | CA | Riverside | 2 | Natural Gas Fired Combustion Turbine | GT |  | S | X | X | RVSIDE_6_SPRING-APND | RVSIDE_6_SPRING-APND | 10 | 0.8 | 10 | 10 | 8 | N |  |  | OP | X | 7 | 2002 |  |  | N | Electric Utility | 1 | [11 empty] | N | N |  | 12H | [23 empty] | N | N | N | bar: T T T to OBS BLQ BLQ; DFO NG NG
16088 | City of Riverside - (CA) | 56144 | Springs Generating Station | CA | Riverside | 3 | Natural Gas Fired Combustion Turbine | GT |  | S | X | X | RVSIDE_6_SPRING-APND | RVSIDE_6_SPRING-APND | 10 | 0.8 | 10 | 10 | 8 | N |  |  | OP | X | 7 | 2002 |  |  | N | Electric Utility | 1 | [11 empty] | N | N |  | 12H | [23 empty] | N | N | N | bar: T T T to OBS BLQ BLQ; DFO NG NG
16088 | City of Riverside - (CA) | 56144 | Springs Generating Station | CA | Riverside | 4 | Natural Gas Fired Combustion Turbine | GT |  | S | X | X | RVSIDE_6_SPRING-APND | RVSIDE_6_SPRING-APND | 10 | 0.8 | 10 | 10 | 8 | N |  |  | OP | X | 7 | 2002 |  |  | N | Electric Utility | 1 | [11 empty] | N | N |  | 12H | [23 empty] | N | N | N | bar: T T T to OBS BLQ BLQ; DFO NG NG
22269 | Goal Line LP | 54749 | Goal Line LP | CA | San Diego | STG | Natural Gas Fired Combined Cycle | CA | CC1 | S | N | X |  |  | 10.2 | 0.85 | 9.4 | 9.4 | 6 | N |  |  | OP | X | 8 | 1994 |  |  | Y | IPP CHP | 3 | [11 empty] | N | N |  | 12H | [23 empty] | N | N | N | bar: T T T to OBS BLQ BLQ
3084 | Carson Cogeneration Co | 10169 | Carson Cogeneration | CA | Los Angeles | GEN2 | Natural Gas Fired Combined Cycle | CA | CC1 | J | N | X |  |  | 10.5 | 1 | 8 | 8.1 | 3 | N |  |  | OP | X | 1 | 1990 |  |  | N | IPP Non-CHP | 2 | [11 empty] | N | N |  | 12H | [23 empty] | N | N | bar: T T T to OBS BLQ BLQ
2848 | California Institute-Technology | 10262 | California Institute of Technology | CA | Los Angeles | GEN6 | Natural Gas Fired Combined Cycle | CT | CC1 | S | X | N |  |  | 10.5 | 0.9 | 9 | 9.9 | 9 | N |  |  | OP | X | 8 | 2003 |  |  | Y | Commercial CHP | 5 | [11 empty] | N | N |  | 1H | [23 empty] | N | N | N | bar: T T T to OBS BLQ BLQ
57384 | Brea Power II | 58007 | Brea Expansion Plant | CA | Orange | G5 | Landfill Gas | CA | CC1 | S | N | X | OLINDA_6_N009 | OLINDA_6_N009 | 10.5 | 0.98 | 10 | 10 | 4 | N |  |  | OP | X | 11 | 2012 |  |  | N | IPP Non-CHP | 2 | T T T: X; OBS BLQ BLQ: LFG |  |  |  | N |  |  | 12H | [23 empty] | N | N | N
60396 | Constellation New Energy Inc. | 60960 | Hyperion Treatment Plant CHP Plant | CA | Los Angeles | CTG1 | Other Waste Biomass | GT |  | W | X | X |  |  | 11 | 0.9 | 10 | 10 | 8.8 | N |  |  | OP | X | 4 | 2017 |  |  | N | IPP Non-CHP | 2 | T T T: X; OBS BLQ BLQ: OBG; OBS NG PUR: DFO; DFO NG NG: NG | [6 empty] | 12H | [23 empty] | Y | Y | N
60396 | Constellation New Energy Inc. | 60960 | Hyperion Treatment Plant CHP Plant | CA | Los Angeles | CTG2 | Other Waste Biomass | GT |  | W | X | X |  |  | 11 | 0.9 | 10 | 10 | 8.8 | N |  |  | OP | X | 4 | 2017 |  |  | N | IPP Non-CHP | 2 | T T T: X; OBS BLQ BLQ: OBG; OBS NG PUR: NG; DFO NG NG: NG | [6 empty] | 12H | [23 empty] | Y | Y | N
60396 | Constellation New Energy Inc. | 60960 | Hyperion Treatment Plant CHP Plant | CA | Los Angeles | STG1 | Other Waste Biomass | GT |  | W | X | X |  |  | 11 | 0.9 | 2 | 2 | 1 | N |  |  | OP | X | 4 | 2017 |  |  | N | IPP Non-CHP | 2 | T T T: X; OBS BLQ BLQ: OBG; OBS NG PUR: NG; DFO NG NG: NG | [6 empty] | 12H | [23 empty] | Y | Y | N
4382 | Colton Power LP | 55934 | Century Generating Facility | CA | San Bernardino | C1 | Natural Gas Fired Combustion Turbine | GT |  | S | X | X | CENTRY_6_PL1X4 | SLIC SP15 | 11.2 | 1 | 9.5 | 11 | 6 | N |  |  | OP | X | 9 | 2001 |  |  | N | IPP Non-CHP | 2 | [11 empty] | N | N |  | 12H | [23 empty] | N | N | N | bar: T T T to OBS BLQ BLQ
4382 | Colton Power LP | 55934 | Century Generating Facility | CA | San Bernardino | C2 | Natural Gas Fired Combustion Turbine | GT |  | S | X | X | CENTRY_6_PL1X4 | SLIC SP15 | 11.2 | 1 | 9.5 | 11 | 6 | N |  |  | OP | X | 9 | 2001 |  |  | N | IPP Non-CHP | 2 | [11 empty] | N | N |  | 12H | [23 empty] | N | N | N | bar: T T T to OBS BLQ BLQ
4382 | Colton Power LP | 55934 | Century Generating Facility | CA | San Bernardino | C3 | Natural Gas Fired Combustion Turbine | GT |  | S | X | X | CENTRY_6_PL1X4 | SLIC SP15 | 11.2 | 1 | 9.5 | 11 | 6 | N |  |  | OP | X | 9 | 2001 |  |  | N | IPP Non-CHP | 2 | [11 empty] | N | N |  | 12H | [23 empty] | N | N | N | bar: T T T to OBS BLQ BLQ
4382 | Colton Power LP | 55934 | Century Generating Facility | CA | San Bernardino | C4 | Natural Gas Fired Combustion Turbine | GT |  | S | X | X | CENTRY_6_PL1X4 | SLIC SP15 | 11.2 | 1 | 9.5 | 11 | 6 | N |  |  | OP | X | 9 | 2001 |  |  | N | IPP Non-CHP | 2 | [11 empty] | N | N |  | 12H | [23 empty] | N | N | N | bar: T T T to OBS BLQ BLQ
4382 | Colton Power LP | 55935 | Drews Generating Facility | CA | San Bernardino | D1 | Natural Gas Fired Combustion Turbine | GT |  | S | X | X | DREWS_6_PL1X4 | SLIC SP15 | 11.2 | 1 | 9.5 | 11 | 6 | N |  |  | OP | X | 8 | 2001 |  |  | N | IPP Non-CHP | 2 | [11 empty] | N | N |  | 12H | [23 empty] | N | bar: T T T to OBS BLQ BLQ
4382 | Colton Power LP | 55935 | Drews Generating Facility | CA | San Bernardino | D2 | Natural Gas Fired Combustion Turbine | GT |  | S | X | X | DREWS_6_PL1X4 | SLIC SP15 | 11.2 | 1 | 9.5 | 11 | 6 | N |  |  | OP | X | 8 | 2001 |  |  | N | IPP Non-CHP | 2 | [11 empty] | N | N |  | 12H | [23 empty] | N | bar: T T T to OBS BLQ BLQ
4382 | Colton Power LP | 55935 | Drews Generating Facility | CA | San Bernardino | D3 | Natural Gas Fired Combustion Turbine | GT |  | S | X | X | DREWS_6_PL1X4 | SLIC SP15 | 11.2 | 1 | 9.5 | 11 | 6 | N |  |  | OP | X | 8 | 2001 |  |  | N | IPP Non-CHP | 2 | [11 empty] | N | N |  | 12H | [23 empty] | N | bar: T T T to OBS BLQ BLQ
4382 | Colton Power LP | 55935 | Drews Generating Facility | CA | San Bernardino | D4 | Natural Gas Fired Combustion Turbine | GT |  | S | X | X | DREWS_6_PL1X4 | SLIC SP15 | 11.2 | 1 | 9.5 | 11 | 6 | N |  |  | OP | X | 8 | 2001 |  |  | N | IPP Non-CHP | 2 | [11 empty] | N | N |  | 12H | [23 empty] | N | bar: T T T to OBS BLQ BLQ
8303 | Harbor Cogeneration Co. | 50541 | Harbor Cogen | CA | Los Angeles | ST2 | Natural Gas Fired Combined Cycle | CA | HCCC | S | N | X | HARBGN_7_UNITS | HARBGN_7_UNITS | 11.5 | 1 | 11 | 11 | 0 | N |  |  | OP | X | 6 | 2001 |  |  | N | IPP Non-CHP | 2 | [11 empty] | N | N |  | 12H | [23 empty] | N | N | N | bar: T T T to OBS BLQ BLQ
59849 | Dinuba Energy | 60100 | Dinuba Energy | CA | Tulare | G-1 | Wood/Wood Waste Biomass | ST |  | S | X | X |  | DINUBAE_7_B2 | 11.5 | 0.85 | 11.5 | 11.5 | 5 | N |  |  | SB | Y | 10 | 1985 |  |  | N | IPP Non-CHP | 2 | T T T: X; OBS BLQ BLQ: WDS; OBS NG PUR: AB; DFO NG NG: NG |  |  |  | N | N |  | OVER | [23 empty] | Y | Y | N
2696 | Tesoro Carson Refinery | 50540 | BP Carson Refinery | CA | Los Angeles | GEN1 | Other Gases | OT |  | S | X | X |  |  | 12 | 0.9 | 6.5 | 6.5 | 1 | N |  |  | SB | Y | 6 | 1984 |  |  | N | Industrial Non-CHP | 6 | [11 empty] | N | N |  | 12H | [23 empty] | N | N | N | bar: T T T to OBS BLQ BLQ
11216 | Los Angeles County | 10623 | Civic Center | CA | Los Angeles | GEN2 | Natural Gas Fired Combined Cycle | CA | CC1 | S | N | X |  |  | 12.4 | 0.92 | 1.5 | 0.5 | 0.5 | N |  |  | OP | X | 8 | 1989 |  |  | Y | Commercial CHP | 5 | [11 empty] | N |  |  | 12H | [23 empty] | N | N | N | bar: T T T to OBS BLQ BLQ
60153 | Mendocino Forest Products | 50049 | Humboldt Sawmill Company | CA | Humboldt | GEN1 | Wood/Wood Waste Biomass | ST |  | S | X | X |  |  | 12.5 | 0.99 | 13 | 13 | 1 | N |  |  | OP | X | 3 | 1988 |  |  | Y | Industrial CHP | 7 | T T T: T; OBS BLQ BLQ: WDS; OBS NG PUR: DFO; DFO NG NG: DFO |  |  |  | N | N |  | 12H | [23 empty] | Y | Y | N
60153 | Mendocino Forest Products | 50049 | Humboldt Sawmill Company | CA | Humboldt | GEN2 | Wood/Wood Waste Biomass | ST |  | S | X | X |  |  | 12.5 | 0.99 | 13 | 13 | 1 | N |  |  | OP | X | 3 | 1988 |  |  | Y | Industrial CHP | 7 | T T T: T; OBS BLQ BLQ: WDS; OBS NG PUR: DFO; DFO NG NG: DFO |  |  |  | N | N |  | 12H | [23 empty] | Y | Y | N
55953 | Ampersand Chowchilla Biomass LLC | 56706 | Ampersand Chowchilla Biomass LLC | CA | Madera | AMPC | Wood/Wood Waste Biomass | ST |  | S | X | X | NP15 | NP15 | 12.5 | 0.85 | 10.5 | 10.5 | 8 | N |  |  | OP | X | 5 | 2008 |  |  | N | IPP Non-CHP | 2 | T T T: X; OBS BLQ BLQ: WDS; DFO NG NG: NG |  |  |  | N | N |  | 12H | N |  |  |  | N | [18 empty] | N | N | N
55952 | Merced Power LLC | 56707 | El Nido Facility | CA | Merced | AMPC | Wood/Wood Waste Biomass | ST |  | S | X | X | NP15 | NP15 | 12.5 | 0.85 | 10.5 | 10.5 | 8 | N |  |  | OP | X | 8 | 2008 |  |  | N | IPP Non-CHP | 2 | T T T: X; OBS BLQ BLQ: WDS; DFO NG NG: PG |  |  |  | N | N |  | 12H | [23 empty] | N | N | N
56905 | Algonquin Power Sanger LLC | 57564 | Algonquin Power Sanger LLC | CA | Fresno | STG2 | Natural Gas Fired Combined Cycle | CA | CC1 | S | N | X |  |  | 12.5 | 0.85 | 12.5 | 12.5 | 3 | N |  |  | OP | X | 5 | 2012 |  |  | N | IPP Non-CHP | 2 | T T T: X; OBS BLQ BLQ: NG; DFO NG NG: WH |  |  |  | N | N |  | 12H | [23 empty] | N | N | N
10337 | KES Kingsburg LP | 10405 | Kingsburg Cogen | CA | Fresno | GEN2 | Natural Gas Fired Combined Cycle | CA | CC1 | S | Y | X |  |  | 13.1 | 0.9 | 11.8 | 11.8 | 4 | N |  |  | OP | X | 12 | 1990 |  |  | Y | IPP CHP | 3 | [11 empty] | N | N |  | 12H | [23 empty] | N | N | bar: T T T to OBS BLQ BLQ
54894 | Roseburg Forest Products | 56469 | Roseburg Forest Products Biomass | CA | Siskiyou | 1 | Wood/Wood Waste Biomass | ST |  | S | X | X |  |  | 13.4 | 1 | 9 | 9 | 5 | N |  |  | OP | X | 12 | 2010 |  |  | Y | Industrial CHP | 7 | T T T: T; OBS BLQ BLQ: WDS; DFO NG NG: WDS |  |  |  | N | N | 0 | OVER | [20 empty] | N |  |  | N | N | N
56427 | University of California Irvine | 57122 | UCI Facilities Management Central Plant | CA | Orange | CTG1 | Natural Gas Fired Combined Cycle | CT | CC1 | S | X | N | N/A | N/A | 13.5 | 0.8 | 13.5 | 13.5 | 7.5 | N |  |  | OP | X | 7 | 2007 |  |  | Y | Commercial CHP | 5 | [11 empty] | N | N |  | 12H | [23 empty] | N | N | N | bar: T T T to OBS BLQ BLQ
8303 | Harbor Cogeneration Co. | 50541 | Harbor Cogen | CA | Los Angeles | ST1 | Natural Gas Fired Combined Cycle | CA | HCCC | S | N | X | HARBGN_7_UNITS | HARBGN_7_UNITS | 13.6 | 1 | 9.9 | 10.4 | 0 | N |  |  | OP | X | 6 | 2001 |  |  | N | IPP Non-CHP | 2 | [11 empty] | N | N |  | 12H | [23 empty] | N | N | N | bar: T T T to OBS BLQ BLQ
56120 | Blue Lake Power LLC | 10764 | Blue Lake Power LLC | CA | Humboldt | GEN1 | Wood/Wood Waste Biomass | ST |  | S | X | X |  |  | 13.8 | 0.85 | 11.5 | 10 | 10 | N |  |  | OS | X | 7 | 1985 |  |  | N | IPP Non-CHP | 2 | T T T: X; OBS BLQ BLQ: WDS; OBS NG PUR: PG; DFO NG NG: PG |  |  |  | N | N |  | OVER | [23 empty] | Y | N | N
19524 | University of California-LA | 52073 | UCLA So Campus Cogen Project | CA | Los Angeles | GEN3 | Natural Gas Fired Combined Cycle | CA | CC1 | S | Y | X |  |  | 14 | 0.8 | 11 | 12 | 1 | N |  |  | OP | X | 10 | 1993 |  |  | Y | Commercial CHP | 5 | [11 empty] | N | N |  | 12H | [23 empty] | N | N | bar: T T T to OBS BLQ BLQ; DFO NG NG
19524 | University of California-LA | 52073 | UCLA So Campus Cogen Project | CA | Los Angeles | GEN1 | Natural Gas Fired Combined Cycle | CT | CC1 | S | X | N |  |  | 14.5 | 0.8 | 12.5 | 13.5 | 5 | N |  |  | OP | X | 10 | 1993 |  |  | Y | Commercial CHP | 5 | T T T: T; OBS BLQ BLQ: NG; OBS NG PUR: DFO; DFO NG NG: NG |  |  |  | N | N |  | 12H | [23 empty] | Y | N | Y
19524 | University of California-LA | 52073 | UCLA So Campus Cogen Project | CA | Los Angeles | GEN2 | Natural Gas Fired Combined Cycle | CT | CC1 | S | X | N |  |  | 14.5 | 0.8 | 12.5 | 13.5 | 5 | N |  |  | OP | X | 10 | 1993 |  |  | Y | Commercial CHP | 5 | T T T: T; OBS BLQ BLQ: NG; OBS NG PUR: DFO; DFO NG NG: NG |  |  |  | N | N |  | 12H | [23 empty] | Y | N | Y
56918 | University of California San Diego | 57584 | University of California San Diego Hybrid | CA | San Diego | NT2 | Natural Gas Fired Combined Cycle | CT | CC1 | S | X | N |  |  | 15 | 0.91 | 13.5 | 13.5 | 8 | N |  |  | OP | X | 7 | 2001 |  |  | Y | Commercial CHP | 5 | [11 empty] | N | N |  | 12H | [23 empty] | N | N | bar: T T T to OBS BLQ BLQ; DFO NG NG
56918 | University of California San Diego | 57584 | University of California San Diego Hybrid | CA | San Diego | ST1 | Natural Gas Fired Combined Cycle | CT | CC1 | S | X | N |  |  | 15 | 0.91 | 13.5 | 13.5 | 8 | N |  |  | OP | X | 7 | 2001 |  |  | Y | Commercial CHP | 5 | [11 empty] | N | N |  | 12H | [23 empty] | N | N | bar: T T T to OBS BLQ BLQ; DFO NG NG
14534 | City of Pasadena - (CA) | 422 | Glenarm | CA | Los Angeles | ST1 | Natural Gas Fired Combined Cycle | CA | 1 | S | N | X | Unit 5 | Unit 5 | 16 | 0.9 | 16 | 16 | 6 | N |  |  | OP | X | 12 | 2016 |  |  | N | Electric Utility | 1 | [11 empty] | N | N |  | 12H | [23 empty] | N | N | N | bar: T T T to OBS BLQ BLQ
22091 | New-Indy Ontario LLC | 10427 | New-Indy Ontario Mill | CA | San Bernardino | GEN2 | Natural Gas Fired Combustion Turbine | GT |  | S | X | X |  |  | 16.5 | 1 | 14.7 | 14.8 | 8 | N |  |  | OP | X | 11 | 2019 |  |  | N | Industrial Non-CHP | 6 | [11 empty] | N | N |  | 12H | [23 empty] | N | N | N | bar: T T T to OBS BLQ BLQ
22091 | New-Indy Ontario LLC | 10427 | New-Indy Ontario Mill | CA | San Bernardino | GEN3 | Natural Gas Fired Combustion Turbine | GT |  | S | X | X |  |  | 16.5 | 1 | 14.7 | 14.8 | 8 | N |  |  | OP | X | 11 | 2019 |  |  | N | Industrial Non-CHP | 6 | [11 empty] | N | N |  | 12H | [23 empty] | N | N | N | bar: T T T to OBS BLQ BLQ
14328 | Pacific Gas & Electric Co. | 246 | Humboldt Bay | CA | Humboldt | IC1 | Natural Gas Internal Combustion Engine | IC |  | S | X | X | HMBUNIT1_7_GN010 | HMBUNIT1_7_GN010 | 16.7 | 0.8 | 16.3 | 16.3 | 14.5 | N |  |  | OP | X | 9 | 2010 |  |  | N | Electric Utility | 1 | T T T: X; OBS BLQ BLQ: NG; OBS NG PUR: DFO; OBS WDS WDS: OBG |  |  |  | N |  |  | 1H | [23 empty] | Y | Y | Y
14328 | Pacific Gas & Electric Co. | 246 | Humboldt Bay | CA | Humboldt | IC10 | Natural Gas Internal Combustion Engine | IC |  | S | X | X | HMBUNIT2_7_GN010 | HMBUNIT2_7_GN010 | 16.7 | 0.8 | 16.3 | 16.3 | 14.5 | N |  |  | OP | X | 9 | 2010 |  |  | N | Electric Utility | 1 | T T T: X; OBS BLQ BLQ: NG; OBS NG PUR: DFO; OBS WDS WDS: OBG |  |  |  | N |  |  | 1H | [23 empty] | Y | Y | Y
14328 | Pacific Gas & Electric Co. | 246 | Humboldt Bay | CA | Humboldt | IC2 | Natural Gas Internal Combustion Engine | IC |  | S | X | X | HMBUNIT1_7_GN010 | HMBUNIT1_7_GN010 | 16.7 | 0.8 | 16.3 | 16.3 | 14.5 | N |  |  | OP | X | 9 | 2010 |  |  | N | Electric Utility | 1 | T T T: X; OBS BLQ BLQ: NG; OBS NG PUR: DFO; OBS WDS WDS: OBG |  |  |  | N |  |  | 1H | [23 empty] | Y | Y | Y
14328 | Pacific Gas & Electric Co. | 246 | Humboldt Bay | CA | Humboldt | IC3 | Natural Gas Internal Combustion Engine | IC |  | S | X | X | HMBUNIT1_7_GN010 | HMBUNIT1_7_GN010 | 16.7 | 0.8 | 16.3 | 16.3 | 14.5 | N |  |  | OP | X | 3 | 2011 |  |  | N | Electric Utility | 1 | T T T: X; OBS BLQ BLQ: NG; OBS NG PUR: DFO; OBS WDS WDS: OBG |  |  |  | N |  |  | 1H | [23 empty] | Y | Y | Y
14328 | Pacific Gas & Electric Co. | 246 | Humboldt Bay | CA | Humboldt | IC4 | Natural Gas Internal Combustion Engine | IC |  | S | X | X | HMBUNIT3_7_GN010 | HMBUNIT3_7_GN010 | 16.7 | 0.8 | 16.3 | 16.3 | 14.5 | N |  |  | OP | X | 9 | 2010 |  |  | N | Electric Utility | 1 | T T T: X; OBS BLQ BLQ: NG; OBS NG PUR: DFO; OBS WDS WDS: OBG |  |  |  | N |  |  | 1H | [23 empty] | Y | Y | Y
14328 | Pacific Gas & Electric Co. | 246 | Humboldt Bay | CA | Humboldt | IC5 | Natural Gas Internal Combustion Engine | IC |  | S | X | X | HMBUNIT3_7_GN010 | HMBUNIT3_7_GN010 | 16.7 | 0.8 | 16.3 | 16.3 | 15.4 | N |  |  | OP | X | 9 | 2010 |  |  | N | Electric Utility | 1 | T T T: X; OBS BLQ BLQ: NG; OBS NG PUR: DFO; OBS WDS WDS: OBG |  |  |  | N |  |  | 1H | [23 empty] | Y | Y | Y
14328 | Pacific Gas & Electric Co. | 246 | Humboldt Bay | CA | Humboldt | IC6 | Natural Gas Internal Combustion Engine | IC |  | S | X | X | HMBUNIT3_7_GN010 | HMBUNIT3_7_GN010 | 16.7 | 0.8 | 16.3 | 16.3 | 14.5 | N |  |  | OP | X | 9 | 2010 |  |  | N | Electric Utility | 1 | T T T: X; OBS BLQ BLQ: NG; OBS NG PUR: DFO; OBS WDS WDS: OBG |  |  |  | N |  |  | 1H | [23 empty] | Y | Y | Y
14328 | Pacific Gas & Electric Co. | 246 | Humboldt Bay | CA | Humboldt | IC7 | Natural Gas Internal Combustion Engine | IC |  | S | X | X | HMBUNIT3_7_GN010 | HMBUNIT3_7_GN010 | 16.7 | 0.8 | 16.3 | 16.3 | 14.5 | N |  |  | OP | X | 9 | 2010 |  |  | N | Electric Utility | 1 | T T T: X; OBS BLQ BLQ: NG; OBS NG PUR: DFO; OBS WDS WDS: OBG |  |  |  | N |  |  | 1H | [23 empty] | Y | Y | Y
14328 | Pacific Gas & Electric Co. | 246 | Humboldt Bay | CA | Humboldt | IC8 | Natural Gas Internal Combustion Engine | IC |  | S | X | X | HMBUNIT2_7_GN010 | HMBUNIT2_7_GN010 | 16.7 | 0.8 | 16.3 | 16.3 | 14.5 | N |  |  | OP | X | 9 | 2010 |  |  | N | Electric Utility | 1 | T T T: X; OBS BLQ BLQ: NG; OBS NG PUR: DFO; OBS WDS WDS: OBG |  |  |  | N |  |  | 1H | [23 empty] | Y | Y | Y
14328 | Pacific Gas & Electric Co. | 246 | Humboldt Bay | CA | Humboldt | IC9 | Natural Gas Internal Combustion Engine | IC |  | S | X | X | HMBUNIT2_7_GN010 | HMBUNIT2_7_GN010 | 16.7 | 0.8 | 16.7 | 16.7 | 14.5 | N |  |  | OP | X | 9 | 2010 |  |  | N | Electric Utility | 1 | T T T: X; OBS BLQ BLQ: NG; OBS NG PUR: DFO; OBS WDS WDS: OBG |  |  |  | N |  |  | 1H | [23 empty] | Y | Y | Y
16534 | Sacramento Municipal Util Dist | 7527 | Carson Ice-Gen Project | CA | Sacramento | 2 | Natural Gas Fired Combined Cycle | CA | CC1 | W | Y | X |  |  | 17.5 | 0.85 | 16.6 | 16.6 | 2 | N |  |  | OP | X | 10 | 1995 |  |  | Y | Electric Utility | 1 | [11 empty] | N | N |  | 12H | [23 empty] | N | bar: T T T to OBS BLQ BLQ
15783 | City of Redding - (CA) | 7307 | Redding Power | CA | Shasta | 1 | Natural Gas Fired Combustion Turbine | GT |  | S | X | X |  |  | 18 | 0.85 | 16 | 17 | 14 | N |  |  | OP | X | 10 | 1996 |  |  | N | Electric Utility | 1 | [11 empty] | N | N |  | 1H |  | N |  |  | N | [15 empty] | N |  |  | N | N | N | bar: T T T to OBS BLQ BLQ
59186 | Mesquite Lake Water & Power Plant 1 | 57154 | Mesquite Lake Water & Power Plant 1 | CA | Imperial | 1209 | Wood/Wood Waste Biomass | ST |  | S | X | X |  |  | 18.1 | 0.85 | 13 | 13 | 10 | N |  |  | OS | X | 6 | 2009 |  |  | N | IPP Non-CHP | 2 | T T T: X; OBS BLQ BLQ: WDS; DFO NG NG: NG |  |  |  | N |  |  | 12H | [23 empty] | N | N | N
4208 | Phillips 66 Company | 50119 | Phillips 66 Rodeo Refinery | CA | Contra Costa | GENA | Other Gases | GT |  | S | X | X |  |  | 18.3 | 0.85 | 15.3 | 15.5 | 12 | N |  |  | OP | X | 5 | 1987 |  |  | Y | Industrial CHP | 7 | T T T: T; OBS BLQ BLQ: OG; OBS NG PUR: NG |  |  |  | N | N |  | OVER | [23 empty] | Y | Y | N
4208 | Phillips 66 Company | 50119 | Phillips 66 Rodeo Refinery | CA | Contra Costa | GENB | Other Gases | GT |  | S | X | X |  |  | 18.3 | 0.85 | 15.4 | 16.6 | 12 | N |  |  | OP | X | 5 | 1987 |  |  | Y | Industrial CHP | 7 | T T T: T; OBS BLQ BLQ: OG; OBS NG PUR: NG |  |  |  | N | N |  | OVER | [23 empty] | Y | Y | N
4208 | Phillips 66 Company | 50119 | Phillips 66 Rodeo Refinery | CA | Contra Costa | GENC | Other Gases | GT |  | S | X | X |  |  | 18.3 | 0.85 | 14.9 | 16.4 | 12 | N |  |  | OP | X | 5 | 1987 |  |  | Y | Industrial CHP | 7 | T T T: T; OBS BLQ BLQ: OG; OBS NG PUR: NG |  |  |  | N | N |  | OVER | [23 empty] | Y | Y | N
20541 | Wheelabrator Environmental Systems | 50881 | Wheelabrator Shasta | CA | Shasta | GEN1 | Wood/Wood Waste Biomass | ST |  | S | X | X |  |  | 18.3 | 0.95 | 18.8 | 18.8 | 2 | N |  |  | OP | X | 10 | 1987 |  |  | N | IPP Non-CHP | 2 | T T T: X; OBS BLQ BLQ: WDS; OBS NG PUR: AB; DFO NG NG: NG |  |  |  | N | N |  | 12H | [23 empty] | Y | Y | N
20541 | Wheelabrator Environmental Systems | 50881 | Wheelabrator Shasta | CA | Shasta | GEN2 | Wood/Wood Waste Biomass | ST |  | S | X | X |  |  | 18.3 | 0.95 | 18.8 | 18.8 | 2 | N |  |  | OP | X | 11 | 1987 |  |  | N | IPP Non-CHP | 2 | T T T: X; OBS BLQ BLQ: WDS; OBS NG PUR: AB; DFO NG NG: NG |  |  |  | N | N |  | 12H | [23 empty] | Y | Y | N
20541 | Wheelabrator Environmental Systems | 50881 | Wheelabrator Shasta | CA | Shasta | GEN3 | Wood/Wood Waste Biomass | ST |  | S | X | X |  |  | 18.3 | 0.95 | 18.8 | 18.8 | 2 | N |  |  | OP | X | 11 | 1987 |  |  | N | IPP Non-CHP | 2 | T T T: X; OBS BLQ BLQ: WDS; OBS NG PUR: AB; DFO NG NG: NG |  |  |  | N | N |  | 12H | [23 empty] | Y | Y | N
20323 | Wellhead Services, Inc | 10156 | Fresno Cogen Partners | CA | Fresno | GEN3 | Natural Gas Fired Combustion Turbine | GT |  | J | X | X |  |  | 18.6 | 0.85 | 18.6 | 18.6 | 14 | N |  |  | OP | X | 8 | 2001 |  |  | N | IPP CHP | 3 | [11 empty] | N | N |  | 1H | [23 empty] | N | bar: T T T to OBS BLQ BLQ
54788 | DG Fairhaven Power LLC | 10052 | Fairhaven Power | CA | Humboldt | GEN1 | Wood/Wood Waste Biomass | ST |  | W | X | X |  |  | 18.8 | 0.95 | 16 | 16 | 1 | N |  |  | OA | X | 9 | 1986 |  |  | N | IPP Non-CHP | 2 | T T T: X; OBS BLQ BLQ: WDS; OBS NG PUR: NG; DFO NG NG: NG |  |  |  | N | N |  | OVER | [23 empty] | Y | Y | N
17164 | Sierra Pacific Industries Inc | 10144 | Sierra Pacific Lincoln Facility | CA | Placer | GEN4 | Wood/Wood Waste Biomass | ST |  | S | X | X | SPILINCF_7_N002 | SPILINCF_7_N002 | 19.2 | 0.85 | 17.5 | 16.9 | 1 | N |  |  | OP | X | 3 | 2004 |  |  | Y | Industrial CHP | 7 | T T T: T; OBS BLQ BLQ: WDS; DFO NG NG: NG |  |  |  | N |  |  | 12H | [23 empty] | N | N | N
15375 | Procter&Gamble Paper Products Co-Oxnard | 50464 | Oxnard | CA | Ventura | GEN1 | Natural Gas Fired Combustion Turbine | GT |  | S | X | X |  |  | 19.2 | 0.9 | 22.4 | 22.4 | 17 | N |  |  | OP | X | 7 | 1982 |  |  | Y | Industrial CHP | 7 | [11 empty] | N | N |  | 1H | [20 empty] | N |  |  | N | N | N | bar: T T T to OBS BLQ BLQ
7294 | City of Glendale - (CA) | 377 | Grayson | CA | Los Angeles | 1 | Natural Gas Fired Combined Cycle | CA | CC1 | S | N | X |  |  | 20 | 0.85 | 19 | 19 | 1 | N |  |  | OP | X | 7 | 1977 |  |  | N | Electric Utility | 1 | [11 empty] | N | N |  | 12H | [23 empty] | N | N | N | bar: T T T to OBS BLQ BLQ
7294 | City of Glendale - (CA) | 377 | Grayson | CA | Los Angeles | 2 | Natural Gas Fired Combined Cycle | CA | CC1 | S | N | X |  |  | 20 | 0.85 | 19 | 19 | 1 | N |  |  | OP | X | 7 | 1977 |  |  | N | Electric Utility | 1 | [11 empty] | N | N |  | 12H | [23 empty] | N | N | N | bar: T T T to OBS BLQ BLQ
49968 | Searles Valley Minerals Operations Inc. | 10685 | Westend Facility | CA | San Bernardino | PINA | Natural Gas Fired Combustion Turbine | GT |  | W | X | X |  |  | 20 | 0.8 | 15 | 15 | 1 |  |  |  | OS | X | 1 | 1969 |  |  | Y | Industrial CHP | 7 | [11 empty] | N |  |  | 12H | [23 empty] | N | N | N | bar: T T T to OBS BLQ BLQ
17164 | Sierra Pacific Industries Inc | 50110 | Sierra Pacific Burney Facility | CA | Shasta | GEN1 | Wood/Wood Waste Biomass | ST |  | S | X | X | SPI-BURN_7_N003 | SPI-BURN_7_N003 | 20 | 0.85 | 18.9 | 17.9 | 1 | N |  |  | OP | X | 10 | 1986 |  |  | Y | Industrial CHP | 7 | T T T: T; OBS BLQ BLQ: WDS; DFO NG NG: NG |  |  |  | N | N |  | 12H | [23 empty] | N
61379 | ARP-Loyalton Cogen LLC | 50111 | Sierra Pacific Loyalton Facility | CA | Sierra | GEN1 | Wood/Wood Waste Biomass | ST |  | S | X | X |  |  | 20 | 0.85 | 11.8 | 16.5 | 1.5 | N |  |  | OS | X | 9 | 1989 |  |  | N | IPP Non-CHP | 2 | T T T: X; OBS BLQ BLQ: WDS; DFO NG NG: DFO |  |  |  | N |  |  | 12H | [23 empty] | N
11651 | Martinez Refining Co | 54912 | Martinez Refining | CA | Contra Costa | STG1 | Other Gases | CA | CC1 | S | Y | X |  |  | 20 | 0.85 | 20 | 20 | 4 | N |  |  | OP | X | 12 | 1995 |  |  | Y | Industrial CHP | 7 | [11 empty] | N |  |  | 12H | [23 empty] | N | bar: T T T to OBS BLQ BLQ
55960 | Mesquite Lake Energy Park | 50363 | Mesquite Lake Energy Park Plant 2 | CA | Imperial | L313 | Wood/Wood Waste Biomass | ST |  | S | X | X |  |  | 21 | 1 | 15.5 | 15.5 | 0 |  |  |  | OS | X | 11 | 1987 |  |  | N | IPP Non-CHP | 2 | T T T: X; OBS BLQ BLQ: WDS; DFO NG NG: NG |  |  |  | N |  |  | OVER | [23 empty] | N | N | N
1569 | Berry Petroleum Co | 52096 | Berry Placerita Cogen | CA | Los Angeles | GEN1 | Natural Gas Fired Combustion Turbine | GT |  | S | X | X | SP15 | SP15 | 21.4 | 0.85 | 20 | 20.7 | 3 | N |  |  | OP | X | 3 | 1990 |  |  | Y | Industrial CHP | 7 | [11 empty] | N | N |  | 12H | [23 empty] | N | N | N | bar: T T T to OBS BLQ BLQ
1569 | Berry Petroleum Co | 52096 | Berry Placerita Cogen | CA | Los Angeles | GEN2 | Natural Gas Fired Combustion Turbine | GT |  | S | X | X | SP15 | SP15 | 21.4 | 0.85 | 20 | 20.7 | 3 | N |  |  | OP | X | 5 | 1990 |  |  | Y | Industrial CHP | 7 | [11 empty] | N | N |  | 12H | [23 empty] | N | N | N | bar: T T T to OBS BLQ BLQ
11216 | Los Angeles County | 10623 | Civic Center | CA | Los Angeles | GEN1 | Natural Gas Fired Combined Cycle | CT | CC1 | S | X | N |  |  | 22.1 | 0.92 | 22.1 | 22.1 | 16 | N |  |  | OP | X | 8 | 1989 |  |  | Y | Commercial CHP | 5 | [11 empty] | N |  |  | 12H | [23 empty] | N | N | N | bar: T T T to OBS BLQ BLQ
60657 | Torrance Refining Company, LLC | 50624 | Torrance Refining Company, LLC | CA | Los Angeles | GTG1 | Other Gases | GT |  | S | X | X |  |  | 22.5 | 0.8 | 22.5 | 22.5 | 10.5 | N |  |  | OP | X | 11 | 1988 |  |  | Y | Industrial CHP | 7 | T T T: T; OBS BLQ BLQ: OG; OBS NG PUR: NG |  |  |  | N | N |  | OVER | [20 empty] | N |  |  | Y | Y | N
58460 | Buena Vista Biomass LLC | 58472 | Buena Vista Biomass Power | CA | Amador | 1 | Wood/Wood Waste Biomass | ST |  | S | X | X |  |  | 22.5 | 0.98 | 17.8 | 17.8 | 7 | N |  |  | OS | X | 12 | 2012 |  |  | N | IPP Non-CHP | 2 | T T T: X; OBS BLQ BLQ: WDS; OBS NG PUR: NG; DFO NG NG: NG |  |  |  | N | N |  | OVER | [23 empty] | Y | Y | N
7294 | City of Glendale - (CA) | 377 | Grayson | CA | Los Angeles | 3 | Landfill Gas | ST |  | S | X | X |  |  | 23 | 0.85 | 18 | 18 | 7 | N |  |  | OS | X | 12 | 1953 |  |  | N | Electric Utility | 1 | T T T: X; OBS BLQ BLQ: LFG; OBS NG PUR: NG; DFO NG NG: NG |  |  |  | N | N |  | 12H | [5 empty] | N | [17 empty] | Y | Y | N
55985 | Tesoro Refining and Marketing Company | 50530 | Equilon Los Angeles Refining | CA | Los Angeles | GEN3 | Other Gases | ST |  | S | X | X |  |  | 23 | 0.8 | 9.4 | 2.9 | 6 | N |  |  | OP | X | 4 | 1991 |  |  | Y | Industrial CHP | 7 | T T T: B; OBS BLQ BLQ: OG; OBS NG PUR: NG; DFO NG NG: OG |  |  |  | N | N |  | 12H | [23 empty] | N | N | N
61261 | Berkeley Cogeneration Facility | 50849 | PE Berkeley | CA | Alameda | GEN1 | Natural Gas Fired Combined Cycle | CT | CC1 | W | X | N |  |  | 23 | 0.85 | 22 | 23 | 18 | N |  |  | OP | X | 6 | 1987 |  |  | Y | Commercial CHP | 5 | T T T: T; OBS BLQ BLQ: NG; OBS NG PUR: DFO |  |  |  | N | N |  | 12H | [23 empty] | Y | N | Y
9216 | Imperial Irrigation District | 6060 | Coachella | CA | Riverside | 1 | Natural Gas Fired Combustion Turbine | GT |  | S | X | X |  |  | 23.1 | 0.9 | 18.5 | 18.5 | 3 | N |  |  | OP | X | 6 | 1973 |  |  | N | Electric Utility | 1 | T T T: X; OBS BLQ BLQ: NG; OBS NG PUR: DFO |  |  |  | N | N |  | 10M | [23 empty] | Y | Y | Y
9216 | Imperial Irrigation District | 6060 | Coachella | CA | Riverside | 2 | Natural Gas Fired Combustion Turbine | GT |  | S | X | X |  |  | 23.1 | 0.9 | 16.1 | 16.1 | 3 | N |  |  | OP | X | 6 | 1973 |  |  | N | Electric Utility | 1 | T T T: X; OBS BLQ BLQ: NG; OBS NG PUR: DFO |  |  |  | N | N |  | 10M | [23 empty] | Y | Y | Y
9216 | Imperial Irrigation District | 6060 | Coachella | CA | Riverside | 3 | Natural Gas Fired Combustion Turbine | GT |  | S | X | X |  |  | 23.1 | 0.9 | 20.3 | 20.3 | 3 | N |  |  | OP | X | 4 | 1974 |  |  | N | Electric Utility | 1 | T T T: X; OBS BLQ BLQ: NG; OBS NG PUR: DFO |  |  |  | N | N |  | 10M | [23 empty] | Y | Y | Y
9216 | Imperial Irrigation District | 6060 | Coachella | CA | Riverside | 4 | Natural Gas Fired Combustion Turbine | GT |  | S | X | X |  |  | 23.1 | 0.9 | 19.2 | 19.2 | 3 | N |  |  | OP | X | 5 | 1976 |  |  | N | Electric Utility | 1 | T T T: X; OBS BLQ BLQ: NG; OBS NG PUR: DFO |  |  |  | N | N |  | 10M | [23 empty] | Y | Y | Y
10337 | KES Kingsburg LP | 10405 | Kingsburg Cogen | CA | Fresno | GEN1 | Natural Gas Fired Combined Cycle | CT | CC1 | S | X | N | KINGSBUR_7_B1 | KINGSBUR_7_B1 | 23.1 | 0.9 | 22 | 23 | 18 | N |  |  | OP | X | 12 | 1990 |  |  | Y | IPP CHP | 3 | [11 empty] | N | N |  | 12H | [23 empty] | N | N | bar: T T T to OBS BLQ BLQ
13989 | California Resources Elk Hills LLC | 55950 | Elk Hills Cogen | CA | Kern | U1 | Natural Gas Fired Combustion Turbine | GT |  | S | X | X |  |  | 23.3 | 0.85 | 23.3 | 24.1 | 14 | N |  |  | SB | N | 11 | 1994 |  |  | Y | Industrial CHP | 7 | [11 empty] | N | N |  | 12H | [20 empty] | N |  |  | N | N | N | bar: T T T to OBS BLQ BLQ
13989 | California Resources Elk Hills LLC | 55950 | Elk Hills Cogen | CA | Kern | U2 | Natural Gas Fired Combustion Turbine | GT |  | S | X | X |  |  | 23.3 | 0.85 | 23.3 | 24.1 | 14 | N |  |  | SB | N | 11 | 1994 |  |  | Y | Industrial CHP | 7 | [11 empty] | N | N |  | 12H | [20 empty] | N |  |  | N | N | N | bar: T T T to OBS BLQ BLQ
14265 | OLS Energy-Chino | 50850 | OLS Energy Chino | CA | San Bernardino | GEN1 | Natural Gas Fired Combined Cycle | CT | CC1 | S | X | N | CIMGEN_7_B1 | CIMGEN_7_B1 | 23.5 | 0.8 | 22.5 | 22.5 | 15 | N |  |  | OP | X | 12 | 1987 |  |  | Y | IPP CHP | 3 | [11 empty] | N | N |  | 12H | [23 empty] | N | N | N | bar: T T T to OBS BLQ BLQ
56835 | CSUCI Site Authority | 50851 | CSUCI Site Authority | CA | Ventura | GEN1 | Natural Gas Fired Combined Cycle | CT | CC1 | S | X | N |  |  | 23.5 | 0.9 | 21.5 | 22.1 | 21.5 | N |  |  | OP | X | 3 | 1988 |  |  | Y | IPP CHP | 3 | [11 empty] | N | N |  | 12H | [23 empty] | N | N | N | bar: T T T to OBS BLQ BLQ
4498 | Covanta Stanislaus Inc | 50632 | Covanta Stanislaus Energy | CA | Stanislaus | GEN1 | Municipal Solid Waste | ST |  | S | X | X |  |  | 24 | 0.85 | 19.9 | 19.9 | 3 | N |  |  | OP | X | 9 | 1988 |  |  | N | IPP Non-CHP | 2 | T T T: X; OBS BLQ BLQ: MSW; DFO NG NG: DFO |  |  |  | N | N |  | 12H |  |  | N |  | N | [18 empty] | N | N | N
54713 | Chevron USA Inc | 50751 | Southeast Kern River Cogen | CA | Kern | GTG1 | Natural Gas Fired Combustion Turbine | GT |  | S | X | X | POD_VEDDER_1_SEKRN-APND | TH_ZP26_GEN-APND | 24 | 0.9 | 20.8 | 21.7 | 12 | N |  |  | OP | X | 2 | 1989 |  |  | Y | Industrial CHP | 7 | [11 empty] | N | N |  | 1H | [23 empty] | N | N | N | bar: T T T to OBS BLQ BLQ; DFO NG NG
2871 | OLS Energy-Agnews Inc. | 50748 | Agnews Power Plant | CA | Santa Clara | GEN1 | Natural Gas Fired Combined Cycle | CT | CC1 | S | X | N |  |  | 24.4 | 0.9 | 24.4 | 24.4 | 16.5 | N |  |  | OP | X | 11 | 1990 |  |  | N | IPP Non-CHP | 2 | [11 empty] | N | N |  | 12H | [23 empty] | N | N | N | bar: T T T to OBS BLQ BLQ
54713 | Chevron USA Inc | 52107 | Kern River Eastridge Cogen | CA | Kern | 101A | Natural Gas Fired Combustion Turbine | GT |  | S | X | X | POD_DISCOV_1_CHEVRON-APND | TH_ZP26_GEN-APND | 24.4 | 0.9 | 20.8 | 21.7 | 12 | N |  |  | OP | X | 6 | 1988 |  |  | Y | Industrial CHP | 7 | [11 empty] | N | N |  | 1H | [23 empty] | N | N | N | bar: T T T to OBS BLQ BLQ; DFO NG NG
54713 | Chevron USA Inc | 52107 | Kern River Eastridge Cogen | CA | Kern | 101B | Natural Gas Fired Combustion Turbine | GT |  | S | X | X | POD_DISCOV_1_CHEVRON-APND | TH_ZP26_GEN-APND | 24.4 | 0.9 | 20.8 | 21.7 | 12 | N |  |  | OP | X | 6 | 1988 |  |  | Y | Industrial CHP | 7 | [11 empty] | N | N |  | 1H | [23 empty] | N | N | N | bar: T T T to OBS BLQ BLQ; DFO NG NG
19281 | Turlock Irrigation District | 4256 | Walnut | CA | Stanislaus | 1 | Natural Gas Fired Combustion Turbine | GT |  | S | X | X |  |  | 24.9 | 0.9 | 23.5 | 24.9 | 11 | N |  |  | OP | X | 4 | 1986 |  |  | N | Electric Utility | 1 | T T T: X; OBS BLQ BLQ: NG; OBS NG PUR: DFO |  |  |  | N |  |  | 10M | [23 empty] | Y | Y | Y
19281 | Turlock Irrigation District | 4256 | Walnut | CA | Stanislaus | 2 | Natural Gas Fired Combustion Turbine | GT |  | S | X | X |  |  | 24.9 | 0.9 | 23.5 | 24.9 | 11 | N |  |  | OP | X | 4 | 1986 |  |  | N | Electric Utility | 1 | T T T: X; OBS BLQ BLQ: NG; OBS NG PUR: DFO |  |  |  | N |  |  | 10M | [23 empty] | Y | Y | Y
9216 | Imperial Irrigation District | 7824 | Rockwood | CA | Imperial | 1 | Natural Gas Fired Combustion Turbine | GT |  | S | X | X |  |  | 24.9 | 0.85 | 21.1 | 21.1 | 1.5 | N |  |  | OP | X | 6 | 1979 |  |  | N | Electric Utility | 1 | T T T: X; OBS BLQ BLQ: NG; OBS NG PUR: DFO |  |  |  | N | N |  | 10M | [23 empty] | Y | Y | Y
9216 | Imperial Irrigation District | 7824 | Rockwood | CA | Imperial | 2 | Petroleum Liquids | GT |  | S | X | X |  |  | 24.9 | 0.85 | 21.9 | 21.9 | 1.5 | N |  |  | OP | X | 4 | 1980 |  |  | N | Electric Utility | 1 | T T T: X; OBS BLQ BLQ: DFO |  |  |  | N | N |  | 10M | [23 empty] | N | N | N
60662 | WCAC Operating Company | 50493 | Double C Generation Limited Partnership | CA | Kern | DC1 | Natural Gas Fired Combustion Turbine | GT |  | W | X | X |  |  | 24.9 | 0.85 | 23 | 24 | 21 | N |  |  | OP | X | 3 | 1989 |  |  | N | IPP Non-CHP | 2 | [11 empty] | N | N |  | 12H | [23 empty] | N | N | N | bar: T T T to OBS BLQ BLQ
60662 | WCAC Operating Company | 50493 | Double C Generation Limited Partnership | CA | Kern | DC2 | Natural Gas Fired Combustion Turbine | GT |  | W | X | X |  |  | 24.9 | 0.85 | 23 | 24 | 21 | N |  |  | OP | X | 3 | 1989 |  |  | N | IPP Non-CHP | 2 | [11 empty] | N | N |  | 12H | [23 empty] | N | N | N | bar: T T T to OBS BLQ BLQ
60662 | WCAC Operating Company | 50494 | Kern Front Limited | CA | Kern | KF1 | Natural Gas Fired Combustion Turbine | GT |  | W | X | X |  |  | 24.9 | 0.85 | 23 | 24 | 21 | N |  |  | OP | X | 2 | 1989 |  |  | N | IPP Non-CHP | 2 | [11 empty] | N | N |  | 12H | [23 empty] | N | N | bar: T T T to OBS BLQ BLQ
60662 | WCAC Operating Company | 50494 | Kern Front Limited | CA | Kern | KF2 | Natural Gas Fired Combustion Turbine | GT |  | W | X | X |  |  | 24.9 | 0.85 | 23 | 24 | 21 | N |  |  | OP | X | 2 | 1989 |  |  | N | IPP Non-CHP | 2 | [11 empty] | N | N |  | 12H | [23 empty] | N | N | bar: T T T to OBS BLQ BLQ
60662 | WCAC Operating Company | 50495 | High Sierra Limited | CA | Kern | HS1 | Natural Gas Fired Combustion Turbine | GT |  | W | X | X |  |  | 24.9 | 0.85 | 23 | 24 | 21 | N |  |  | OP | X | 3 | 1989 |  |  | Y | IPP CHP | 3 | [11 empty] | N | N |  | 12H | [23 empty] | N | bar: T T T to OBS BLQ BLQ
60662 | WCAC Operating Company | 50495 | High Sierra Limited | CA | Kern | HS2 | Natural Gas Fired Combustion Turbine | GT |  | W | X | X |  |  | 24.9 | 0.85 | 23 | 24 | 21 | N |  |  | OP | X | 3 | 1989 |  |  | Y | IPP CHP | 3 | [11 empty] | N | N |  | 12H | [23 empty] | N | bar: T T T to OBS BLQ BLQ
54815 | AMERESCO Delaware South | 56429 | Ameresco Delaware South | DE | Sussex | 1 | Landfill Gas | IC |  | S | X | X |  |  | 1 | 1 | 1 | 1 | 0.6 | N |  |  | OP | X | 12 | 2006 |  |  | N | IPP Non-CHP | 2 | T T T: X; OBS BLQ BLQ: LFG |  |  |  |  | N |  | 10M | [23 empty] | N | N | N
54815 | AMERESCO Delaware South | 56429 | Ameresco Delaware South | DE | Sussex | 2 | Landfill Gas | IC |  | S | X | X |  |  | 1 | 1 | 1 | 1 | 0.6 | N |  |  | OP | X | 12 | 2006 |  |  | N | IPP Non-CHP | 2 | T T T: X; OBS BLQ BLQ: LFG |  |  |  |  | N |  | 10M | [23 empty] | N | N | N
54815 | AMERESCO Delaware South | 56429 | Ameresco Delaware South | DE | Sussex | 3 | Landfill Gas | IC |  | S | X | X |  |  | 1 | 1 | 1 | 1 | 0.6 | N |  |  | OP | X | 12 | 2006 |  |  | N | IPP Non-CHP | 2 | T T T: X; OBS BLQ BLQ: LFG |  |  |  |  | N |  | 10M | [23 empty] | N | N | N
54815 | AMERESCO Delaware South | 56429 | Ameresco Delaware South | DE | Sussex | 4 | Landfill Gas | IC |  | S | X | X |  |  | 1 | 1 | 1 | 1 | 0.6 | N |  |  | OP | X | 12 | 2006 |  |  | N | IPP Non-CHP | 2 | T T T: X; OBS BLQ BLQ: LFG |  |  |  |  | N |  | 10M | [23 empty] | N
54815 | AMERESCO Delaware South | 56429 | Ameresco Delaware South | DE | Sussex | 5 | Landfill Gas | IC |  | S | X | X |  |  | 1 | 1 | 1 | 1 | 0.6 | N |  |  | OP | X | 5 | 2010 |  |  | N | IPP Non-CHP | 2 | T T T: X; OBS BLQ BLQ: LFG |  |  |  |  | N |  | 10M | [23 empty] | N
54816 | AMERESCO Delaware Central | 56430 | Ameresco Delaware Central | DE | Kent | 1C | Landfill Gas | IC |  | S | X | X |  |  | 1 | 1 | 1 | 1 | 0.6 | N |  |  | OP | X | 12 | 2006 |  |  | N | IPP Non-CHP | 2 | T T T: X; OBS BLQ BLQ: LFG |  |  |  | N | N |  | 10M | [23 empty] | N | N | N
54816 | AMERESCO Delaware Central | 56430 | Ameresco Delaware Central | DE | Kent | 2C | Landfill Gas | IC |  | S | X | X |  |  | 1 | 1 | 1 | 1 | 0.6 | N |  |  | OP | X | 12 | 2006 |  |  | N | IPP Non-CHP | 2 | T T T: X; OBS BLQ BLQ: LFG |  |  |  | N | N |  | 10M | [23 empty] | N | N | N
54816 | AMERESCO Delaware Central | 56430 | Ameresco Delaware Central | DE | Kent | 3C | Landfill Gas | IC |  | S | X | X |  |  | 1 | 1 | 1 | 1 | 0.6 | N |  |  | OP | X | 12 | 2006 |  |  | N | IPP Non-CHP | 2 | T T T: X; OBS BLQ BLQ: LFG |  |  |  | N | N |  | 10M | [23 empty] | N | N | N
54816 | AMERESCO Delaware Central | 56430 | Ameresco Delaware Central | DE | Kent | 4C | Landfill Gas | IC |  | S | X | X |  |  | 1 | 1 | 1 | 1 | 0.6 | N |  |  | OP | X | 3 | 2014 |  |  | N | IPP Non-CHP | 2 | T T T: X; OBS BLQ BLQ: LFG |  |  |  | N | N |  | 10M | [23 empty] | N | N | N
54816 | AMERESCO Delaware Central | 56430 | Ameresco Delaware Central | DE | Kent | 5C | Landfill Gas | IC |  | S | X | X |  |  | 1 | 1 | 1 | 1 | 0.6 | N |  |  | OP | X | 3 | 2014 |  |  | N | IPP Non-CHP | 2 | T T T: X; OBS BLQ BLQ: LFG |  |  |  | N | N |  | 10M | [23 empty] | N | N | N
59550 | Croda Inc. | 59783 | Croda Atlas Point CHP | DE | New Castle | 91197 | Landfill Gas | IC |  | S | X | X |  |  | 1.1 | 1 | 1.1 | 1.1 | 0.7 | N |  |  | OP | X | 8 | 2013 |  |  | Y | Industrial CHP | 7 | T T T: T; OBS BLQ BLQ: LFG |  |  |  | N | N |  | 10M | [23 empty] | N
59550 | Croda Inc. | 59783 | Croda Atlas Point CHP | DE | New Castle | 91198 | Landfill Gas | IC |  | S | X | X |  |  | 1.1 | 1 | 1.1 | 1.1 | 0.7 | N |  |  | OP | X | 8 | 2013 |  |  | Y | Industrial CHP | 7 | T T T: T; OBS BLQ BLQ: LFG |  |  |  |  | N |  | 10M | [23 empty] | N
62150 | 2016 ESA Project Company, LLC | 63700 | AGT001 Centerville Fuel Cell | DE | New Castle | AGT01 | Other Natural Gas | FC |  | S | X | X |  |  | 1.3 | 0.99 | 1.3 | 1.3 | 1.3 | N |  |  | OP | X | 3 | 2019 |  |  | N | IPP Non-CHP | 2 | [11 empty] | N | N |  | 12H | [23 empty] | N | bar: T T T to OBS BLQ BLQ
57485 | Diamond State Generation Partners, LLC | 58110 | Brookside Newark | DE | New Castle | BRK | Other Natural Gas | FC |  | S | X | X |  |  | 2.6 |  | 2.6 | 2.6 | 1 | N |  |  | OP | X | 6 | 2012 |  |  | N | IPP Non-CHP | 2 | [11 empty] | N | N |  | OVER | bar: T T T to OBS BLQ BLQ
57485 | Diamond State Generation Partners, LLC | 58433 | Red Lion Energy Center | DE | New Castle | RED6 | Other Natural Gas | FC |  | S | X | X |  |  | 3.2 |  | 3.2 | 3.2 | 1.3 | N |  |  | OP | X | 11 | 2013 |  |  | N | IPP Non-CHP | 2 | [11 empty] | N | N |  | 12H | bar: T T T to OBS BLQ BLQ
57485 | Diamond State Generation Partners, LLC | 58433 | Red Lion Energy Center | DE | New Castle | RED5 | Other Natural Gas | FC |  | S | X | X |  |  | 3.4 |  | 3.4 | 3.4 | 1.4 | N |  |  | OP | X | 10 | 2013 |  |  | N | IPP Non-CHP | 2 | [11 empty] | N | N |  | 12H | bar: T T T to OBS BLQ BLQ
57485 | Diamond State Generation Partners, LLC | 58433 | Red Lion Energy Center | DE | New Castle | RED3 | Other Natural Gas | FC |  | S | X | X |  |  | 3.5 |  | 3.5 | 3.5 | 1.4 | N |  |  | OP | X | 8 | 2013 |  |  | N | IPP Non-CHP | 2 | [11 empty] | N | N |  | 12H | bar: T T T to OBS BLQ BLQ
57485 | Diamond State Generation Partners, LLC | 58433 | Red Lion Energy Center | DE | New Castle | RED4 | Other Natural Gas | FC |  | S | X | X |  |  | 3.6 |  | 3.6 | 3.6 | 1.4 | N |  |  | OP | X | 9 | 2013 |  |  | N | IPP Non-CHP | 2 | [11 empty] | N | N |  | 12H | bar: T T T to OBS BLQ BLQ
57485 | Diamond State Generation Partners, LLC | 58433 | Red Lion Energy Center | DE | New Castle | RED2 | Other Natural Gas | FC |  | S | X | X |  |  | 5.3 |  | 5.3 | 5.3 | 2.1 | N |  |  | OP | X | 6 | 2013 |  |  | N | IPP Non-CHP | 2 | [11 empty] | N | N |  | 12H | bar: T T T to OBS BLQ BLQ
57485 | Diamond State Generation Partners, LLC | 58433 | Red Lion Energy Center | DE | New Castle | RED1 | Other Natural Gas | FC |  | S | X | X |  |  | 6 |  | 6 | 6 | 2.4 | N |  |  | OP | X | 12 | 2012 |  |  | N | IPP Non-CHP | 2 | [11 empty] | N | N |  | 12H | bar: T T T to OBS BLQ BLQ
56605 | Delaware City Refining Company LLC | 52193 | Delaware City Plant | DE | New Castle | G4 | Other Gases | ST |  | S | X | X | Motiva | Motiva | 10 | 1 | 10 | 10 | 3 | N |  |  | OP | X | 6 | 1982 |  |  | Y | Industrial CHP | 7 | T T T: T; OBS BLQ BLQ: OG; OBS NG PUR: NG; DFO NG NG: OG |  |  |  | N | N |  | 12H | [23 empty] | Y | Y | N
56609 | Calpine Mid-Atlantic Generation LLC | 593 | Edge Moor | DE | New Castle | 10 | Petroleum Liquids | GT |  | S | X | X | 50887 | 50887 | 12.5 | 0.85 | 15 | 15 | 12.5 | N |  |  | SB | Y | 6 | 1963 |  |  | N | IPP Non-CHP | 2 | T T T: X; OBS BLQ BLQ: DFO |  |  |  | N | N |  | 1H | [23 empty] | N
7860 | Energy Center Dover LLC | 10030 | Energy Center Dover | DE | Kent | COG1 | Natural Gas Fired Combined Cycle | CA | CC1 | S | Y | X | Kent 13kv -DoverST1 (GF1) | Kent 13kv -DoverST1 | 18 | 0.9 | 15 | 15 | 5 | N |  |  | OP | X | 5 | 1985 |  |  | Y | IPP CHP | 3 | [11 empty] | N | N |  | 12H | [23 empty] | N | N | N | bar: T T T to OBS BLQ BLQ; DFO NG NG
56609 | Calpine Mid-Atlantic Generation LLC | 592 | Delaware City 10 | DE | New Castle | DC10 | Petroleum Liquids | GT |  | S | X | X | 50524 | 50524 | 18.5 | 0.85 | 18 | 18 | 15 | N |  |  | SB | Y | 4 | 1968 |  |  | N | IPP Non-CHP | 2 | T T T: X; OBS BLQ BLQ: DFO |  |  |  | N | N |  | 1H | [23 empty] | N
9332 | Indian River Operations Inc | 594 | Indian River Generating Station | DE | Sussex | 10 | Petroleum Liquids | GT |  | W | X | X |  |  | 18.6 | 0.85 | 16.1 | 16.1 | 14 | N |  |  | OP | X | 6 | 1967 |  |  | N | IPP Non-CHP | 2 | T T T: X; OBS BLQ BLQ: DFO |  |  |  | N | N |  | 1H | [20 empty] | N |  |  | N | N | N
56609 | Calpine Mid-Atlantic Generation LLC | 597 | West Station (DE) | DE | New Castle | WEST | Petroleum Liquids | GT |  | S | X | X | 50871 | 50871 | 20 | 0.85 | 15 | 19 | 15 | N |  |  | SB | Y | 6 | 1964 |  |  | N | IPP Non-CHP | 2 | T T T: X; OBS BLQ BLQ: DFO |  |  |  | N | N |  | 1H | [23 empty] | N
2634 | City of Bushnell - (IL) | 935 | Bushnell | IL | McDonough | 1 | Petroleum Liquids | IC |  | S | X | X | AMIL.IP.IMEA | AMIL.IP.IMEA | 0.2 | 0.8 | 0.2 | 0.2 | 0.1 | N |  |  | SB | Y | 6 | 1940 |  |  | N | Electric Utility | 1 | T T T: X; OBS BLQ BLQ: DFO |  |  |  | N | N |  | 1H | [23 empty] | N | N | N
2634 | City of Bushnell - (IL) | 935 | Bushnell | IL | McDonough | 2 | Petroleum Liquids | IC |  | S | X | X | AMIL.IP.IMEA | AMIL.IP.IMEA | 0.2 | 0.8 | 0.2 | 0.2 | 0.1 | N |  |  | SB | Y | 6 | 1940 |  |  | N | Electric Utility | 1 | T T T: X; OBS BLQ BLQ: DFO |  |  |  | N | N |  | 1H | [23 empty] | N | N | N
20180 | City of Waterloo - (IL) | 971 | Waterloo | IL | Monroe | 2 | Petroleum Liquids | IC |  | S | X | X | AMIL.IMEA1 | AMIL.IMEA1 | 0.2 | 0.8 | 0.2 | 0.2 | 0.1 | N |  |  | SB | Y | 6 | 1954 |  |  | N | Electric Utility | 1 | T T T: X; OBS BLQ BLQ: DFO |  |  |  | N | N |  | 1H | [23 empty] | N
20180 | City of Waterloo - (IL) | 971 | Waterloo | IL | Monroe | 3 | Petroleum Liquids | IC |  | S | X | X | AMIL.IMEA1 | AMIL.IMEA1 | 0.2 | 0.8 | 0.2 | 0.2 | 0.1 | N |  |  | SB | Y | 6 | 1946 |  |  | N | Electric Utility | 1 | T T T: X; OBS BLQ BLQ: DFO |  |  |  | N | N |  | 1H | [23 empty] | N
21690 | Moose International | 50337 | Mooseheart Power House | IL | Kane | GEN3 | Natural Gas Internal Combustion Engine | IC |  | S | X | X |  |  | 0.3 | 0.8 | 0.3 | 0.3 | 0.3 | N |  |  | SB | Y | 8 | 1986 |  |  | Y | Commercial CHP | 5 | [11 empty] | N | N |  | 1H |  |  |  | N | [16 empty] | N |  |  | N | bar: T T T to OBS BLQ BLQ
6764 | Village of Freeburg - (IL) | 943 | Freeburg | IL | St Clair | 1 | Petroleum Liquids | IC |  | S | X | X | AMIL.IMEA1 | AMIL.IMEA1 | 0.4 | 0.8 | 0.4 | 0.4 | 0.2 | N |  |  | SB | Y | 8 | 1948 |  |  | N | Electric Utility | 1 | T T T: X; OBS BLQ BLQ: DFO |  |  |  | N | N |  | 1H | [23 empty] | N | N | N
6764 | Village of Freeburg - (IL) | 943 | Freeburg | IL | St Clair | 2 | Petroleum Liquids | IC |  | S | X | X | AMIL.IMEA1 | AMIL.IMEA1 | 0.4 | 0.8 | 0.4 | 0.4 | 0.2 | N |  |  | SB | Y | 8 | 1948 |  |  | N | Electric Utility | 1 | T T T: X; OBS BLQ BLQ: DFO; OBS NG PUR: NG |  |  |  | N | N |  | 1H | [23 empty] | N | N | N
58361 | Triton College | 58375 | Triton East and West Cogen | IL | Cook | 5 | Natural Gas Internal Combustion Engine | IC |  | S | X | X |  |  | 0.4 | 0.8 | 0.4 | 0.3 | 0.1 | N |  |  | OP | X | 3 | 2015 |  |  | N | Commercial CHP | 5 | [11 empty] | N | N |  | 10M | [23 empty] | N | N | N | bar: T T T to OBS BLQ BLQ
20180 | City of Waterloo - (IL) | 971 | Waterloo | IL | Monroe | 5 | Petroleum Liquids | IC |  | S | X | X | AMIL.IMEA1 | AMIL.IMEA1 | 0.5 | 0.8 | 0.4 | 0.4 | 0.3 | N |  |  | SB | Y | 6 | 1950 |  |  | N | Electric Utility | 1 | T T T: X; OBS BLQ BLQ: DFO |  |  |  | N | N |  | 1H | [23 empty] | N
20180 | City of Waterloo - (IL) | 971 | Waterloo | IL | Monroe | 6 | Petroleum Liquids | IC |  | S | X | X | AMIL.IMEA1 | AMIL.IMEA1 | 0.5 | 0.8 | 0.5 | 0.5 | 0.3 | N |  |  | SB | Y | 6 | 1950 |  |  | N | Electric Utility | 1 | T T T: X; OBS BLQ BLQ: DFO |  |  |  | N | N |  | 1H | [23 empty] | N
21690 | Moose International | 50337 | Mooseheart Power House | IL | Kane | GEN1 | Natural Gas Internal Combustion Engine | IC |  | S | X | X |  |  | 0.5 | 0.8 | 0.5 | 0.5 | 0.5 | N |  |  | SB | Y | 8 | 1986 |  |  | Y | Commercial CHP | 5 | [12 empty] | N |  | 1H | [20 empty] | N |  |  | N | bar: T T T to OBS BLQ BLQ
21690 | Moose International | 50337 | Mooseheart Power House | IL | Kane | GEN2 | Natural Gas Internal Combustion Engine | IC |  | S | X | X |  |  | 0.5 | 0.8 | 0.5 | 0.5 | 0.5 | N |  |  | SB | Y | 8 | 1986 |  |  | Y | Commercial CHP | 5 | [11 empty] | N | N |  | 1H |  |  |  | N | [16 empty] | N |  |  | N | bar: T T T to OBS BLQ BLQ
21690 | Moose International | 50337 | Mooseheart Power House | IL | Kane | GEN4 | Natural Gas Internal Combustion Engine | IC |  | S | X | X |  |  | 0.5 | 0.8 | 0.5 | 0.5 | 0.5 | N |  |  | SB | Y | 8 | 1986 |  |  | Y | Commercial CHP | 5 | [11 empty] | N | N |  | 1H |  |  |  | N | [19 empty] | N | bar: T T T to OBS BLQ BLQ
18850 | Thorton Township School Dist | 55005 | Thornridge High School | IL | Cook | 1 | Natural Gas Internal Combustion Engine | IC |  | S | X | X |  |  | 0.5 | 0.8 | 0.5 | 0.4 | 0.3 | N |  |  | OP | X | 3 | 1996 |  |  | N | Commercial Non-CHP | 4 | [11 empty] | N |  |  | 10M | [23 empty] | N | bar: T T T to OBS BLQ BLQ
18850 | Thorton Township School Dist | 55005 | Thornridge High School | IL | Cook | 2 | Natural Gas Internal Combustion Engine | IC |  | S | X | X |  |  | 0.5 | 0.8 | 0.5 | 0.4 | 0.3 | N |  |  | OP | X | 3 | 1996 |  |  | N | Commercial Non-CHP | 4 | [11 empty] | N |  |  | 10M | [23 empty] | N | bar: T T T to OBS BLQ BLQ
6764 | Village of Freeburg - (IL) | 943 | Freeburg | IL | St Clair | 3 | Petroleum Liquids | IC |  | S | X | X | AMIL.IMEA1 | AMIL.IMEA1 | 0.6 | 0.8 | 0.6 | 0.6 | 0.3 | N |  |  | SB | Y | 8 | 1953 |  |  | N | Electric Utility | 1 | T T T: X; OBS BLQ BLQ: DFO |  |  |  | N | N |  | 1H | [23 empty] | N
12167 | City of McLeansboro - (IL) | 948 | McLeansboro | IL | Hamilton | 2 | Petroleum Liquids | IC |  | S | X | X |  |  | 0.6 | 0.8 | 0.4 | 0.4 | 0.1 | N |  |  | SB | Y | 12 | 1950 |  |  | N | Electric Utility | 1 | T T T: X; OBS BLQ BLQ: DFO |  |  |  | N |  |  | 1H | [23 empty] | N | N | N
18277 | City of Sullivan - (IL) | 969 | Sullivan (IL) | IL | Moultrie | 6 | Petroleum Liquids | IC |  | S | X | X | AMIL.IP.IMEA | AMIL.IP.IMEA | 0.6 | 0.8 | 0.6 | 0.6 | 0.3 | N |  |  | SB | Y | 6 | 1946 |  |  | N | Electric Utility | 1 | T T T: X; OBS BLQ BLQ: DFO |  |  |  | N | N |  | 1H | [23 empty] | N | N | N
58701 | Maine Township High School Dist 207 | 58825 | MTHS Co-Gen Buildings | IL | Cook | STH1 | Natural Gas Internal Combustion Engine | IC |  | S | X | X |  |  | 0.6 | 0.8 | 0.6 | 0.6 | 0.2 | N |  |  | OP | X | 1 | 1992 |  |  | Y | IPP CHP | 3 | [12 empty] | N |  | 1H | [23 empty] | N | N | N | bar: T T T to OBS BLQ BLQ
58701 | Maine Township High School Dist 207 | 58825 | MTHS Co-Gen Buildings | IL | Cook | STH2 | Natural Gas Internal Combustion Engine | IC |  | S | X | X |  |  | 0.6 | 0.8 | 0.6 | 0.6 | 0.2 | N |  |  | OP | X | 1 | 1992 |  |  | Y | IPP CHP | 3 | [12 empty] | N |  | 1H | [23 empty] | N | N | N | bar: T T T to OBS BLQ BLQ
14293 | Nalco Co | 50326 | Nalco | IL | DuPage | DPOX | Natural Gas Fired Combined Cycle | CA | CC1 | W | Y | X |  |  | 0.7 | 0.8 | 0.7 | 0.7 | 0 | N |  |  | OS | X | 11 | 1985 |  |  | Y | Commercial CHP | 5 | [11 empty] | N |  |  | 10M | [23 empty] | N | N | N | bar: T T T to OBS BLQ BLQ
60194 | Fuyao Glass Illinois, Inc | 54360 | Fuyao Glass Illinois Inc. | IL | Macon | PORT | Petroleum Liquids | IC |  | S | X | X | 0 | 0 | 0.7 | 0.8 | 0.7 | 0.7 | 0.4 | N |  |  | SB | Y | 12 | 1980 |  |  | N | Industrial Non-CHP | 6 | T T T: X; OBS BLQ BLQ: DFO |  |  |  | N | N |  | 1H | [20 empty] | N |  |  | N | N
30038 | WestRock (IL) | 54513 | WestRock (IL) | IL | Kane | E-1 | Natural Gas Internal Combustion Engine | IC |  | S | X | X | N/A | N/A | 0.7 | 0.8 | 0.7 | 0.7 | 0.1 | N |  |  | SB | Y | 6 | 1992 |  |  | N | Industrial Non-CHP | 6 | [11 empty] | N | N |  | 1H | [23 empty] | N | N | N | bar: T T T to OBS BLQ BLQ
30038 | WestRock (IL) | 54513 | WestRock (IL) | IL | Kane | E2-A | Natural Gas Internal Combustion Engine | IC |  | S | X | X | N/A | N/A | 0.7 | 0.8 | 0.7 | 0.7 | 0.1 | N |  |  | SB | Y | 6 | 1992 |  |  | N | Industrial Non-CHP | 6 | [11 empty] | N | N |  | 1H | [23 empty] | N | N | N | bar: T T T to OBS BLQ BLQ
30038 | WestRock (IL) | 54513 | WestRock (IL) | IL | Kane | E2-B | Natural Gas Internal Combustion Engine | IC |  | S | X | X | N/A | N/A | 0.7 | 0.8 | 0.7 | 0.7 | 0.1 | N |  |  | SB | Y | 6 | 1992 |  |  | N | Industrial Non-CHP | 6 | [11 empty] | N | N |  | 1H | [23 empty] | N | N | N | bar: T T T to OBS BLQ BLQ
18850 | Thorton Township School Dist | 55004 | Thornwood High School | IL | Cook | 1 | Natural Gas Internal Combustion Engine | IC |  | S | X | X |  |  | 0.7 | 0.8 | 0.7 | 0.5 | 0.4 | N |  |  | OP | X | 9 | 1996 |  |  | N | Commercial Non-CHP | 4 | [11 empty] | N |  |  | 10M | [23 empty] | N | bar: T T T to OBS BLQ BLQ
18850 | Thorton Township School Dist | 55004 | Thornwood High School | IL | Cook | 2 | Natural Gas Internal Combustion Engine | IC |  | S | X | X |  |  | 0.7 | 0.8 | 0.7 | 0.5 | 0.4 | N |  |  | OP | X | 9 | 1996 |  |  | N | Commercial Non-CHP | 4 | [11 empty] | N |  |  | 10M | [23 empty] | N | bar: T T T to OBS BLQ BLQ
6192 | City of Farmer City - (IL) | 941 | Farmer City | IL | DeWitt | 4 | Petroleum Liquids | IC |  | S | X | X | AMIL.IP.IMEA | AMIL.IP.IMEA | 0.8 | 0.8 | 0.7 | 0.7 | 0.5 | N |  |  | OP | X | 4 | 1951 |  |  | N | Electric Utility | 1 | T T T: X; OBS BLQ BLQ: DFO |  |  |  | N | N |  | 1H | [23 empty] | N
54843 | WM Illinois Renewable Energy LLC | 50566 | Milam Gas Recovery | IL | St Clair | GEN1 | Natural Gas Internal Combustion Engine | IC |  | S | X | X | Zonal | Zonal | 0.8 | 0.98 | 0.8 | 0.8 | 0.5 | N |  |  | OP | X | 4 | 1991 |  |  | N | IPP Non-CHP | 2 | [11 empty] | N |  |  | 1H | [23 empty] | N | N | N | bar: T T T to OBS BLQ BLQ
54843 | WM Illinois Renewable Energy LLC | 50566 | Milam Gas Recovery | IL | St Clair | GEN2 | Natural Gas Internal Combustion Engine | IC |  | S | X | X | Zonal | Zonal | 0.8 | 0.98 | 0.8 | 0.8 | 0.5 | N |  |  | OP | X | 4 | 1991 |  |  | N | IPP Non-CHP | 2 | [11 empty] | N |  |  | 1H | [23 empty] | N | N | N | bar: T T T to OBS BLQ BLQ
54843 | WM Illinois Renewable Energy LLC | 50566 | Milam Gas Recovery | IL | St Clair | GEN3 | Natural Gas Internal Combustion Engine | IC |  | S | X | X | Zonal | Zonal | 0.8 | 0.98 | 0.8 | 0.8 | 0.5 | N |  |  | OP | X | 3 | 1993 |  |  | N | IPP Non-CHP | 2 | [11 empty] | N |  |  | 1H | [23 empty] | N | N | N | bar: T T T to OBS BLQ BLQ
54843 | WM Illinois Renewable Energy LLC | 50721 | Tazewell Gas Recovery | IL | Tazewell | GEN1 | Landfill Gas | IC |  | S | X | X | Zonal | Zonal | 0.8 | 0.98 | 0.8 | 0.8 | 0.5 | N |  |  | OP | X | 7 | 1989 |  |  | N | IPP Non-CHP | 2 | T T T: X; OBS BLQ BLQ: LFG |  |  |  | N |  |  | 1H | [23 empty] | N | N | N
54843 | WM Illinois Renewable Energy LLC | 50721 | Tazewell Gas Recovery | IL | Tazewell | GEN2 | Landfill Gas | IC |  | S | X | X | Zonal | Zonal | 0.8 | 0.98 | 0.8 | 0.8 | 0.5 | N |  |  | OP | X | 7 | 1989 |  |  | N | IPP Non-CHP | 2 | T T T: X; OBS BLQ BLQ: LFG |  |  |  | N |  |  | 1H | [23 empty] | N | N | N
54843 | WM Illinois Renewable Energy LLC | 50721 | Tazewell Gas Recovery | IL | Tazewell | GEN3 | Landfill Gas | IC |  | S | X | X | Zonal | Zonal | 0.8 | 0.98 | 0.8 | 0.8 | 0.5 | N |  |  | OP | X | 5 | 1999 |  |  | N | IPP Non-CHP | 2 | T T T: X; OBS BLQ BLQ: LFG |  |  |  | N |  |  | 1H | [23 empty] | N | N | N
16548 | St Francis Hospital | 50952 | Saint Francis Hospital | IL | Cook | GEN1 | Natural Gas Internal Combustion Engine | IC |  | S | X | X |  |  | 0.8 | 0.8 | 0.8 | 0.8 | 0.1 |  |  |  | OS | X | 2 | 1990 |  |  | Y | Commercial CHP | 5 | [11 empty] | N |  |  | 10M | [23 empty] | N | N | bar: T T T to OBS BLQ BLQ
16548 | St Francis Hospital | 50952 | Saint Francis Hospital | IL | Cook | GEN2 | Natural Gas Internal Combustion Engine | IC |  | S | X | X |  |  | 0.8 | 0.8 | 0.8 | 0.8 | 0.1 |  |  |  | OS | X | 2 | 1990 |  |  | Y | Commercial CHP | 5 | [11 empty] | N |  |  | 10M | [23 empty] | N | N | bar: T T T to OBS BLQ BLQ
30038 | WestRock (IL) | 54513 | WestRock (IL) | IL | Kane | E3 | Natural Gas Internal Combustion Engine | IC |  | S | X | X | N/A | N/A | 0.8 | 0.8 | 0.8 | 0.8 | 0.1 | N |  |  | SB | Y | 6 | 1992 |  |  | N | Industrial Non-CHP | 6 | [11 empty] | N | N |  | 1H | [23 empty] | N | N | N | bar: T T T to OBS BLQ BLQ
8705 | Hoffer Plastics | 54523 | Hoffer Plastics | IL | Kane | GEN1 | Natural Gas Internal Combustion Engine | IC |  | S | X | X |  |  | 0.8 | 0.8 | 0.8 | 0.8 | 0.4 | N |  |  | OP | X | 4 | 1992 |  |  | N | Industrial Non-CHP | 6 | [11 empty] | N | N |  | 10M | [23 empty] | N | N | N | bar: T T T to OBS BLQ BLQ
8705 | Hoffer Plastics | 54523 | Hoffer Plastics | IL | Kane | GEN2 | Natural Gas Internal Combustion Engine | IC |  | S | X | X |  |  | 0.8 | 0.8 | 0.8 | 0.8 | 0.4 | N |  |  | OP | X | 4 | 1992 |  |  | N | Industrial Non-CHP | 6 | [11 empty] | N | N |  | 10M | [23 empty] | N | N | N | bar: T T T to OBS BLQ BLQ
8705 | Hoffer Plastics | 54523 | Hoffer Plastics | IL | Kane | GEN3 | Natural Gas Internal Combustion Engine | IC |  | S | X | X |  |  | 0.8 | 0.8 | 0.8 | 0.8 | 0.4 | N |  |  | OP | X | 4 | 1992 |  |  | N | Industrial Non-CHP | 6 | [11 empty] | N | N |  | 10M | [23 empty] | N | N | N | bar: T T T to OBS BLQ BLQ
8705 | Hoffer Plastics | 54523 | Hoffer Plastics | IL | Kane | GEN4 | Natural Gas Internal Combustion Engine | IC |  | S | X | X |  |  | 0.8 | 0.8 | 0.8 | 0.8 | 0.4 | N |  |  | OP | X | 4 | 1992 |  |  | N | Industrial Non-CHP | 6 | [11 empty] | N | N |  | 10M | [23 empty] | N | N | N | bar: T T T to OBS BLQ BLQ
8705 | Hoffer Plastics | 54523 | Hoffer Plastics | IL | Kane | GEN5 | Natural Gas Internal Combustion Engine | IC |  | S | X | X |  |  | 0.8 | 0.8 | 0.8 | 0.8 | 0.4 | N |  |  | OP | X | 4 | 1992 |  |  | N | Industrial Non-CHP | 6 | [11 empty] | N | N |  | 10M | [23 empty] | N | N | N | bar: T T T to OBS BLQ BLQ
8705 | Hoffer Plastics | 54523 | Hoffer Plastics | IL | Kane | GEN6 | Natural Gas Internal Combustion Engine | IC |  | S | X | X |  |  | 0.8 | 0.8 | 0.8 | 0.8 | 0.4 | N |  |  | OP | X | 4 | 1992 |  |  | N | Industrial Non-CHP | 6 | [11 empty] | N | N |  | 10M | [23 empty] | N | N | N | bar: T T T to OBS BLQ BLQ
8705 | Hoffer Plastics | 54523 | Hoffer Plastics | IL | Kane | GEN7 | Natural Gas Internal Combustion Engine | IC |  | S | X | X |  |  | 0.8 | 0.8 | 0.8 | 0.8 | 0.4 | N |  |  | OP | X | 4 | 1992 |  |  | N | Industrial Non-CHP | 6 | [11 empty] | N | N |  | 10M | [23 empty] | N | N | N | bar: T T T to OBS BLQ BLQ
8705 | Hoffer Plastics | 54523 | Hoffer Plastics | IL | Kane | GEN8 | Natural Gas Internal Combustion Engine | IC |  | S | X | X |  |  | 0.8 | 0.8 | 0.8 | 0.8 | 0.4 | N |  |  | OP | X | 4 | 1992 |  |  | N | Industrial Non-CHP | 6 | [11 empty] | N | N |  | 10M | [23 empty] | N | N | N | bar: T T T to OBS BLQ BLQ
8705 | Hoffer Plastics | 54523 | Hoffer Plastics | IL | Kane | GEN9 | Natural Gas Internal Combustion Engine | IC |  | S | X | X |  |  | 0.8 | 0.8 | 0.8 | 0.8 | 0.4 | N |  |  | OP | X | 4 | 1995 |  |  | N | Industrial Non-CHP | 6 | [11 empty] | N | N |  | 10M | [23 empty] | N | N | N | bar: T T T to OBS BLQ BLQ
54843 | WM Illinois Renewable Energy LLC | 54662 | Woodland Landfill Gas Recovery | IL | Kane | GEN1 | Landfill Gas | IC |  | S | X | X | Zonal | Zonal | 0.8 | 0.98 | 0.8 | 0.8 | 0.5 | N |  |  | OP | X | 5 | 1992 |  |  | N | IPP Non-CHP | 2 | T T T: X; OBS BLQ BLQ: LFG |  |  |  | N |  |  | 1H | [23 empty] | N | N | N
54843 | WM Illinois Renewable Energy LLC | 54662 | Woodland Landfill Gas Recovery | IL | Kane | GEN2 | Landfill Gas | IC |  | S | X | X | Zonal | Zonal | 0.8 | 0.98 | 0.8 | 0.8 | 0.5 | N |  |  | OP | X | 5 | 1992 |  |  | N | IPP Non-CHP | 2 | T T T: X; OBS BLQ BLQ: LFG |  |  |  | N |  |  | 1H | [23 empty] | N | N | N
6883 | Evanston Board of Education | 54788 | Evanston Township High School | IL | Cook | GEN1 | Natural Gas Internal Combustion Engine | IC |  | S | X | X |  |  | 0.8 | 0.8 | 0.8 | 0.8 | 0.4 | N |  |  | SB | Y | 12 | 1992 |  |  | N | Commercial Non-CHP | 4 | [11 empty] | N |  |  | 10M | [23 empty] | N | N | N | bar: T T T to OBS BLQ BLQ
6883 | Evanston Board of Education | 54788 | Evanston Township High School | IL | Cook | GEN2 | Natural Gas Internal Combustion Engine | IC |  | S | X | X |  |  | 0.8 | 0.8 | 0.8 | 0.8 | 0.4 | N |  |  | SB | Y | 12 | 1992 |  |  | N | Commercial Non-CHP | 4 | [11 empty] | N |  |  | 10M | [23 empty] | N | N | N | bar: T T T to OBS BLQ BLQ
6883 | Evanston Board of Education | 54788 | Evanston Township High School | IL | Cook | GEN3 | Natural Gas Internal Combustion Engine | IC |  | S | X | X |  |  | 0.8 | 0.8 | 0.8 | 0.8 | 0.4 | N |  |  | SB | Y | 12 | 1992 |  |  | N | Commercial Non-CHP | 4 | [11 empty] | N |  |  | 10M | [23 empty] | N | N | N | bar: T T T to OBS BLQ BLQ
15917 | Presence Health | 54886 | Presence Saint Mary of Nazareth Hospital | IL | Cook | GEN1 | Natural Gas Internal Combustion Engine | IC |  | S | X | X | NA | NA | 0.8 | 0.8 | 0.8 | 0.8 | 0.4 | N |  |  | SB | N | 8 | 1993 |  |  | N | Commercial Non-CHP | 4 | [11 empty] | N | N |  | 10M | [23 empty] | N | N | bar: T T T to OBS BLQ BLQ
15917 | Presence Health | 54886 | Presence Saint Mary of Nazareth Hospital | IL | Cook | GEN3 | Natural Gas Internal Combustion Engine | IC |  | S | X | X | NA | NA | 0.8 | 0.8 | 0.8 | 0.8 | 0.4 | N |  |  | SB | N | 8 | 1993 |  |  | N | Commercial Non-CHP | 4 | [11 empty] | N | N |  | 10M | [23 empty] | N | N | bar: T T T to OBS BLQ BLQ
15917 | Presence Health | 54886 | Presence Saint Mary of Nazareth Hospital | IL | Cook | GEN6 | Petroleum Liquids | IC |  | S | X | X | NA | NA | 0.8 | 0.8 | 0.8 | 0.8 | 0.3 | N |  |  | SB | N | 12 | 2006 |  |  | N | Commercial Non-CHP | 4 | T T T: X; OBS BLQ BLQ: DFO |  |  |  |  | N |  | 10M | [23 empty] | N | N
54842 | WM Renewable Energy LLC | 56529 | Five Oaks Gas Recovery | IL | Christian | GEN1 | Landfill Gas | IC |  | S | X | X | AMEREN | AMEREN | 0.8 | 0.98 | 0.8 | 0.8 | 0.5 | N |  |  | OP | X | 2 | 2008 |  |  | N | IPP Non-CHP | 2 | T T T: X; OBS BLQ BLQ: LFG |  |  |  | N |  |  | 1H | [23 empty] | N | N | N
54842 | WM Renewable Energy LLC | 56529 | Five Oaks Gas Recovery | IL | Christian | GEN2 | Landfill Gas | IC |  | S | X | X | AMEREN | AMEREN | 0.8 | 0.98 | 0.8 | 0.8 | 0.5 | N |  |  | OP | X | 2 | 2008 |  |  | N | IPP Non-CHP | 2 | T T T: X; OBS BLQ BLQ: LFG |  |  |  | N |  |  | 1H | [23 empty] | N | N | N
54842 | WM Renewable Energy LLC | 56529 | Five Oaks Gas Recovery | IL | Christian | GEN3 | Landfill Gas | IC |  | S | X | X | AMEREN | AMEREN | 0.8 | 0.98 | 0.8 | 0.8 | 0.5 | N |  |  | OP | X | 2 | 2008 |  |  | N | IPP Non-CHP | 2 | T T T: X; OBS BLQ BLQ: LFG |  |  |  | N |  |  | 1H | [23 empty] | N | N | N
54842 | WM Renewable Energy LLC | 56529 | Five Oaks Gas Recovery | IL | Christian | GEN4 | Landfill Gas | IC |  | S | X | X | AMEREN | AMEREN | 0.8 | 0.98 | 0.8 | 0.8 | 0.5 | N |  |  | OP | X | 2 | 2008 |  |  | N | IPP Non-CHP | 2 | T T T: X; OBS BLQ BLQ: LFG |  |  |  | N |  |  | 1H | [23 empty] | N | N | N
58220 | Northeastern Illinois University | 58245 | Northeastern Illinois University Cogen | IL | Cook | GEN1 | Natural Gas Internal Combustion Engine | IC |  | S | X | X |  |  | 0.8 | 0.9 | 0.8 | 0.8 | 0 | N |  |  | SB | Y | 8 | 1995 |  |  | Y | Commercial CHP | 5 | [11 empty] | N |  |  | 10M | [23 empty] | N | bar: T T T to OBS BLQ BLQ
58220 | Northeastern Illinois University | 58245 | Northeastern Illinois University Cogen | IL | Cook | GEN2 | Natural Gas Internal Combustion Engine | IC |  | S | X | X |  |  | 0.8 | 0.9 | 0.8 | 0.8 | 0.1 | N |  |  | SB | Y | 8 | 1995 |  |  | Y | Commercial CHP | 5 | [11 empty] | N |  |  | 10M | [23 empty] | N | bar: T T T to OBS BLQ BLQ
58220 | Northeastern Illinois University | 58245 | Northeastern Illinois University Cogen | IL | Cook | GEN3 | Natural Gas Internal Combustion Engine | IC |  | S | X | X |  |  | 0.8 | 0.9 | 0.8 | 0.8 | 0.2 | N |  |  | SB | Y | 8 | 1995 |  |  | Y | Commercial CHP | 5 | [11 empty] | N |  |  | 10M | [23 empty] | N | bar: T T T to OBS BLQ BLQ
58220 | Northeastern Illinois University | 58245 | Northeastern Illinois University Cogen | IL | Cook | GEN4 | Natural Gas Internal Combustion Engine | IC |  | S | X | X |  |  | 0.8 | 0.9 | 0.8 | 0.8 | 0.3 | N |  |  | SB | Y | 8 | 1995 |  |  | Y | Commercial CHP | 5 | [11 empty] | N |  |  | 10M | [23 empty] | N | bar: T T T to OBS BLQ BLQ
58361 | Triton College | 58375 | Triton East and West Cogen | IL | Cook | 1 | Natural Gas Internal Combustion Engine | IC |  | S | X | X |  |  | 0.8 | 0.8 | 0.8 | 0.8 | 0.2 | N |  |  | OP | X | 4 | 1998 |  |  | Y | Commercial CHP | 5 | [11 empty] | N | N | 0 | 10M | [23 empty] | N | N | N | bar: T T T to OBS BLQ BLQ
58361 | Triton College | 58375 | Triton East and West Cogen | IL | Cook | 2 | Natural Gas Internal Combustion Engine | IC |  | S | X | X |  |  | 0.8 | 0.8 | 0.8 | 0.8 | 0.2 | N |  |  | OP | X | 4 | 1998 |  |  | Y | Commercial CHP | 5 | [11 empty] | N | N |  | 10M | [23 empty] | N | N | N | bar: T T T to OBS BLQ BLQ
58361 | Triton College | 58375 | Triton East and West Cogen | IL | Cook | 3 | Natural Gas Internal Combustion Engine | IC |  | S | X | X |  |  | 0.8 | 0.8 | 0.8 | 0.8 | 0.2 | N |  |  | OP | X | 7 | 2000 |  |  | N | Commercial CHP | 5 | [11 empty] | N | N |  | 10M | [23 empty] | N | N | N | bar: T T T to OBS BLQ BLQ
58361 | Triton College | 58375 | Triton East and West Cogen | IL | Cook | 4 | Natural Gas Internal Combustion Engine | IC |  | S | X | X |  |  | 0.8 | 0.8 | 0.8 | 0.8 | 0.2 | N |  |  | OP | X | 12 | 2000 |  |  | N | Commercial CHP | 5 | [11 empty] | N | N |  | 10M | [23 empty] | N | N | N | bar: T T T to OBS BLQ BLQ
60481 | Northwestern Lake Forest Hospital | 60797 | Lake Forest Hospital Central Energy Plant | IL | Lake | GEN1 | Natural Gas Internal Combustion Engine | IC |  | S | X | X |  |  | 0.8 | 0.8 | 0.8 | 0.8 | 0.1 | N |  |  | OP | X | 6 | 1996 |  |  | N | IPP Non-CHP | 2 | [11 empty] | N | N |  | 1H | [23 empty] | N | N | N | bar: T T T to OBS BLQ BLQ
60481 | Northwestern Lake Forest Hospital | 60797 | Lake Forest Hospital Central Energy Plant | IL | Lake | GEN2 | Natural Gas Internal Combustion Engine | IC |  | S | X | X |  |  | 0.8 | 0.8 | 0.8 | 0.8 | 0.1 | N |  |  | OP | X | 6 | 1996 |  |  | N | IPP Non-CHP | 2 | [12 empty] | N |  | 1H | [23 empty] | N |  | N | bar: T T T to OBS BLQ BLQ
60481 | Northwestern Lake Forest Hospital | 60797 | Lake Forest Hospital Central Energy Plant | IL | Lake | GEN3 | Natural Gas Internal Combustion Engine | IC |  | S | X | X |  |  | 0.8 | 0.8 | 0.8 | 0.8 | 0.1 | N |  |  | OP | X | 6 | 1996 |  |  | N | IPP Non-CHP | 2 | [12 empty] | N |  | 1H | [23 empty] | N |  | N | bar: T T T to OBS BLQ BLQ
60481 | Northwestern Lake Forest Hospital | 60797 | Lake Forest Hospital Central Energy Plant | IL | Lake | GEN4 | Natural Gas Internal Combustion Engine | IC |  | S | X | X |  |  | 0.8 | 0.8 | 0.8 | 0.8 | 0.1 | N |  |  | OP | X | 6 | 1996 |  |  | N | IPP Non-CHP | 2 | [12 empty] | N |  | 1H | [23 empty] | N |  | N | bar: T T T to OBS BLQ BLQ
2188 | City of Breese - (IL) | 934 | Breese | IL | Clinton | IC1 | Petroleum Liquids | IC |  | S | X | X |  |  | 0.9 | 0.8 | 1 | 1 | 0.9 | N |  |  | SB | Y | 12 | 1953 |  |  | N | Electric Utility | 1 | T T T: X; OBS BLQ BLQ: DFO |  |  |  | N | N |  | 1H | [23 empty] | N
16179 | Rochelle Municipal Utilities | 960 | North Ninth Street | IL | Ogle | 1 | Petroleum Liquids | IC |  | S | X | X | PJM/ComEd.ROCHELLE | PJM/ComEd.ROCHELLE | 0.9 | 0.8 | 0.6 | 0.6 | 0.5 | N |  |  | OP | X | 10 | 1940 |  |  | N | Electric Utility | 1 | T T T: X; OBS BLQ BLQ: DFO |  |  |  |  | N |  | 1H | [23 empty] | N | N | N
15917 | Presence Health | 54886 | Presence Saint Mary of Nazareth Hospital | IL | Cook | GEN4 | Petroleum Liquids | IC |  | S | X | X | NA | NA | 0.9 | 0.9 | 0.9 | 0.9 | 0.3 | N |  |  | SB | N | 8 | 1993 |  |  | N | Commercial Non-CHP | 4 | T T T: X; OBS BLQ BLQ: DFO |  |  |  | N | N |  | 10M | [23 empty] | N | N
15917 | Presence Health | 54886 | Presence Saint Mary of Nazareth Hospital | IL | Cook | GEN5 | Petroleum Liquids | IC |  | S | X | X | NA | NA | 0.9 | 0.9 | 0.9 | 0.9 | 0.3 | N |  |  | SB | N | 8 | 1993 |  |  | N | Commercial Non-CHP | 4 | T T T: X; OBS BLQ BLQ: DFO |  |  |  | N | N |  | 10M | [23 empty] | N | N
2634 | City of Bushnell - (IL) | 935 | Bushnell | IL | McDonough | 5 | Petroleum Liquids | IC |  | S | X | X | AMIL.IP.IMEA | AMIL.IP.IMEA | 1 | 0.8 | 1 | 1 | 0.5 | N |  |  | SB | Y | 6 | 1956 |  |  | N | Electric Utility | 1 | T T T: X; OBS BLQ BLQ: DFO |  |  |  | N | N |  | 1H | [23 empty] | N | N | N
6764 | Village of Freeburg - (IL) | 943 | Freeburg | IL | St Clair | 4 | Petroleum Liquids | IC |  | S | X | X | AMIL.IMEA1 | AMIL.IMEA1 | 1 | 0.8 | 1 | 1 | 0.5 | N |  |  | SB | Y | 8 | 1959 |  |  | N | Electric Utility | 1 | T T T: X; OBS BLQ BLQ: DFO |  |  |  | N | N |  | 1H | [23 empty] | N
16179 | Rochelle Municipal Utilities | 960 | North Ninth Street | IL | Ogle | 4 | Petroleum Liquids | IC |  | S | X | X | PJM/ComEd.ROCHELLE | PJM/ComEd.ROCHELLE | 1 | 0.8 | 0.7 | 0.7 | 0.5 | N |  |  | OP | X | 10 | 1946 |  |  | N | Electric Utility | 1 | T T T: X; OBS BLQ BLQ: DFO |  |  |  |  | N |  | 1H | [23 empty] | N | N | N
16179 | Rochelle Municipal Utilities | 960 | North Ninth Street | IL | Ogle | 8 | Petroleum Liquids | IC |  | S | X | X | PJM/ComEd.ROCHELLE | PJM/ComEd.ROCHELLE | 1 | 0.8 | 0.5 | 0.5 | 0.5 | N |  |  | OP | X | 6 | 1949 |  |  | N | Electric Utility | 1 | T T T: X; OBS BLQ BLQ: DFO |  |  |  |  | N |  | 1H | [23 empty] | N |  | N
20328 | Wells Manufacturing Co | 54540 | Charter Dura-Bar | IL | McHenry | 1A | Natural Gas Internal Combustion Engine | IC |  | S | X | X |  |  | 1 | 0.8 | 0.9 | 1 | 0.7 | N |  |  | OP | X | 4 | 1992 |  |  | N | Industrial Non-CHP | 6 | [11 empty] | N | N |  | 1H | [23 empty] | N | N | N | bar: T T T to OBS BLQ BLQ
20328 | Wells Manufacturing Co | 54540 | Charter Dura-Bar | IL | McHenry | 1B | Natural Gas Internal Combustion Engine | IC |  | S | X | X |  |  | 1 | 0.8 | 0.9 | 1 | 0.7 | N |  |  | OP | X | 4 | 1992 |  |  | N | Industrial Non-CHP | 6 | [11 empty] | N | N |  | 1H | [23 empty] | N | N | N | bar: T T T to OBS BLQ BLQ
20328 | Wells Manufacturing Co | 54540 | Charter Dura-Bar | IL | McHenry | 2A | Natural Gas Internal Combustion Engine | IC |  | S | X | X |  |  | 1 | 0.8 | 0.9 | 1 | 0.7 | N |  |  | OP | X | 4 | 1992 |  |  | N | Industrial Non-CHP | 6 | [11 empty] | N | N |  | 1H | [23 empty] | N | N | N | bar: T T T to OBS BLQ BLQ
20328 | Wells Manufacturing Co | 54540 | Charter Dura-Bar | IL | McHenry | 2B | Natural Gas Internal Combustion Engine | IC |  | S | X | X |  |  | 1 | 0.8 | 0.9 | 1 | 0.7 | N |  |  | OP | X | 4 | 1992 |  |  | N | Industrial Non-CHP | 6 | [11 empty] | N | N |  | 1H | [23 empty] | N | N | N | bar: T T T to OBS BLQ BLQ
20328 | Wells Manufacturing Co | 54540 | Charter Dura-Bar | IL | McHenry | 3A | Natural Gas Internal Combustion Engine | IC |  | S | X | X |  |  | 1 | 0.8 | 0.9 | 1 | 0.7 | N |  |  | OP | X | 4 | 1992 |  |  | N | Industrial Non-CHP | 6 | [11 empty] | N | N |  | 1H | [23 empty] | N |  | N | bar: T T T to OBS BLQ BLQ
20328 | Wells Manufacturing Co | 54540 | Charter Dura-Bar | IL | McHenry | 3B | Natural Gas Internal Combustion Engine | IC |  | S | X | X |  |  | 1 | 0.8 | 0.9 | 1 | 0.7 | N |  |  | OP | X | 4 | 1992 |  |  | N | Industrial Non-CHP | 6 | [11 empty] | N | N |  | 1H | [23 empty] | N |  | N | bar: T T T to OBS BLQ BLQ
58129 | Four Rivers Sanitation Authority | 58177 | Kishwaukee CHP Plant | IL | Winnebago | 1 | Other Waste Biomass | IC |  | S | X | X |  |  | 1 | 0.8 | 1 | 1 | 0.5 | N |  |  | OP | X | 1 | 2010 |  |  | Y | IPP CHP | 3 | T T T: T; OBS BLQ BLQ: OBG; OBS NG PUR: NG; DFO NG NG: NG |  |  |  | N | N |  | 10M | [23 empty] | Y | N | N
58129 | Four Rivers Sanitation Authority | 58177 | Kishwaukee CHP Plant | IL | Winnebago | 2 | Other Waste Biomass | IC |  | S | X | X |  |  | 1 | 0.8 | 1 | 1 | 0.5 | N |  |  | OP | X | 6 | 2010 |  |  | Y | IPP CHP | 3 | T T T: T; OBS BLQ BLQ: OBG; OBS NG PUR: NG; DFO NG NG: NG |  |  |  | N | N |  | 10M | [23 empty] | Y | N | N
58129 | Four Rivers Sanitation Authority | 58177 | Kishwaukee CHP Plant | IL | Winnebago | 3 | Other Waste Biomass | IC |  | S | X | X |  |  | 1 | 0.8 | 1 | 1 | 0.5 | N |  |  | OP | X | 5 | 2010 |  |  | Y | IPP CHP | 3 | T T T: T; OBS BLQ BLQ: OBG; OBS NG PUR: NG; DFO NG NG: NG |  |  |  | N | N |  | 10M |  |  |  | N | [19 empty] | Y | N | N
61576 | Ameren Illinois | 61990 | TAC-Distributed Energy Resource Hybrid | IL | Champaign | NG | Natural Gas Internal Combustion Engine | IC |  | W | X | X | AMIL.AEM.IL | AMIL.AEM.IL | 1 | 1 | 1 | 1 | 0.6 | N |  |  | SB | N | 5 | 2017 |  |  | N | Electric Utility | 1 | [12 empty] | N |  | 10M | [23 empty] | N | bar: T T T to OBS BLQ BLQ
3040 | City of Carmi - (IL) | 937 | Carmi | IL | White | 14 | Petroleum Liquids | IC |  | S | X | X |  |  | 1.1 | 0.8 | 1.1 | 1.1 | 0.4 | N |  |  | OP | X | 7 | 2013 |  |  | N | Electric Utility | 1 | T T T: X; OBS BLQ BLQ: DFO |  |  |  | N | N |  | 10M | [23 empty] | N
3040 | City of Carmi - (IL) | 937 | Carmi | IL | White | 7 | Petroleum Liquids | IC |  | S | X | X |  |  | 1.1 | 0.8 | 1 | 1 | 0.5 | N |  |  | OP | X | 12 | 1948 |  |  | N | Electric Utility | 1 | T T T: X; OBS BLQ BLQ: DFO |  |  |  | N | N |  | 10M | [23 empty] | N | N | N
6192 | City of Farmer City - (IL) | 941 | Farmer City | IL | DeWitt | 2 | Petroleum Liquids | IC |  | S | X | X | AMIL.IP.IMEA | AMIL.IP.IMEA | 1.1 | 0.8 | 0.9 | 0.9 | 0.5 | N |  |  | OP | X | 4 | 1963 |  |  | N | Electric Utility | 1 | T T T: X; OBS BLQ BLQ: DFO |  |  |  | N | N |  | 1H | [23 empty] | N
12167 | City of McLeansboro - (IL) | 948 | McLeansboro | IL | Hamilton | 7 | Petroleum Liquids | IC |  | S | X | X |  |  | 1.1 | 0.8 | 1 | 1 | 0.5 | N |  |  | SB | Y | 1 | 1995 |  |  | N | Electric Utility | 1 | T T T: X; OBS BLQ BLQ: DFO |  |  |  | N | N |  | 1H | [23 empty] | N | N | N
12167 | City of McLeansboro - (IL) | 948 | McLeansboro | IL | Hamilton | 8 | Petroleum Liquids | IC |  | S | X | X |  |  | 1.1 | 0.8 | 1 | 1 | 0.5 | N |  |  | SB | Y | 12 | 1994 |  |  | N | Electric Utility | 1 | T T T: X; OBS BLQ BLQ: DFO |  |  |  | N | N |  | 1H | [23 empty] | N | N | N
15772 | City of Red Bud - (IL) | 959 | Red Bud | IL | Randolph | 2 | Petroleum Liquids | IC |  | S | X | X | AMIL.IP.IMEA | AMIL.IP.IMEA | 1.1 | 0.8 | 0.9 | 1 | 0.5 | N |  |  | OP | X | 3 | 1959 |  |  | N | Electric Utility | 1 | T T T: X; OBS BLQ BLQ: DFO |  |  |  | N | N |  | 1H | [23 empty] | N | N | N
18277 | City of Sullivan - (IL) | 969 | Sullivan (IL) | IL | Moultrie | 12 | Petroleum Liquids | IC |  | S | X | X | AMIL.IP.IMEA | AMIL.IP.IMEA | 1.1 | 0.8 | 1 | 1 | 0.5 | N |  |  | SB | Y | 2 | 1996 |  |  | N | Electric Utility | 1 | T T T: X; OBS BLQ BLQ: DFO |  |  |  | N | N |  | 1H | [23 empty] | N | N | N
18277 | City of Sullivan - (IL) | 969 | Sullivan (IL) | IL | Moultrie | 4 | Petroleum Liquids | IC |  | S | X | X | AMIL.IP.IMEA | AMIL.IP.IMEA | 1.1 | 0.8 | 0.9 | 1.1 | 0.5 | N |  |  | SB | Y | 5 | 1951 |  |  | N | Electric Utility | 1 | T T T: X; OBS BLQ BLQ: DFO |  |  |  | N | N |  | 1H | [23 empty] | N | N | N
18277 | City of Sullivan - (IL) | 969 | Sullivan (IL) | IL | Moultrie | 5 | Petroleum Liquids | IC |  | S | X | X | AMIL.IP.IMEA | AMIL.IP.IMEA | 1.1 | 0.8 | 1.1 | 1.1 | 0.5 | N |  |  | SB | Y | 9 | 1948 |  |  | N | Electric Utility | 1 | T T T: X; OBS BLQ BLQ: DFO |  |  |  | N | N |  | 1H | [23 empty] | N | N | N
60539 | Will County Energy LLC | 56419 | Beecher Gas Recovery | IL | Will | B1 | Landfill Gas | IC |  | W | X | X |  |  | 1.1 | 0.9 | 1.1 | 1.1 | 1.1 | N |  |  | OP | X | 6 | 2006 |  |  | N | IPP Non-CHP | 2 | T T T: X; OBS BLQ BLQ: LFG |  |  |  | N | N |  | 1H | [23 empty] | N | N | N
60539 | Will County Energy LLC | 56419 | Beecher Gas Recovery | IL | Will | B2 | Landfill Gas | IC |  | W | X | X |  |  | 1.1 | 0.9 | 1.1 | 1.1 | 1.1 | N |  |  | OP | X | 6 | 2006 |  |  | N | IPP Non-CHP | 2 | T T T: X; OBS BLQ BLQ: LFG |  |  |  | N | N |  | 1H | [23 empty] | N | N | N
60539 | Will County Energy LLC | 56419 | Beecher Gas Recovery | IL | Will | B3 | Landfill Gas | IC |  | W | X | X |  |  | 1.1 | 0.9 | 1.1 | 1.1 | 1.1 | N |  |  | OP | X | 10 | 2008 |  |  | N | IPP Non-CHP | 2 | T T T: X; OBS BLQ BLQ: LFG |  |  |  | N | N |  | 1H | [23 empty] | N | N | N
59626 | Northwest Community Hospital | 59847 | Northwest Community Hospital | IL | Cook | 1 | Natural Gas Internal Combustion Engine | IC |  | S | X | X |  |  | 1.1 | 0.8 | 0.9 | 1.1 | 0.9 | N |  |  | OP | X | 6 | 1996 |  |  | Y | IPP CHP | 3 | [11 empty] | N | N |  | 10M | [23 empty] | N | bar: T T T to OBS BLQ BLQ
59626 | Northwest Community Hospital | 59847 | Northwest Community Hospital | IL | Cook | 2 | Natural Gas Internal Combustion Engine | IC |  | S | X | X |  |  | 1.1 | 0.8 | 0.9 | 1.1 | 0.9 | N |  |  | OP | X | 6 | 1996 |  |  | Y | IPP CHP | 3 | [11 empty] | N | N |  | 10M | [23 empty] | N | bar: T T T to OBS BLQ BLQ
59626 | Northwest Community Hospital | 59847 | Northwest Community Hospital | IL | Cook | 3 | Natural Gas Internal Combustion Engine | IC |  | S | X | X |  |  | 1.1 | 0.8 | 0.9 | 1.1 | 0.9 | N |  |  | OP | X | 6 | 1996 |  |  | Y | IPP CHP | 3 | [11 empty] | N | N |  | 10M | [23 empty] | N | bar: T T T to OBS BLQ BLQ
59626 | Northwest Community Hospital | 59847 | Northwest Community Hospital | IL | Cook | 4 | Natural Gas Internal Combustion Engine | IC |  | S | X | X |  |  | 1.1 | 0.8 | 0.9 | 1.1 | 0.9 | N |  |  | OP | X | 6 | 1996 |  |  | Y | IPP CHP | 3 | [11 empty] | N | N |  | 10M | [23 empty] | N | bar: T T T to OBS BLQ BLQ
3040 | City of Carmi - (IL) | 937 | Carmi | IL | White | 8 | Petroleum Liquids | IC |  | S | X | X |  |  | 1.4 | 0.8 | 1.2 | 1.2 | 0.5 | N |  |  | OP | X | 12 | 1951 |  |  | N | Electric Utility | 1 | T T T: X; OBS BLQ BLQ: DFO; OBS NG PUR: NG |  |  |  | N | N |  | 10M | [23 empty] | Y | Y | Y
55858 | EDL Inc | 56871 | Zion Landfill Gas to Energy Facility | IL | Lake | 1 | Landfill Gas | IC |  | S | X | X |  |  | 1.4 | 0.95 | 1.4 | 1.4 | 0.7 | N |  |  | OP | X | 7 | 2002 |  |  | N | IPP Non-CHP | 2 | T T T: X; OBS BLQ BLQ: LFG |  |  |  |  | N |  | 12H | [23 empty] | N | N
55858 | EDL Inc | 56871 | Zion Landfill Gas to Energy Facility | IL | Lake | 2 | Landfill Gas | IC |  | S | X | X |  |  | 1.4 | 0.95 | 1.4 | 1.4 | 0.7 | N |  |  | OP | X | 7 | 2002 |  |  | N | IPP Non-CHP | 2 | T T T: X; OBS BLQ BLQ: LFG |  |  |  |  | N |  | 12H | [23 empty] | N | N
55858 | EDL Inc | 56871 | Zion Landfill Gas to Energy Facility | IL | Lake | 3 | Landfill Gas | IC |  | S | X | X |  |  | 1.4 | 0.95 | 1.4 | 1.4 | 0.7 | N |  |  | OP | X | 7 | 2002 |  |  | N | IPP Non-CHP | 2 | T T T: X; OBS BLQ BLQ: LFG |  |  |  |  | N |  | 12H | [23 empty] | N | N
55858 | EDL Inc | 56871 | Zion Landfill Gas to Energy Facility | IL | Lake | 4 | Landfill Gas | IC |  | S | X | X |  |  | 1.4 | 0.95 | 1.4 | 1.4 | 0.7 | N |  |  | OP | X | 7 | 2002 |  |  | N | IPP Non-CHP | 2 | T T T: X; OBS BLQ BLQ: LFG |  |  |  |  | N |  | 12H | [23 empty] | N | N
55858 | EDL Inc | 56871 | Zion Landfill Gas to Energy Facility | IL | Lake | 5 | Landfill Gas | IC |  | S | X | X |  |  | 1.4 | 0.95 | 1.4 | 1.4 | 0.7 | N |  |  | OP | X | 8 | 2007 |  |  | N | IPP Non-CHP | 2 | T T T: X; OBS BLQ BLQ: LFG |  |  |  |  | N |  | 12H | [23 empty] | N | N
6192 | City of Farmer City - (IL) | 941 | Farmer City | IL | DeWitt | 1 | Natural Gas Internal Combustion Engine | IC |  | S | X | X | AMIL.IP.IMEA | AMIL.IP.IMEA | 1.5 | 0.8 | 1.3 | 1.3 | 0.5 | N |  |  | OP | X | 7 | 1967 |  |  | N | Electric Utility | 1 | T T T: X; OBS BLQ BLQ: NG; OBS NG PUR: DFO |  |  |  | N | N |  | 1H | [23 empty] | Y | Y | Y
18277 | City of Sullivan - (IL) | 969 | Sullivan (IL) | IL | Moultrie | 3 | Petroleum Liquids | IC |  | S | X | X | AMIL.IP.IMEA | AMIL.IP.IMEA | 1.5 | 0.8 | 1.3 | 1.5 | 0.5 | N |  |  | SB | Y | 11 | 1956 |  |  | N | Electric Utility | 1 | T T T: X; OBS BLQ BLQ: DFO |  |  |  | N | N |  | 1H | [23 empty] | N | N | N
5483 | DuPage County | 54987 | Woodridge Greene Valley Treatment Plant | IL | DuPage | FM01 | Natural Gas Internal Combustion Engine | IC |  | S | X | X |  |  | 1.5 | 0.8 | 1.5 | 1.5 | 0.2 | N |  |  | SB | Y | 4 | 1996 |  |  | Y | Commercial CHP | 5 | T | NG | DFO | OBG |  |  |  | DFO |  |  |  | N | N |  | 10M | [23 empty] | Y | Y | Y
7095 | City of Geneseo - (IL) | 944 | Geneseo | IL | Henry | 4 | Natural Gas Internal Combustion Engine | IC |  | S | X | X |  |  | 1.6 | 0.8 | 1.3 | 1.3 | 1 | N |  |  | OP | X | 7 | 1957 |  |  | N | Electric Utility | 1 | T T T: X; OBS BLQ BLQ: NG; OBS NG PUR: DFO |  |  |  | N | N |  | 1H | [23 empty] | Y | Y | Y
8573 | City of Highland | 946 | Highland | IL | Madison | IC1 | Petroleum Liquids | IC |  | S | X | X |  |  | 1.6 | 0.8 | 1.6 | 1.6 | 0.8 | N |  |  | SB | Y | 7 | 1993 |  |  | N | Electric Utility | 1 | T T T: X; OBS BLQ BLQ: DFO |  |  |  | N | N |  | 10M | [23 empty] | N | N | N
8573 | City of Highland | 946 | Highland | IL | Madison | IC2 | Petroleum Liquids | IC |  | S | X | X |  |  | 1.6 | 0.8 | 1.6 | 1.6 | 0.8 | N |  |  | SB | Y | 7 | 1993 |  |  | N | Electric Utility | 1 | T T T: X; OBS BLQ BLQ: DFO |  |  |  | N | N |  | 10M | [23 empty] | N | N | N
8573 | City of Highland | 946 | Highland | IL | Madison | IC3 | Petroleum Liquids | IC |  | S | X | X |  |  | 1.6 | 0.8 | 1.6 | 1.6 | 0.8 | N |  |  | SB | Y | 7 | 1993 |  |  | N | Electric Utility | 1 | T T T: X; OBS BLQ BLQ: DFO |  |  |  | N | N |  | 10M | [23 empty] | N | N | N
54843 | WM Illinois Renewable Energy LLC | 54662 | Woodland Landfill Gas Recovery | IL | Kane | GEN3 | Landfill Gas | IC |  | S | X | X | Zonal | Zonal | 1.6 | 0.98 | 1.6 | 1.6 | 0.8 | N |  |  | OP | X | 5 | 2010 |  |  | N | IPP Non-CHP | 2 | T T T: X; OBS BLQ BLQ: LFG |  |  |  | N |  |  | 1H | [23 empty] | N | N | N
54843 | WM Illinois Renewable Energy LLC | 54662 | Woodland Landfill Gas Recovery | IL | Kane | GEN4 | Landfill Gas | IC |  | S | X | X |  |  | 1.6 | 0.98 | 1.6 | 1.6 | 0.8 | N |  |  | OP | X | 5 | 2010 |  |  | N | IPP Non-CHP | 2 | T T T: X; OBS BLQ BLQ: LFG |  |  |  | N |  |  | 1H | [23 empty] | N | N | N
54842 | WM Renewable Energy LLC | 57406 | Prairie View IL | IL | Will | GEN1 | Landfill Gas | IC |  | S | X | X | Zonal | Zonal | 1.6 | 0.98 | 1.6 | 1.6 | 0.8 | N |  |  | OP | X | 12 | 2011 |  |  | N | IPP Non-CHP | 2 | T T T: X; OBS BLQ BLQ: LFG |  |  |  | N |  |  | 1H | [23 empty] | N | N | N
54842 | WM Renewable Energy LLC | 57406 | Prairie View IL | IL | Will | GEN2 | Landfill Gas | IC |  | S | X | X | Zonal | Zonal | 1.6 | 0.98 | 1.6 | 1.6 | 0.8 | N |  |  | OP | X | 12 | 2011 |  |  | N | IPP Non-CHP | 2 | T T T: X; OBS BLQ BLQ: LFG |  |  |  | N |  |  | 1H | [23 empty] | N | N | N
54842 | WM Renewable Energy LLC | 57406 | Prairie View IL | IL | Will | GEN3 | Landfill Gas | IC |  | S | X | X | Zonal | Zonal | 1.6 | 0.98 | 1.6 | 1.6 | 0.8 | N |  |  | OP | X | 12 | 2011 |  |  | N | IPP Non-CHP | 2 | T T T: X; OBS BLQ BLQ: LFG |  |  |  | N |  |  | 1H | [23 empty] | N | N | N
57306 | Southern Illinois University Carbondale | 57928 | SIUC | IL | Jackson | EMER | Petroleum Liquids | IC |  | S | X | X |  |  | 1.6 | 0.8 | 1.6 | 1.6 | 0.8 | N |  |  | SB | Y | 6 | 1998 |  |  | N | Commercial CHP | 5 | T T T: X; OBS BLQ BLQ: DFO |  |  |  | N | N |  | 10M | [23 empty] | N
63199 | Frontier Operation Services | 58377 | Rochelle Energy Center | IL | Ogle | REC1 | Landfill Gas | IC |  | W | X | X |  |  | 1.6 | 0.8 | 1.6 | 1.6 | 0.8 | N |  |  | OP | X | 12 | 2011 |  |  | N | IPP Non-CHP | 2 | T T T: X; OBS BLQ BLQ: LFG |  |  |  | N | N |  | 10M | [23 empty] | N | N | N
63199 | Frontier Operation Services | 58377 | Rochelle Energy Center | IL | Ogle | REC2 | Landfill Gas | IC |  | W | X | X |  |  | 1.6 | 0.8 | 1.6 | 1.6 | 0.8 | N |  |  | OS | X | 12 | 2011 |  |  | N | IPP Non-CHP | 2 | T T T: X; OBS BLQ BLQ: LFG |  |  |  | N | N |  | 10M | [23 empty] | N | N | N
63199 | Frontier Operation Services | 58377 | Rochelle Energy Center | IL | Ogle | REC3 | Landfill Gas | IC |  | W | X | X |  |  | 1.6 | 0.8 | 1.6 | 1.6 | 0.8 | N |  |  | OP | X | 12 | 2011 |  |  | N | IPP Non-CHP | 2 | T T T: X; OBS BLQ BLQ: LFG |  |  |  | N | N |  | 10M | [23 empty] | N | N | N
40211 | Wabash Valley Power Assn, Inc | 59635 | Clinton LFGTE | IL | Dewitt | 1 | Landfill Gas | IC |  | S | X | X | AMIL. DWITT | Clinton Landfill | 1.6 | 0.8 | 1.6 | 1.6 | 0.8 | N |  |  | OP | X | 2 | 2006 |  |  | N | Electric Utility | 1 | T T T: X; OBS BLQ BLQ: LFG |  |  |  | N | N |  | 1H | [23 empty] | N
40211 | Wabash Valley Power Assn, Inc | 59635 | Clinton LFGTE | IL | Dewitt | 2 | Landfill Gas | IC |  | S | X | X | AMIL. DWITT | Clinton Landfill | 1.6 | 0.8 | 1.6 | 1.6 | 0.8 | N |  |  | OP | X | 2 | 2006 |  |  | N | Electric Utility | 1 | T T T: X; OBS BLQ BLQ: LFG |  |  |  |  | N |  | 1H | [23 empty] | N
3040 | City of Carmi - (IL) | 937 | Carmi | IL | White | 10 | Petroleum Liquids | IC |  | S | X | X |  |  | 1.7 | 0.8 | 1.6 | 1.6 | 0.8 | N |  |  | OP | X | 12 | 1958 |  |  | N | Electric Utility | 1 | T T T: X; OBS BLQ BLQ: DFO; OBS NG PUR: NG |  |  |  | N | N |  | 10M | [23 empty] | Y | Y | Y
3040 | City of Carmi - (IL) | 937 | Carmi | IL | White | 9 | Petroleum Liquids | IC |  | S | X | X |  |  | 1.7 | 0.8 | 1.7 | 1.7 | 0.5 | N |  |  | OP | X | 12 | 1958 |  |  | N | Electric Utility | 1 | T T T: X; OBS BLQ BLQ: DFO; OBS NG PUR: NG |  |  |  | N | N |  | 10M | [23 empty] | Y | Y | Y
6764 | Village of Freeburg - (IL) | 943 | Freeburg | IL | St Clair | 8 | Petroleum Liquids | IC |  | S | X | X | AMIL.IMEA1 | AMIL.IMEA1 | 1.7 | 0.8 | 1.8 | 1.8 | 0.5 | N |  |  | SB | Y | 1 | 1996 |  |  | N | Electric Utility | 1 | T T T: X; OBS BLQ BLQ: DFO |  |  |  | N | N |  | 10M | [23 empty] | N
20180 | City of Waterloo - (IL) | 971 | Waterloo | IL | Monroe | 7 | Petroleum Liquids | IC |  | S | X | X | AMIL.IMEA1 | AMIL.IMEA1 | 1.7 | 0.8 | 1.5 | 1.5 | 0.5 | N |  |  | SB | Y | 6 | 1959 |  |  | N | Electric Utility | 1 | T T T: X; OBS BLQ BLQ: DFO; OBS NG PUR: NG |  |  |  | N | N |  | 1H | [23 empty] | Y | Y | Y
56076 | State Farm Insurance | 7556 | State Farm | IL | McLean | 1 | Petroleum Liquids | IC |  | S | X | X |  |  | 1.7 | 0.8 | 1.7 | 1.7 | 0 | N |  |  | SB | Y | 10 | 1996 |  |  | N | Commercial Non-CHP | 4 | T T T: X; OBS BLQ BLQ: DFO |  |  |  | N | N |  | 10M | [23 empty] | N | N | N
56076 | State Farm Insurance | 7556 | State Farm | IL | McLean | 2 | Petroleum Liquids | IC |  | S | X | X |  |  | 1.7 | 0.8 | 1.7 | 1.7 | 0 | N |  |  | SB | Y | 10 | 1996 |  |  | N | Commercial Non-CHP | 4 | T T T: X; OBS BLQ BLQ: DFO |  |  |  | N | N |  | 10M | [23 empty] | N | N | N
56076 | State Farm Insurance | 7556 | State Farm | IL | McLean | 3 | Petroleum Liquids | IC |  | S | X | X |  |  | 1.7 | 0.8 | 1.7 | 1.7 | 0 | N |  |  | SB | Y | 10 | 1996 |  |  | N | Commercial Non-CHP | 4 | T T T: X; OBS BLQ BLQ: DFO |  |  |  | N | N | 0 | 10M | [23 empty] | N | N | N
58583 | Museum of Science and Industry | 58635 | Museum of Science and Industry | IL | Cook | COGEN | Natural Gas Internal Combustion Engine | IC |  | S | X | X |  |  | 1.7 | 0.8 | 1.7 | 1.7 | 0.1 | N |  |  | OP | X | 4 | 2003 |  |  | Y | Commercial CHP | 5 | [11 empty] | N |  |  | 10M | [23 empty] | N | N | N | bar: T T T to OBS BLQ BLQ
6764 | Village of Freeburg - (IL) | 943 | Freeburg | IL | St Clair | 10 | Petroleum Liquids | IC |  | S | X | X | AMIL.IMEA1 | AMIL.IMEA1 | 1.8 | 0.8 | 1.8 | 1.8 | 0.5 | N |  |  | SB | Y | 9 | 2007 |  |  | N | Electric Utility | 1 | T T T: X; OBS BLQ BLQ: DFO |  |  |  | N | N |  | 10M | [23 empty] | N | N | N
6764 | Village of Freeburg - (IL) | 943 | Freeburg | IL | St Clair | 11 | Petroleum Liquids | IC |  | S | X | X | AMIL.IMEA1 | AMIL.IMEA1 | 1.8 | 0.8 | 1.8 | 1.8 | 0.5 | N |  |  | SB | Y | 9 | 2007 |  |  | N | Electric Utility | 1 | T T T: X; OBS BLQ BLQ: DFO |  |  |  | N | N |  | 10M | [23 empty] | N | N | N
6764 | Village of Freeburg - (IL) | 943 | Freeburg | IL | St Clair | 12 | Petroleum Liquids | IC |  | S | X | X | AMIL.IMEA1 | AMIL.IMEA1 | 1.8 | 0.8 | 1.8 | 1.8 | 0.5 | N |  |  | SB | Y | 9 | 2007 |  |  | N | Electric Utility | 1 | T T T: X; OBS BLQ BLQ: DFO |  |  |  | N | N |  | 10M | [23 empty] | N
6764 | Village of Freeburg - (IL) | 943 | Freeburg | IL | St Clair | 6 | Petroleum Liquids | IC |  | S | X | X | AMIL.IMEA1 | AMIL.IMEA1 | 1.8 | 0.8 | 1.8 | 1.8 | 0.5 | N |  |  | SB | Y | 8 | 1974 |  |  | N | Electric Utility | 1 | T T T: X; OBS BLQ BLQ: DFO |  |  |  | N | N |  | 1H | [23 empty] | N | N | N
6764 | Village of Freeburg - (IL) | 943 | Freeburg | IL | St Clair | 9 | Petroleum Liquids | IC |  | S | X | X | AMIL.IMEA1 | AMIL.IMEA1 | 1.8 | 0.8 | 1.8 | 1.8 | 0.5 | N |  |  | SB | Y | 1 | 1996 |  |  | N | Electric Utility | 1 | T T T: X; OBS BLQ BLQ: DFO |  |  |  | N | N |  | 10M | [23 empty] | N
11736 | City of Marshall - (IL) | 949 | Marshall (IL) | IL | Clark | 10 | Petroleum Liquids | IC |  | S | X | X | AMIL.IP.IMEA | AMIL.IP.IMEA | 1.8 | 0.8 | 1.8 | 1.8 | 0.5 | N |  |  | OP | X | 4 | 2002 |  |  | N | Electric Utility | 1 | T T T: X; OBS BLQ BLQ: DFO |  |  |  | N | N |  | 10M | [23 empty] | N | N | N
11736 | City of Marshall - (IL) | 949 | Marshall (IL) | IL | Clark | 11 | Petroleum Liquids | IC |  | S | X | X | AMIL.IP.IMEA | AMIL.IP.IMEA | 1.8 | 0.8 | 1.8 | 1.8 | 0.5 | N |  |  | OP | X | 4 | 2002 |  |  | N | Electric Utility | 1 | T T T: X; OBS BLQ BLQ: DFO |  |  |  | N | N |  | 10M | [23 empty] | N | N | N
11736 | City of Marshall - (IL) | 949 | Marshall (IL) | IL | Clark | 12 | Petroleum Liquids | IC |  | S | X | X | AMIL.IP.IMEA | AMIL.IP.IMEA | 1.8 | 0.8 | 1.8 | 1.8 | 0.5 | N |  |  | OP | X | 1 | 2007 |  |  | N | Electric Utility | 1 | T T T: X; OBS BLQ BLQ: DFO |  |  |  | N | N |  | 10M | [23 empty] | N
11736 | City of Marshall - (IL) | 949 | Marshall (IL) | IL | Clark | 13 | Petroleum Liquids | IC |  | S | X | X | AMIL.IP.IMEA | AMIL.IP.IMEA | 1.8 | 0.8 | 1.8 | 1.8 | 0.5 | N |  |  | OP | X | 1 | 2007 |  |  | N | Electric Utility | 1 | T T T: X; OBS BLQ BLQ: DFO |  |  |  | N | N |  | 10M | [23 empty] | N
11736 | City of Marshall - (IL) | 949 | Marshall (IL) | IL | Clark | 6 | Petroleum Liquids | IC |  | S | X | X | AMIL.IP.IMEA | AMIL.IP.IMEA | 1.8 | 0.8 | 1.8 | 1.8 | 0.5 | N |  |  | OP | X | 4 | 2002 |  |  | N | Electric Utility | 1 | T T T: X; OBS BLQ BLQ: DFO |  |  |  | N | N |  | 10M | [23 empty] | N | N
11736 | City of Marshall - (IL) | 949 | Marshall (IL) | IL | Clark | 7 | Petroleum Liquids | IC |  | S | X | X | AMIL.IP.IMEA | AMIL.IP.IMEA | 1.8 | 0.8 | 1.8 | 1.8 | 0.5 | N |  |  | OP | X | 4 | 2002 |  |  | N | Electric Utility | 1 | T T T: X; OBS BLQ BLQ: DFO |  |  |  | N | N |  | 10M | [23 empty] | N | N
11736 | City of Marshall - (IL) | 949 | Marshall (IL) | IL | Clark | 8 | Petroleum Liquids | IC |  | S | X | X | AMIL.IP.IMEA | AMIL.IP.IMEA | 1.8 | 0.8 | 1.8 | 1.8 | 0.5 | N |  |  | OP | X | 4 | 2002 |  |  | N | Electric Utility | 1 | T T T: X; OBS BLQ BLQ: DFO |  |  |  | N | N |  | 10M | [23 empty] | N | N
11736 | City of Marshall - (IL) | 949 | Marshall (IL) | IL | Clark | 9 | Petroleum Liquids | IC |  | S | X | X | AMIL.IP.IMEA | AMIL.IP.IMEA | 1.8 | 0.8 | 1.8 | 1.8 | 0.5 | N |  |  | OP | X | 4 | 2002 |  |  | N | Electric Utility | 1 | T T T: X; OBS BLQ BLQ: DFO |  |  |  | N | N |  | 10M | [23 empty] | N | N
15686 | Village of Rantoul - (IL) | 958 | Rantoul | IL | Champaign | 10 | Petroleum Liquids | IC |  | S | X | X |  |  | 1.8 | 0.9 | 1.8 | 1.8 | 0.6 | N |  |  | OP | X | 8 | 2000 |  |  | N | Electric Utility | 1 | T T T: X; OBS BLQ BLQ: DFO |  |  |  | N | N |  | 10M | [23 empty] | N | N
15686 | Village of Rantoul - (IL) | 958 | Rantoul | IL | Champaign | 11 | Petroleum Liquids | IC |  | S | X | X |  |  | 1.8 | 0.9 | 1.8 | 1.8 | 0.6 | N |  |  | OP | X | 8 | 2000 |  |  | N | Electric Utility | 1 | T T T: X; OBS BLQ BLQ: DFO |  |  |  | N | N |  | 10M | [23 empty] | N | N
15686 | Village of Rantoul - (IL) | 958 | Rantoul | IL | Champaign | 12 | Petroleum Liquids | IC |  | S | X | X |  |  | 1.8 | 0.9 | 1.8 | 1.8 | 0.6 | N |  |  | OP | X | 8 | 2000 |  |  | N | Electric Utility | 1 | T T T: X; OBS BLQ BLQ: DFO |  |  |  | N | N |  | 10M | [23 empty] | N | N
15686 | Village of Rantoul - (IL) | 958 | Rantoul | IL | Champaign | 13 | Petroleum Liquids | IC |  | S | X | X |  |  | 1.8 | 0.9 | 1.8 | 1.8 | 0.6 | N |  |  | OP | X | 8 | 2000 |  |  | N | Electric Utility | 1 | T T T: X; OBS BLQ BLQ: DFO |  |  |  | N | N |  | 10M | [23 empty] | N | N
15686 | Village of Rantoul - (IL) | 958 | Rantoul | IL | Champaign | 14 | Petroleum Liquids | IC |  | S | X | X |  |  | 1.8 | 0.9 | 1.8 | 1.8 | 0.6 | N |  |  | OP | X | 8 | 2000 |  |  | N | Electric Utility | 1 | T T T: X; OBS BLQ BLQ: DFO |  |  |  | N | N |  | 10M | [23 empty] | N | N
15686 | Village of Rantoul - (IL) | 958 | Rantoul | IL | Champaign | 15 | Petroleum Liquids | IC |  | S | X | X |  |  | 1.8 | 0.9 | 1.8 | 1.8 | 0.6 | N |  |  | OP | X | 1 | 2001 |  |  | N | Electric Utility | 1 | T T T: X; OBS BLQ BLQ: DFO |  |  |  | N | N |  | 10M | [23 empty] | N | N
15686 | Village of Rantoul - (IL) | 958 | Rantoul | IL | Champaign | 16 | Petroleum Liquids | IC |  | S | X | X |  |  | 1.8 | 0.9 | 1.8 | 1.8 | 0.6 | N |  |  | OP | X | 1 | 2001 |  |  | N | Electric Utility | 1 | T T T: X; OBS BLQ BLQ: DFO |  |  |  | N | N |  | 10M | [23 empty] | N | N
15686 | Village of Rantoul - (IL) | 958 | Rantoul | IL | Champaign | 9 | Petroleum Liquids | IC |  | S | X | X |  |  | 1.8 | 0.9 | 1.8 | 1.8 | 0.6 | N |  |  | OP | X | 8 | 2000 |  |  | N | Electric Utility | 1 | T T T: X; OBS BLQ BLQ: DFO |  |  |  | N | N |  | 1H | [23 empty] | N | N
16179 | Rochelle Municipal Utilities | 961 | South Main Street | IL | Ogle | 13 | Petroleum Liquids | IC |  | S | X | X |  |  | 1.8 | 0.8 | 1.8 | 1.8 | 0.5 | N |  |  | SB | Y | 10 | 2014 |  |  | N | Electric Utility | 1 | T T T: X; OBS BLQ BLQ: DFO |  |  |  |  | N |  | 10M | [23 empty] | N | N
16179 | Rochelle Municipal Utilities | 961 | South Main Street | IL | Ogle | 14 | Petroleum Liquids | IC |  | S | X | X |  |  | 1.8 | 0.8 | 1.8 | 1.8 | 0.5 | N |  |  | SB | Y | 10 | 2014 |  |  | N | Electric Utility | 1 | T T T: X; OBS BLQ BLQ: DFO |  |  |  |  | N |  | 10M | [23 empty] | N | N | N
16179 | Rochelle Municipal Utilities | 961 | South Main Street | IL | Ogle | 15 | Petroleum Liquids | IC |  | S | X | X |  |  | 1.8 | 0.8 | 1.8 | 1.8 | 0.5 | N |  |  | SB | Y | 10 | 2014 |  |  | N | Electric Utility | 1 | T T T: X; OBS BLQ BLQ: DFO |  |  |  | N | N |  | 10M | [23 empty] | N | N | N
16179 | Rochelle Municipal Utilities | 961 | South Main Street | IL | Ogle | 16 | Petroleum Liquids | IC |  | S | X | X |  |  | 1.8 | 0.8 | 1.8 | 1.8 | 1.8 | N |  |  | OP | X | 6 | 2016 |  |  | N | Electric Utility | 1 | T T T: X; OBS BLQ BLQ: DFO |  |  |  | N | N |  | 10M | [23 empty] | N | N | N
16179 | Rochelle Municipal Utilities | 961 | South Main Street | IL | Ogle | 17 | Petroleum Liquids | IC |  | S | X | X |  |  | 1.8 | 0.8 | 1.8 | 1.8 | 1.8 | N |  |  | OP | X | 6 | 2016 |  |  | N | Electric Utility | 1 | T T T: X; OBS BLQ BLQ: DFO |  |  |  | N | N |  | 10M | [23 empty] | N | N | N
16179 | Rochelle Municipal Utilities | 961 | South Main Street | IL | Ogle | 18 | Petroleum Liquids | IC |  | S | X | X |  |  | 1.8 | 0.8 | 1.8 | 1.8 | 1.8 | N |  |  | OP | X | 6 | 2016 |  |  | N | Electric Utility | 1 | T T T: X; OBS BLQ BLQ: DFO |  |  |  | N | N |  | 10M | [23 empty] | N | N | N
17828 | City of Springfield - (IL) | 964 | Lakeside | IL | Sangamon | D1 | Petroleum Liquids | IC |  | S | X | X |  |  | 1.8 | 0.8 | 1.7 | 1.7 | 1.7 | N |  |  | OP | X | 6 | 2002 |  |  | N | Electric Utility | 1 | T T T: X; OBS BLQ BLQ: DFO |  |  |  | N | N |  | 1H | [23 empty] | N | N | N
17828 | City of Springfield - (IL) | 964 | Lakeside | IL | Sangamon | D2 | Petroleum Liquids | IC |  | S | X | X |  |  | 1.8 | 0.8 | 1.7 | 1.7 | 1.7 | N |  |  | OP | X | 6 | 2002 |  |  | N | Electric Utility | 1 | T T T: X; OBS BLQ BLQ: DFO |  |  |  | N | N |  | 1H | [23 empty] | N | N | N
17828 | City of Springfield - (IL) | 964 | Lakeside | IL | Sangamon | D3 | Petroleum Liquids | IC |  | S | X | X |  |  | 1.8 | 0.8 | 1.7 | 1.7 | 1.7 | N |  |  | OP | X | 6 | 2002 |  |  | N | Electric Utility | 1 | T T T: X; OBS BLQ BLQ: DFO |  |  |  | N | N |  | 1H | [23 empty] | N | N | N
20180 | City of Waterloo - (IL) | 971 | Waterloo | IL | Monroe | 10 | Petroleum Liquids | IC |  | S | X | X | AMIL.IMEA1 | AMIL.IMEA1 | 1.8 | 0.8 | 1.8 | 1.8 | 0.5 | N |  |  | OP | X | 6 | 1996 |  |  | N | Electric Utility | 1 | T T T: X; OBS BLQ BLQ: DFO |  |  |  | N | N |  | 10M | [23 empty] | N
20180 | City of Waterloo - (IL) | 971 | Waterloo | IL | Monroe | 11 | Petroleum Liquids | IC |  | S | X | X | AMIL.IMEA1 | AMIL.IMEA1 | 1.8 | 0.8 | 1.8 | 1.8 | 0.5 | N |  |  | OP | X | 6 | 1996 |  |  | N | Electric Utility | 1 | T T T: X; OBS BLQ BLQ: DFO |  |  |  | N | N |  | 10M | [23 empty] | N
20180 | City of Waterloo - (IL) | 971 | Waterloo | IL | Monroe | 9 | Petroleum Liquids | IC |  | S | X | X | AMIL.IMEA1 | AMIL.IMEA1 | 1.8 | 0.8 | 1.8 | 1.8 | 0.5 | N |  |  | OP | X | 6 | 1996 |  |  | N | Electric Utility | 1 | T T T: X; OBS BLQ BLQ: DFO |  |  |  | N | N |  | 10M | [23 empty] | N |  | N
16198 | City of Rock Falls - (IL) | 7854 | Avenue A Generator Sets | IL | Whiteside | 1 | Petroleum Liquids | IC |  | S | X | X | PJM/ComEd.ROCKFALLS | PJM/ComEd.ROCKFALLS | 1.8 | 0.8 | 1.8 | 1.8 | 0.5 | N |  |  | SB | Y | 9 | 2000 |  |  | N | Electric Utility | 1 | T T T: X; OBS BLQ BLQ: DFO |  |  |  | N | N |  | 10M | [23 empty] | N | N | N
16198 | City of Rock Falls - (IL) | 7854 | Avenue A Generator Sets | IL | Whiteside | 2 | Petroleum Liquids | IC |  | S | X | X | PJM/ComEd.ROCKFALLS | PJM/ComEd.ROCKFALLS | 1.8 | 0.8 | 1.8 | 1.8 | 0.5 | N |  |  | SB | Y | 9 | 2000 |  |  | N | Electric Utility | 1 | T T T: X; OBS BLQ BLQ: DFO |  |  |  | N | N |  | 10M | [23 empty] | N | N | N
16198 | City of Rock Falls - (IL) | 7934 | Industrial Park | IL | Whiteside | 3 | Petroleum Liquids | IC |  | S | X | X | PJM/ComEd.ROCKFALLS | PJM/ComEd.ROCKFALLS | 1.8 | 0.8 | 1.8 | 1.8 | 0.5 | N |  |  | OP | X | 7 | 2001 |  |  | N | Electric Utility | 1 | T T T: X; OBS BLQ BLQ: DFO |  |  |  | N | N |  | 10M | [23 empty] | N | N | N
16198 | City of Rock Falls - (IL) | 7934 | Industrial Park | IL | Whiteside | 4 | Petroleum Liquids | IC |  | S | X | X | PJM/ComEd.ROCKFALLS | PJM/ComEd.ROCKFALLS | 1.8 | 0.8 | 1.8 | 1.8 | 0.5 | N |  |  | OP | X | 7 | 2001 |  |  | N | Electric Utility | 1 | T T T: X; OBS BLQ BLQ: DFO |  |  |  | N | N |  | 10M | [23 empty] | N | N | N
16198 | City of Rock Falls - (IL) | 7934 | Industrial Park | IL | Whiteside | 5 | Petroleum Liquids | IC |  | S | X | X | PJM/ComEd.ROCKFALLS | PJM/ComEd.ROCKFALLS | 1.8 | 0.8 | 1.8 | 1.8 | 0.5 | N |  |  | OP | X | 7 | 2001 |  |  | N | Electric Utility | 1 | T T T: X; OBS BLQ BLQ: DFO |  |  |  | N | N |  | 10M | [23 empty] | N | N | N
16198 | City of Rock Falls - (IL) | 7934 | Industrial Park | IL | Whiteside | 6 | Petroleum Liquids | IC |  | S | X | X | PJM/ComEd.ROCKFALLS | PJM/ComEd.ROCKFALLS | 1.8 | 0.8 | 1.8 | 1.8 | 0.5 | N |  |  | OP | X | 6 | 2002 |  |  | N | Electric Utility | 1 | T T T: X; OBS BLQ BLQ: DFO |  |  |  | N | N |  | 10M | [23 empty] | N | N | N
16198 | City of Rock Falls - (IL) | 7934 | Industrial Park | IL | Whiteside | 7 | Petroleum Liquids | IC |  | S | X | X | PJM/ComEd.ROCKFALLS | PJM/ComEd.ROCKFALLS | 1.8 | 0.8 | 1.8 | 1.8 | 0.5 | N |  |  | OP | X | 6 | 2002 |  |  | N | Electric Utility | 1 | T T T: X; OBS BLQ BLQ: DFO |  |  |  | N | N |  | 10M | [23 empty] | N | N | N
406 | City of Altamont - (IL) | 7990 | Altamont | IL | Effingham | 1 | Petroleum Liquids | IC |  | S | X | X | AMIL.IP.IMEA | AMIL.IP.IMEA | 1.8 | 0.8 | 1.8 | 1.8 | 0.5 | N |  |  | SB | Y | 1 | 2002 |  |  | N | Electric Utility | 1 | T T T: X; OBS BLQ BLQ: DFO |  |  |  | N | N |  | 10M | [23 empty] | N | N | N
406 | City of Altamont - (IL) | 7990 | Altamont | IL | Effingham | 2 | Petroleum Liquids | IC |  | S | X | X | AMIL.IP.IMEA | AMIL.IP.IMEA | 1.8 | 0.8 | 1.8 | 1.8 | 0.5 | N |  |  | SB | Y | 1 | 2002 |  |  | N | Electric Utility | 1 | T T T: X; OBS BLQ BLQ: DFO |  |  |  | N | N |  | 10M | [23 empty] | N | N | N
406 | City of Altamont - (IL) | 7990 | Altamont | IL | Effingham | 3 | Petroleum Liquids | IC |  | S | X | X | AMIL.IP.IMEA | AMIL.IP.IMEA | 1.8 | 0.8 | 1.8 | 1.8 | 0.5 | N |  |  | SB | Y | 1 | 2002 |  |  | N | Electric Utility | 1 | T T T: X; OBS BLQ BLQ: DFO |  |  |  | N | N |  | 10M | [23 empty] | N | N | N
406 | City of Altamont - (IL) | 7990 | Altamont | IL | Effingham | 4 | Petroleum Liquids | IC |  | S | X | X | AMIL.IP.IMEA | AMIL.IP.IMEA | 1.8 | 0.8 | 1.8 | 1.8 | 0.5 | N |  |  | SB | Y | 11 | 2006 |  |  | N | Electric Utility | 1 | T T T: X; OBS BLQ BLQ: DFO |  |  |  | N | N |  | 10M | [23 empty] | N |  | N
3153 | City of Casey - (IL) | 56053 | Casey City of | IL | Clark | 1 | Petroleum Liquids | IC |  | S | X | X | AMIL.IP.IMEA | AMIL.IP.IMEA | 1.8 | 0.8 | 1.8 | 1.8 | 0.5 | N |  |  | SB | Y | 5 | 2002 |  |  | N | Electric Utility | 1 | T T T: X; OBS BLQ BLQ: DFO |  |  |  | N | N |  | 10M | [23 empty] | N | N | N
3153 | City of Casey - (IL) | 56053 | Casey City of | IL | Clark | 2 | Petroleum Liquids | IC |  | S | X | X | AMIL.IP.IMEA | AMIL.IP.IMEA | 1.8 | 0.8 | 1.8 | 1.8 | 0.5 | N |  |  | SB | Y | 5 | 2002 |  |  | N | Electric Utility | 1 | T T T: X; OBS BLQ BLQ: DFO |  |  |  | N | N |  | 10M | [23 empty] | N | N | N
3153 | City of Casey - (IL) | 56053 | Casey City of | IL | Clark | 3 | Petroleum Liquids | IC |  | S | X | X | AMIL.IP.IMEA | AMIL.IP.IMEA | 1.8 | 0.8 | 1.8 | 1.8 | 0.5 | N |  |  | SB | Y | 5 | 2002 |  |  | N | Electric Utility | 1 | T T T: X; OBS BLQ BLQ: DFO |  |  |  | N | N |  | 10M | [23 empty] | N | N | N
8573 | City of Highland | 56114 | IMEA Highland | IL | Madison | 1 | Petroleum Liquids | IC |  | S | X | X |  |  | 1.8 | 0.8 | 1.8 | 1.8 | 0.9 | N |  |  | SB | Y | 6 | 1996 |  |  | N | Electric Utility | 1 | T T T: X; OBS BLQ BLQ: DFO |  |  |  | N | N |  | 10M | [23 empty] | N | N | N
8573 | City of Highland | 56114 | IMEA Highland | IL | Madison | 2 | Petroleum Liquids | IC |  | S | X | X |  |  | 1.8 | 0.8 | 1.8 | 1.8 | 0.9 | N |  |  | SB | Y | 6 | 1996 |  |  | N | Electric Utility | 1 | T T T: X; OBS BLQ BLQ: DFO |  |  |  | N | N |  | 10M | [23 empty] | N | N | N
9286 | Illinois Municipal Elec Agency | 56116 | IMEA Flora | IL | Clay | 10 | Petroleum Liquids | IC |  | S | X | X |  |  | 1.8 | 0.8 | 1.8 | 1.8 | 0.5 | N |  |  | OP | X | 12 | 2000 |  |  | N | Electric Utility | 1 | T T T: X; OBS BLQ BLQ: DFO |  |  |  | N | N |  | 10M | [23 empty] | N |  | N
9286 | Illinois Municipal Elec Agency | 56116 | IMEA Flora | IL | Clay | 6 | Petroleum Liquids | IC |  | S | X | X |  |  | 1.8 | 0.8 | 1.8 | 1.8 | 0.5 | N |  |  | OP | X | 12 | 2000 |  |  | N | Electric Utility | 1 | T T T: X; OBS BLQ BLQ: DFO |  |  |  | N | N |  | 10M | [23 empty] | N | N | N
9286 | Illinois Municipal Elec Agency | 56116 | IMEA Flora | IL | Clay | 7 | Petroleum Liquids | IC |  | S | X | X |  |  | 1.8 | 0.8 | 1.8 | 1.8 | 0.5 | N |  |  | OP | X | 12 | 2000 |  |  | N | Electric Utility | 1 | T T T: X; OBS BLQ BLQ: DFO |  |  |  | N | N |  | 10M | [23 empty] | N | N | N
9286 | Illinois Municipal Elec Agency | 56116 | IMEA Flora | IL | Clay | 8 | Petroleum Liquids | IC |  | S | X | X |  |  | 1.8 | 0.8 | 1.8 | 1.8 | 0.5 | N |  |  | OP | X | 12 | 2000 |  |  | N | Electric Utility | 1 | T T T: X; OBS BLQ BLQ: DFO |  |  |  | N | N |  | 10M | [23 empty] | N | N | N
9286 | Illinois Municipal Elec Agency | 56116 | IMEA Flora | IL | Clay | 9 | Petroleum Liquids | IC |  | S | X | X |  |  | 1.8 | 0.8 | 1.8 | 1.8 | 0.5 | N |  |  | OP | X | 12 | 2000 |  |  | N | Electric Utility | 1 | T T T: X; OBS BLQ BLQ: DFO |  |  |  | N | N |  | 10M | [23 empty] | N | N | N
6417 | City of Flora - (IL) | 56117 | Flora Site A | IL | Clay | 1 | Petroleum Liquids | IC |  | S | X | X | AMIL.IP.IMEA | AMIL.IP.IMEA | 1.8 | 0.8 | 1.8 | 1.8 | 0.5 | N |  |  | OP | X | 12 | 2001 |  |  | N | Electric Utility | 1 | T T T: X; OBS BLQ BLQ: DFO |  |  |  | N | N |  | 10M | [23 empty] | N |  | N
6417 | City of Flora - (IL) | 56117 | Flora Site A | IL | Clay | 2 | Petroleum Liquids | IC |  | S | X | X | AMIL.IP.IMEA | AMIL.IP.IMEA | 1.8 | 0.8 | 1.8 | 1.8 | 0.5 | N |  |  | OP | X | 12 | 2001 |  |  | N | Electric Utility | 1 | T T T: X; OBS BLQ BLQ: DFO |  |  |  | N | N |  | 10M | [23 empty] | N |  | N
6417 | City of Flora - (IL) | 56117 | Flora Site A | IL | Clay | 3 | Petroleum Liquids | IC |  | S | X | X | AMIL.IP.IMEA | AMIL.IP.IMEA | 1.8 | 0.8 | 1.8 | 1.8 | 0.5 | N |  |  | OP | X | 12 | 2001 |  |  | N | Electric Utility | 1 | T T T: X; OBS BLQ BLQ: DFO |  |  |  | N | N |  | 10M | [23 empty] | N |  | N
6417 | City of Flora - (IL) | 56118 | Flora Site B | IL | Clay | 4 | Petroleum Liquids | IC |  | S | X | X | AMIL.IP.IMEA | AMIL.IP.IMEA | 1.8 | 0.8 | 1.8 | 1.8 | 0.5 | N |  |  | OP | X | 12 | 2001 |  |  | N | Electric Utility | 1 | T T T: X; OBS BLQ BLQ: DFO |  |  |  | N | N |  | 10M | [23 empty] | N
6417 | City of Flora - (IL) | 56118 | Flora Site B | IL | Clay | 5 | Petroleum Liquids | IC |  | S | X | X | AMIL.IP.IMEA | AMIL.IP.IMEA | 1.8 | 0.8 | 1.8 | 1.8 | 0.5 | N |  |  | OP | X | 12 | 2001 |  |  | N | Electric Utility | 1 | T T T: X; OBS BLQ BLQ: DFO |  |  |  | N | N |  | 10M | [23 empty] | N
58089 | Adkins Energy LLC | 58136 | Adkins Energy LLC | IL | Stephenson | ST2MW | Natural Gas Steam Turbine | ST |  | S | X | X |  |  | 1.8 | 0.85 | 1.8 | 1.8 | 0.5 | N |  |  | OP | X | 3 | 2019 |  |  | N | Industrial CHP | 7 | [11 empty] | N | N | 0 | 12H | [23 empty] | N |  | N | bar: T T T to OBS BLQ BLQ; DFO NG NG
3037 | City of Carlyle - (IL) | 936 | Carlyle | IL | Clinton | 7 | Petroleum Liquids | IC |  | S | X | X |  |  | 2 | 0.8 | 2 | 2 | 1 | N |  |  | SB | Y | 8 | 1964 |  |  | N | Electric Utility | 1 | T T T: X; OBS BLQ BLQ: DFO; OBS NG PUR: NG |  |  |  | N | N |  | 10M | [23 empty] | Y | Y | Y
3040 | City of Carmi - (IL) | 937 | Carmi | IL | White | 12 | Petroleum Liquids | IC |  | S | X | X |  |  | 2 | 0.8 | 0.9 | 0.9 | 0.9 | Y | 7 | 2020 | OP | X | 12 | 1967 |  |  | N | Electric Utility | 1 | T T T: X; OBS BLQ BLQ: DFO; OBS NG PUR: NG |  |  |  | N | N |  | 10M | [23 empty] | Y | Y | Y
8573 | City of Highland | 946 | Highland | IL | Madison | IC5 | Petroleum Liquids | IC |  | S | X | X |  |  | 2 | 0.8 | 2 | 2 | 1 | N |  |  | SB | Y | 3 | 1967 |  |  | N | Electric Utility | 1 | T T T: X; OBS BLQ BLQ: DFO; OBS NG PUR: NG |  |  |  | N | N |  | 10M | [23 empty] | Y | N | Y
8573 | City of Highland | 946 | Highland | IL | Madison | IC6 | Petroleum Liquids | IC |  | S | X | X |  |  | 2 | 0.8 | 2 | 2 | 1 | N |  |  | SB | Y | 1 | 1968 |  |  | N | Electric Utility | 1 | T T T: X; OBS BLQ BLQ: DFO; OBS NG PUR: NG |  |  |  | N | N |  | 10M | [23 empty] | Y | N | Y
12167 | City of McLeansboro - (IL) | 948 | McLeansboro | IL | Hamilton | 5 | Petroleum Liquids | IC |  | S | X | X |  |  | 2 | 0.8 | 1.8 | 1.8 | 0.5 | N |  |  | SB | Y | 12 | 1979 |  |  | N | Electric Utility | 1 | T T T: X; OBS BLQ BLQ: DFO |  |  |  | N |  |  | 1H | [23 empty] | N | N | N
12167 | City of McLeansboro - (IL) | 948 | McLeansboro | IL | Hamilton | 9 | Petroleum Liquids | IC |  | S | X | X |  |  | 2 | 0.8 | 2 | 2 | 0.5 | N |  |  | SB | Y | 6 | 2002 |  |  | N | Electric Utility | 1 | T T T: X; OBS BLQ BLQ: DFO |  |  |  | N | N |  | 1H | [23 empty] | N | N | N
18277 | City of Sullivan - (IL) | 969 | Sullivan (IL) | IL | Moultrie | 11 | Petroleum Liquids | IC |  | S | X | X | AMIL.IP.IMEA | AMIL.IP.IMEA | 2 | 0.8 | 2 | 2 | 0.5 | N |  |  | SB | Y | 2 | 1996 |  |  | N | Electric Utility | 1 | T T T: X; OBS BLQ BLQ: DFO |  |  |  | N | N |  | 1H | [23 empty] | N | N | N
18277 | City of Sullivan - (IL) | 969 | Sullivan (IL) | IL | Moultrie | 2 | Petroleum Liquids | IC |  | S | X | X | AMIL.IP.IMEA | AMIL.IP.IMEA | 2 | 0.8 | 2 | 2 | 0.5 | N |  |  | SB | Y | 11 | 1961 |  |  | N | Electric Utility | 1 | T T T: X; OBS BLQ BLQ: DFO |  |  |  | N | N |  | 1H | [23 empty] | N | N | N
20180 | City of Waterloo - (IL) | 971 | Waterloo | IL | Monroe | 4 | Petroleum Liquids | IC |  | S | X | X | AMIL.IMEA1 | AMIL.IMEA1 | 2 | 0.8 | 1.8 | 1.8 | 0.5 | N |  |  | SB | Y | 5 | 1963 |  |  | N | Electric Utility | 1 | T T T: X; OBS BLQ BLQ: DFO; OBS NG PUR: NG |  |  |  | N | N |  | 1H | [23 empty] | Y | Y | Y
60194 | Fuyao Glass Illinois, Inc | 54360 | Fuyao Glass Illinois Inc. | IL | Macon | TK1 | Petroleum Liquids | IC |  | S | X | X | 0 | 0 | 2 | 0.8 | 2 | 2 | 0.8 | N |  |  | SB | Y | 12 | 1980 |  |  | N | Industrial Non-CHP | 6 | T T T: X; OBS BLQ BLQ: DFO |  |  |  | N | N |  | 1H | [20 empty] | N |  |  | N | N
60194 | Fuyao Glass Illinois, Inc | 54360 | Fuyao Glass Illinois Inc. | IL | Macon | TK2 | Petroleum Liquids | IC |  | S | X | X | 0 | 0 | 2 | 0.8 | 2 | 2 | 0.8 | N |  |  | SB | Y | 12 | 1980 |  |  | N | Industrial Non-CHP | 6 | T T T: X; OBS BLQ BLQ: DFO |  |  |  | N | N |  | 1H | [23 empty] | N | N
54704 | Metropolitan Pier and Exposition Auth | 55067 | MPEA Energy Center | IL | Cook | GEN4 | Petroleum Liquids | IC |  | S | X | X |  |  | 2 | 1 | 2 | 2 | 2 | N |  |  | SB | N | 3 | 2010 |  |  | N | IPP Non-CHP | 2 | T T T: X; OBS BLQ BLQ: DFO |  |  |  | N | N |  | 10M | [23 empty] | N | N | N
54704 | Metropolitan Pier and Exposition Auth | 55067 | MPEA Energy Center | IL | Cook | GEN5 | Petroleum Liquids | IC |  | S | X | X |  |  | 2 | 1 | 2 | 2 | 2 | N |  |  | SB | N | 3 | 2010 |  |  | N | IPP Non-CHP | 2 | T T T: X; OBS BLQ BLQ: DFO |  |  |  | N | N |  | 10M | [23 empty] | N | N | N
54704 | Metropolitan Pier and Exposition Auth | 55067 | MPEA Energy Center | IL | Cook | GEN6 | Petroleum Liquids | IC |  | S | X | X |  |  | 2 | 1 | 2 | 2 | 2 | N |  |  | SB | N | 3 | 2010 |  |  | N | IPP Non-CHP | 2 | T T T: X; OBS BLQ BLQ: DFO |  |  |  | N | N |  | 10M | [23 empty] | N | N | N
2634 | City of Bushnell - (IL) | 935 | Bushnell | IL | McDonough | 3 | Petroleum Liquids | IC |  | S | X | X | AMIL.IP.IMEA | AMIL.IP.IMEA | 2.2 | 0.8 | 2.2 | 2.2 | 0.5 | N |  |  | SB | Y | 6 | 1965 |  |  | N | Electric Utility | 1 | T T T: X; OBS BLQ BLQ: DFO |  |  |  | N | N |  | 1H | [23 empty] | N | N | N
2634 | City of Bushnell - (IL) | 935 | Bushnell | IL | McDonough | 4 | Petroleum Liquids | IC |  | S | X | X | AMIL.IP.IMEA | AMIL.IP.IMEA | 2.2 | 0.8 | 2.2 | 2.2 | 0.5 | N |  |  | SB | Y | 6 | 1965 |  |  | N | Electric Utility | 1 | T T T: X; OBS BLQ BLQ: DFO |  |  |  | N | N |  | 1H | [23 empty] | N | N | N
6192 | City of Farmer City - (IL) | 941 | Farmer City | IL | DeWitt | 6 | Petroleum Liquids | IC |  | S | X | X | AMIL.IP.IMEA | AMIL.IP.IMEA | 2.2 | 0.8 | 2 | 2 | 0.5 | N |  |  | OP | X | 8 | 2012 |  |  | N | Electric Utility | 1 | T T T: X; OBS BLQ BLQ: DFO |  |  |  |  | N |  | 10M | [23 empty] | N
6192 | City of Farmer City - (IL) | 941 | Farmer City | IL | DeWitt | 7 | Petroleum Liquids | IC |  | S | X | X | AMIL.IP.IMEA | AMIL.IP.IMEA | 2.2 | 0.8 | 2 | 2 | 0.5 | N |  |  | OP | X | 8 | 2012 |  |  | N | Electric Utility | 1 | T T T: X; OBS BLQ BLQ: DFO |  |  |  |  | N |  | 10M | [23 empty] | N
16198 | City of Rock Falls - (IL) | 7934 | Industrial Park | IL | Whiteside | 8 | Petroleum Liquids | IC |  | S | X | X | PJM/ComEd.ROCKFALLS | PJM/ComEd.ROCKFALLS | 2.2 | 0.8 | 2.2 | 2.2 | 0.5 | N |  |  | OP | X | 7 | 2011 |  |  | N | Electric Utility | 1 | T T T: X; OBS BLQ BLQ: DFO |  |  |  |  | N |  | 10M | [23 empty] | N | N | N
16198 | City of Rock Falls - (IL) | 7934 | Industrial Park | IL | Whiteside | 9 | Petroleum Liquids | IC |  | S | X | X | PJM/ComEd.ROCKFALLS | PJM/ComEd.ROCKFALLS | 2.2 | 0.8 | 2.2 | 2.2 | 0.5 | N |  |  | OP | X | 7 | 2011 |  |  | N | Electric Utility | 1 | T T T: X; OBS BLQ BLQ: DFO |  |  |  |  | N |  | 10M | [23 empty] | N | N | N
15388 | City of Princeton - (IL) | 957 | Princeton (IL) | IL | Bureau | 1 | Natural Gas Internal Combustion Engine | IC |  | S | X | X | AMIL.IP.IMEA | AMIL.IP.IMEA | 2.3 | 0.8 | 2.3 | 2.3 | 0.5 | N |  |  | SB | Y | 7 | 1953 |  |  | N | Electric Utility | 1 | T T T: X; OBS BLQ BLQ: NG; OBS NG PUR: DFO |  |  |  | N | N |  | 10M | [23 empty] | Y | Y | Y
18277 | City of Sullivan - (IL) | 969 | Sullivan (IL) | IL | Moultrie | 13 | Petroleum Liquids | IC |  | S | X | X | AMIL.IP.IMEA | AMIL.IP.IMEA | 2.3 | 0.8 | 2.3 | 2.3 | 0.5 | N |  |  | OP | X | 11 | 2012 |  |  | N | Electric Utility | 1 | T T T: X; OBS BLQ BLQ: DFO |  |  |  |  | N |  | 10M | [23 empty] | N | N | N
18277 | City of Sullivan - (IL) | 969 | Sullivan (IL) | IL | Moultrie | 14 | Petroleum Liquids | IC |  | S | X | X | AMIL.IP.IMEA | AMIL.IP.IMEA | 2.3 | 0.8 | 2.3 | 2.3 | 0.5 | N |  |  | OP | X | 11 | 2012 |  |  | N | Electric Utility | 1 | T T T: X; OBS BLQ BLQ: DFO |  |  |  |  | N |  | 10M | [23 empty] | N | N | N
18277 | City of Sullivan - (IL) | 969 | Sullivan (IL) | IL | Moultrie | 15 | Petroleum Liquids | IC |  | S | X | X | AMIL.IP.IMEA | AMIL.IP.IMEA | 2.3 | 0.8 | 2.3 | 2.3 | 0.5 | N |  |  | OP | X | 11 | 2012 |  |  | N | Electric Utility | 1 | T T T: X; OBS BLQ BLQ: DFO |  |  |  |  | N |  | 10M | [23 empty] | N | N | N
12167 | City of McLeansboro - (IL) | 948 | McLeansboro | IL | Hamilton | 6 | Petroleum Liquids | IC |  | S | X | X |  |  | 2.4 | 0.8 | 2.2 | 2.2 | 0.5 | N |  |  | SB | Y | 12 | 1979 |  |  | N | Electric Utility | 1 | T T T: X; OBS BLQ BLQ: DFO |  |  |  | N |  |  | 1H | [23 empty] | N | N | N
15772 | City of Red Bud - (IL) | 959 | Red Bud | IL | Randolph | 1 | Petroleum Liquids | IC |  | S | X | X | AMIL.IP.IMEA | AMIL.IP.IMEA | 2.4 | 0.8 | 2.2 | 2.2 | 1 | N |  |  | OP | X | 7 | 1968 |  |  | N | Electric Utility | 1 | T T T: X; OBS BLQ BLQ: DFO |  |  |  | N | N |  | 1H | [23 empty] | N | N | N
15772 | City of Red Bud - (IL) | 959 | Red Bud | IL | Randolph | 3 | Petroleum Liquids | IC |  | S | X | X | AMIL.IP.IMEA | AMIL.IP.IMEA | 2.4 | 0.8 | 2.2 | 2.2 | 1 | N |  |  | OP | X | 11 | 1964 |  |  | N | Electric Utility | 1 | T T T: X; OBS BLQ BLQ: DFO |  |  |  | N | N |  | 1H | [23 empty] | N | N | N
18277 | City of Sullivan - (IL) | 969 | Sullivan (IL) | IL | Moultrie | 10 | Petroleum Liquids | IC |  | S | X | X | AMIL.IP.IMEA | AMIL.IP.IMEA | 2.4 | 0.8 | 2.2 | 2.4 | 0.5 | N |  |  | SB | Y | 6 | 1971 |  |  | N | Electric Utility | 1 | T T T: X; OBS BLQ BLQ: DFO |  |  |  | N | N |  | 1H | [23 empty] | N | N | N
18277 | City of Sullivan - (IL) | 969 | Sullivan (IL) | IL | Moultrie | 9 | Petroleum Liquids | IC |  | S | X | X | AMIL.IP.IMEA | AMIL.IP.IMEA | 2.4 | 0.8 | 2.2 | 2.4 | 0.5 | N |  |  | SB | Y | 6 | 1971 |  |  | N | Electric Utility | 1 | T T T: X; OBS BLQ BLQ: DFO |  |  |  | N | N |  | 1H | [23 empty] | N | N | N
2188 | City of Breese - (IL) | 934 | Breese | IL | Clinton | 5 | Petroleum Liquids | IC |  | S | X | X |  |  | 2.5 | 0.8 | 2.5 | 2.5 | 1 | N |  |  | SB | Y | 7 | 1992 |  |  | N | Electric Utility | 1 | T T T: X; OBS BLQ BLQ: DFO |  |  |  | N | N |  | 1H | [23 empty] | N
2188 | City of Breese - (IL) | 934 | Breese | IL | Clinton | 6 | Petroleum Liquids | IC |  | S | X | X |  |  | 2.5 | 0.8 | 2.5 | 2.5 | 1 | N |  |  | SB | Y | 7 | 1997 |  |  | N | Electric Utility | 1 | T T T: X; OBS BLQ BLQ: DFO |  |  |  | N |  |  | 1H | [23 empty] | N
2188 | City of Breese - (IL) | 934 | Breese | IL | Clinton | 7 | Petroleum Liquids | IC |  | S | X | X |  |  | 2.5 | 0.8 | 2.5 | 2.5 | 1 | N |  |  | SB | Y | 2 | 2008 |  |  | N | Electric Utility | 1 | T T T: X; OBS BLQ BLQ: DFO |  |  |  | N |  |  | 1H | [23 empty] | N
2188 | City of Breese - (IL) | 934 | Breese | IL | Clinton | 8 | Petroleum Liquids | IC |  | S | X | X |  |  | 2.5 | 0.8 | 2.5 | 2.5 | 1 | N |  |  | SB | Y | 10 | 2014 |  |  | N | Electric Utility | 1 | T T T: X; OBS BLQ BLQ: DFO |  |  |  |  | N |  | 1H | [23 empty] | N
2634 | City of Bushnell - (IL) | 935 | Bushnell | IL | McDonough | 6 | Petroleum Liquids | IC |  | S | X | X | AMIL.IP.IMEA | AMIL.IP.IMEA | 2.5 | 0.8 | 2.5 | 2.5 | 1.5 | N |  |  | SB | Y | 9 | 2000 |  |  | N | Electric Utility | 1 | T T T: X; OBS BLQ BLQ: DFO |  |  |  | N | N |  | 1H | [23 empty] | N | N | N
2634 | City of Bushnell - (IL) | 935 | Bushnell | IL | McDonough | 7 | Petroleum Liquids | IC |  | S | X | X | AMIL.IP.IMEA | AMIL.IP.IMEA | 2.5 | 0.8 | 2.5 | 2.5 | 1.5 | N |  |  | SB | Y | 9 | 2000 |  |  | N | Electric Utility | 1 | T T T: X; OBS BLQ BLQ: DFO |  |  |  | N | N |  | 1H | [23 empty] | N | N | N
3037 | City of Carlyle - (IL) | 936 | Carlyle | IL | Clinton | 10 | Petroleum Liquids | IC |  | S | X | X |  |  | 2.5 | 0.8 | 2.5 | 2.5 | 1.2 | N |  |  | SB | Y | 10 | 2003 |  |  | N | Electric Utility | 1 | T T T: X; OBS BLQ BLQ: DFO |  |  |  | N | N |  | 10M | [23 empty] | N | N | N
3037 | City of Carlyle - (IL) | 936 | Carlyle | IL | Clinton | 8 | Petroleum Liquids | IC |  | S | X | X |  |  | 2.5 | 0.8 | 2.5 | 2.5 | 1.2 | N |  |  | SB | Y | 10 | 1998 |  |  | N | Electric Utility | 1 | T T T: X; OBS BLQ BLQ: DFO |  |  |  | N | N |  | 10M | [23 empty] | N | N
3037 | City of Carlyle - (IL) | 936 | Carlyle | IL | Clinton | 9 | Petroleum Liquids | IC |  | S | X | X |  |  | 2.5 | 0.8 | 2.5 | 2.5 | 1.2 | N |  |  | SB | Y | 9 | 1999 |  |  | N | Electric Utility | 1 | T T T: X; OBS BLQ BLQ: DFO |  |  |  | N | N |  | 10M | [23 empty] | N | N
11736 | City of Marshall - (IL) | 949 | Marshall (IL) | IL | Clark | 5 | Petroleum Liquids | IC |  | S | X | X | AMIL.IP.IMEA | AMIL.IP.IMEA | 2.5 | 0.8 | 2.5 | 2.5 | 1 | N |  |  | OP | X | 9 | 2002 |  |  | N | Electric Utility | 1 | T T T: X; OBS BLQ BLQ: DFO |  |  |  | N | N |  | 1H | [23 empty] | N | N
16179 | Rochelle Municipal Utilities | 960 | North Ninth Street | IL | Ogle | 10 | Natural Gas Internal Combustion Engine | IC |  | S | X | X | PJM/ComEd.ROCHELLE | PJM/ComEd.ROCHELLE | 2.5 | 0.8 | 2 | 2 | 0.5 | N |  |  | OP | X | 5 | 1989 |  |  | N | Electric Utility | 1 | T T T: X; OBS BLQ BLQ: NG; OBS NG PUR: DFO |  |  |  |  | N |  | 1H | [23 empty] | Y | Y | Y
16179 | Rochelle Municipal Utilities | 960 | North Ninth Street | IL | Ogle | 3 | Natural Gas Internal Combustion Engine | IC |  | S | X | X | PJM/ComEd.ROCHELLE | PJM/ComEd.ROCHELLE | 2.5 | 0.8 | 2 | 2 | 0.5 | N |  |  | OP | X | 7 | 1956 |  |  | N | Electric Utility | 1 | T T T: X; OBS BLQ BLQ: NG; OBS NG PUR: DFO |  |  |  |  | N |  | 1H | [23 empty] | Y | Y | Y
16179 | Rochelle Municipal Utilities | 960 | North Ninth Street | IL | Ogle | 6 | Natural Gas Internal Combustion Engine | IC |  | S | X | X | PJM/ComEd.ROCHELLE | PJM/ComEd.ROCHELLE | 2.5 | 0.8 | 2 | 2 | 0.5 | N |  |  | OP | X | 4 | 1954 |  |  | N | Electric Utility | 1 | T T T: X; OBS BLQ BLQ: NG; OBS NG PUR: DFO |  |  |  |  | N |  | 1H | [23 empty] | Y | Y | Y
16179 | Rochelle Municipal Utilities | 961 | South Main Street | IL | Ogle | 1 | Natural Gas Internal Combustion Engine | IC |  | S | X | X |  |  | 2.5 | 0.8 | 1.6 | 1.6 | 0.5 | N |  |  | SB | Y | 9 | 1967 |  |  | N | Electric Utility | 1 | T T T: X; OBS BLQ BLQ: NG; OBS NG PUR: DFO | [6 empty] | 1H | [23 empty] | Y | Y | Y
16179 | Rochelle Municipal Utilities | 961 | South Main Street | IL | Ogle | 2 | Natural Gas Internal Combustion Engine | IC |  | S | X | X |  |  | 2.5 | 0.8 | 2 | 2 | 0.5 | N |  |  | SB | Y | 9 | 1967 |  |  | N | Electric Utility | 1 | T T T: X; OBS BLQ BLQ: NG; OBS NG PUR: DFO | [6 empty] | 1H | [23 empty] | Y | Y | Y
6764 | Village of Freeburg - (IL) | 943 | Freeburg | IL | St Clair | 7 | Petroleum Liquids | IC |  | S | X | X | AMIL.IMEA1 | AMIL.IMEA1 | 2.6 | 0.8 | 2.6 | 2.6 | 1 | N |  |  | SB | Y | 7 | 1986 |  |  | N | Electric Utility | 1 | T T T: X; OBS BLQ BLQ: DFO |  |  |  | N | N |  | 1H | [23 empty] | N
20824 | Village of Winnetka - (IL) | 972 | Winnetka | IL | Cook | 8 | Petroleum Liquids | IC |  | S | X | X |  |  | 2.6 | 0.8 | 2.6 | 2.6 | 1.8 | N |  |  | OP | X | 1 | 1979 |  |  | N | Electric Utility | 1 | T T T: X; OBS BLQ BLQ: DFO |  |  |  | N | N |  | 1H | [23 empty] | N | N | N
20824 | Village of Winnetka - (IL) | 972 | Winnetka | IL | Cook | 9 | Petroleum Liquids | IC |  | S | X | X |  |  | 2.6 | 0.8 | 2.6 | 2.6 | 1.8 | N |  |  | OP | X | 1 | 1979 |  |  | N | Electric Utility | 1 | T T T: X; OBS BLQ BLQ: DFO |  |  |  | N | N |  | 1H | [23 empty] | N | N | N
14840 | City of Peru - (IL) | 955 | Peru (IL) | IL | LaSalle | 11 | Petroleum Liquids | IC |  | S | X | X | AMIL.IP.IMEA | AMIL.IP.IMEA | 2.7 | 0.8 | 2.7 | 2.7 | 0.2 | N |  |  | OP | X | 4 | 2011 |  |  | N | Electric Utility | 1 | T T T: X; OBS BLQ BLQ: DFO |  |  |  | N | N |  | 10M | [23 empty] | N |  | N
14840 | City of Peru - (IL) | 955 | Peru (IL) | IL | LaSalle | 12 | Petroleum Liquids | IC |  | S | X | X | AMIL.IP.IMEA | AMIL.IP.IMEA | 2.7 | 0.8 | 2.7 | 2.7 | 0.2 | N |  |  | OP | X | 4 | 2011 |  |  | N | Electric Utility | 1 | T T T: X; OBS BLQ BLQ: DFO |  |  |  | N | N |  | 10M | [23 empty] | N |  | N
14840 | City of Peru - (IL) | 955 | Peru (IL) | IL | LaSalle | 13 | Petroleum Liquids | IC |  | S | X | X | AMIL.IP.IMEA | AMIL.IP.IMEA | 2.7 | 0.8 | 2.7 | 2.7 | 0.2 | N |  |  | OP | X | 4 | 2011 |  |  | N | Electric Utility | 1 | T T T: X; OBS BLQ BLQ: DFO |  |  |  | N | N |  | 10M | [23 empty] | N |  | N
14840 | City of Peru - (IL) | 955 | Peru (IL) | IL | LaSalle | 14 | Petroleum Liquids | IC |  | S | X | X | AMIL.IP.IMEA | AMIL.IP.IMEA | 2.7 | 0.8 | 2.7 | 2.7 | 0.2 | N |  |  | OP | X | 4 | 2011 |  |  | N | Electric Utility | 1 | T T T: X; OBS BLQ BLQ: DFO |  |  |  | N | N |  | 10M | [23 empty] | N |  | N
14840 | City of Peru - (IL) | 955 | Peru (IL) | IL | LaSalle | 15 | Petroleum Liquids | IC |  | S | X | X | AMIL.IP.IMEA | AMIL.IP.IMEA | 2.7 | 0.8 | 2.7 | 2.7 | 0.2 | N |  |  | OP | X | 4 | 2011 |  |  | N | Electric Utility | 1 | T T T: X; OBS BLQ BLQ: DFO |  |  |  | N | N |  | 10M | [23 empty] | N |  | N
14840 | City of Peru - (IL) | 955 | Peru (IL) | IL | LaSalle | 16 | Petroleum Liquids | IC |  | S | X | X | AMIL.IP.IMEA | AMIL.IP.IMEA | 2.7 | 0.8 | 2.7 | 2.7 | 0.2 | N |  |  | OP | X | 9 | 2011 |  |  | N | Electric Utility | 1 | T T T: X; OBS BLQ BLQ: DFO |  |  |  | N | N |  | 10M | [23 empty] | N | N | N
14840 | City of Peru - (IL) | 955 | Peru (IL) | IL | LaSalle | 17 | Petroleum Liquids | IC |  | S | X | X | AMIL.IP.IMEA | AMIL.IP.IMEA | 2.7 | 0.8 | 2.7 | 2.7 | 0.2 | N |  |  | OP | X | 9 | 2011 |  |  | N | Electric Utility | 1 | T T T: X; OBS BLQ BLQ: DFO |  |  |  | N | N |  | 10M | [23 empty] | N |  | N
9267 | Hoosier Energy R E C, Inc | 59792 | Orchard Hills Renewable Energy Station | IL | Ogle | 1 | Landfill Gas | IC |  | S | X | X |  |  | 2.7 | 0.9 | 2.2 | 2.5 | 1 | N |  |  | OP | X | 11 | 2016 |  |  | N | Electric Utility | 1 | T T T: X; OBS BLQ BLQ: LFG |  |  |  |  | N |  | 1H | [23 empty] | N | N
9267 | Hoosier Energy R E C, Inc | 59792 | Orchard Hills Renewable Energy Station | IL | Ogle | 2 | Landfill Gas | IC |  | S | X | X |  |  | 2.7 | 0.9 | 2.2 | 2.5 | 1 | N |  |  | OP | X | 11 | 2016 |  |  | N | Electric Utility | 1 | T T T: X; OBS BLQ BLQ: LFG |  |  |  |  | N |  | 1H | [23 empty] | N | N
9267 | Hoosier Energy R E C, Inc | 59792 | Orchard Hills Renewable Energy Station | IL | Ogle | 3 | Landfill Gas | IC |  | S | X | X |  |  | 2.7 | 0.9 | 2.2 | 2.5 | 1 | N |  |  | OP | X | 11 | 2016 |  |  | N | Electric Utility | 1 | T T T: X; OBS BLQ BLQ: LFG |  |  |  |  | N |  | 1H | [23 empty] | N | N
9267 | Hoosier Energy R E C, Inc | 59792 | Orchard Hills Renewable Energy Station | IL | Ogle | 4 | Landfill Gas | IC |  | S | X | X |  |  | 2.7 | 0.9 | 2.2 | 2.5 | 1 | N |  |  | OP | X | 11 | 2016 |  |  | N | Electric Utility | 1 | T T T: X; OBS BLQ BLQ: LFG |  |  |  | N | N |  | 1H | [23 empty] | N | N | N
9267 | Hoosier Energy R E C, Inc | 59792 | Orchard Hills Renewable Energy Station | IL | Ogle | 5 | Landfill Gas | IC |  | S | X | X |  |  | 2.7 | 0.9 | 2.2 | 2.5 | 1 | N |  |  | OP | X | 11 | 2016 |  |  | N | Electric Utility | 1 | T T T: X; OBS BLQ BLQ: LFG |  |  |  | N | N |  | 1H | [23 empty] | N | N | N
9267 | Hoosier Energy R E C, Inc | 59792 | Orchard Hills Renewable Energy Station | IL | Ogle | 6 | Landfill Gas | IC |  | S | X | X |  |  | 2.7 | 0.9 | 2.2 | 2.5 | 1 | N |  |  | OP | X | 11 | 2016 |  |  | N | Electric Utility | 1 | T T T: X; OBS BLQ BLQ: LFG |  |  |  | N | N |  | 1H | [23 empty] | N | N | N
3037 | City of Carlyle - (IL) | 936 | Carlyle | IL | Clinton | 11 | Petroleum Liquids | IC |  | S | X | X |  |  | 2.8 | 0.8 | 2.8 | 2.8 | 1.2 | N |  |  | OP | X | 2 | 2019 |  |  | N | Electric Utility | 1 | T T T: X; OBS BLQ BLQ: DFO |  |  |  | N | N |  | 10M | [23 empty] | N
15772 | City of Red Bud - (IL) | 959 | Red Bud | IL | Randolph | 7 | Petroleum Liquids | IC |  | S | X | X | AMIL.IP.IMEA | AMIL.IP.IMEA | 2.8 | 0.8 | 3 | 3 | 1 | N |  |  | OP | X | 6 | 2002 |  |  | N | Electric Utility | 1 | T T T: X; OBS BLQ BLQ: DFO |  |  |  | N | N |  | 1H | [23 empty] | N | N | N
15772 | City of Red Bud - (IL) | 959 | Red Bud | IL | Randolph | 8 | Petroleum Liquids | IC |  | S | X | X | AMIL.IP.IMEA | AMIL.IP.IMEA | 2.8 | 0.8 | 3 | 3 | 1 | N |  |  | OP | X | 6 | 2002 |  |  | N | Electric Utility | 1 | T T T: X; OBS BLQ BLQ: DFO |  |  |  | N | N |  | 1H | [23 empty] | N | N | N
2188 | City of Breese - (IL) | 934 | Breese | IL | Clinton | 2 | Petroleum Liquids | IC |  | S | X | X |  |  | 3 | 0.8 | 3 | 3 | 1 | N |  |  | SB | Y | 6 | 1982 |  |  | N | Electric Utility | 1 | T T T: X; OBS BLQ BLQ: DFO; OBS NG PUR: NG |  |  |  | N | N |  | 1H | [23 empty] | Y | Y | N
2188 | City of Breese - (IL) | 934 | Breese | IL | Clinton | IC3 | Petroleum Liquids | IC |  | S | X | X |  |  | 3 | 0.8 | 3 | 3 | 1 | N |  |  | SB | Y | 7 | 1968 |  |  | N | Electric Utility | 1 | T T T: X; OBS BLQ BLQ: DFO; OBS NG PUR: NG |  |  |  | N | N |  | 1H | [23 empty] | Y | Y | N
7095 | City of Geneseo - (IL) | 944 | Geneseo | IL | Henry | 6A | Natural Gas Internal Combustion Engine | IC |  | S | X | X |  |  | 3 | 0.8 | 2.4 | 2.4 | 1.5 | N |  |  | OP | X | 5 | 2003 |  |  | N | Electric Utility | 1 | T T T: X; OBS BLQ BLQ: NG; OBS NG PUR: DFO |  |  |  | N | N |  | 1H | [23 empty] | Y | Y | Y
7095 | City of Geneseo - (IL) | 944 | Geneseo | IL | Henry | 7 | Natural Gas Internal Combustion Engine | IC |  | S | X | X |  |  | 3 | 0.8 | 2.4 | 2.4 | 1 | N |  |  | OP | X | 6 | 1961 |  |  | N | Electric Utility | 1 | T T T: X; OBS BLQ BLQ: NG; OBS NG PUR: DFO |  |  |  | N | N |  | 1H | [23 empty] | Y | Y | Y
15388 | City of Princeton - (IL) | 957 | Princeton (IL) | IL | Bureau | 2 | Natural Gas Internal Combustion Engine | IC |  | S | X | X | AMIL.IP.IMEA | AMIL.IP.IMEA | 3 | 0.8 | 3 | 3 | 1 | N |  |  | SB | Y | 4 | 1958 |  |  | N | Electric Utility | 1 | T T T: X; OBS BLQ BLQ: NG; OBS NG PUR: DFO |  |  |  | N | N |  | 10M | [23 empty] | Y | Y | Y
20180 | City of Waterloo - (IL) | 971 | Waterloo | IL | Monroe | 8 | Petroleum Liquids | IC |  | S | X | X | AMIL.IMEA1 | AMIL.IMEA1 | 3 | 0.8 | 2.4 | 2.4 | 1 | N |  |  | SB | Y | 4 | 1973 |  |  | N | Electric Utility | 1 | T T T: X; OBS BLQ BLQ: DFO |  |  |  | N | N |  | 1H | [23 empty] | N |  | N
54843 | WM Illinois Renewable Energy LLC | 50563 | Settlers Hill Gas Recovery | IL | Kane | GEN1 | Landfill Gas | GT |  | S | X | X | Zonal | Zonal | 3 | 0.98 | 2.9 | 3.3 | 1 | N |  |  | OP | X | 10 | 1988 |  |  | N | IPP Non-CHP | 2 | T T T: X; OBS BLQ BLQ: LFG |  |  |  | N |  |  | 1H | [23 empty] | N | N | N
54843 | WM Illinois Renewable Energy LLC | 50563 | Settlers Hill Gas Recovery | IL | Kane | GEN2 | Landfill Gas | GT |  | S | X | X | Zonal | Zonal | 3 | 0.98 | 2.9 | 3.3 | 1 | N |  |  | OP | X | 5 | 1998 |  |  | N | IPP Non-CHP | 2 | T T T: X; OBS BLQ BLQ: LFG |  |  |  | N |  |  | 1H | [23 empty] | N | N | N
54843 | WM Illinois Renewable Energy LLC | 50573 | CID Gas Recovery | IL | Cook | GEN2 | Landfill Gas | GT |  | S | X | X | Zonal | Zonal | 3 | 0.98 | 2.9 | 3.3 | 1 | N |  |  | OP | X | 3 | 1989 |  |  | N | IPP Non-CHP | 2 | T T T: X; OBS BLQ BLQ: LFG |  |  |  | N |  |  | 1H | [23 empty] | N | N | N
54843 | WM Illinois Renewable Energy LLC | 50575 | Lake Gas Recovery | IL | Cook | GEN2 | Landfill Gas | GT |  | S | X | X | Zonal | Zonal | 3 | 0.98 | 2.9 | 3.3 | 1 | N |  |  | OP | X | 8 | 1993 |  |  | N | IPP Non-CHP | 2 | T T T: X; OBS BLQ BLQ: LFG |  |  |  | N |  |  | 1H | [23 empty] | N | N | N
54843 | WM Illinois Renewable Energy LLC | 50575 | Lake Gas Recovery | IL | Cook | GEN3 | Landfill Gas | GT |  | S | X | X | Zonal | Zonal | 3 | 0.98 | 2.9 | 3.3 | 1 | N |  |  | OP | X | 8 | 1993 |  |  | N | IPP Non-CHP | 2 | T T T: X; OBS BLQ BLQ: LFG |  |  |  | N |  |  | 1H | [23 empty] | N | N | N
19528 | University of Illinois | 54780 | University of Illinois Abbott Power Plt | IL | Champaign | T1 | Natural Gas Steam Turbine | ST |  | S | X | X |  |  | 3 | 0.8 | 3 | 3 | 1 | N |  |  | OP | X | 11 | 1940 |  |  | Y | Commercial CHP | 5 | T | NG | BIT | DFO |  |  |  | NG |  |  |  | N | N |  | 12H |  |  | Y | N | Y | [15 empty] | N |  |  | Y | Y | Y
19528 | University of Illinois | 54780 | University of Illinois Abbott Power Plt | IL | Champaign | T2 | Natural Gas Steam Turbine | ST |  | S | X | X |  |  | 3 | 0.8 | 3 | 3 | 1 | N |  |  | OP | X | 11 | 1940 |  |  | Y | Commercial CHP | 5 | T | NG | BIT | DFO |  |  |  | NG |  |  |  | N | N |  | 12H |  |  | Y | N | Y | [15 empty] | N |  |  | Y | Y | Y
19528 | University of Illinois | 54780 | University of Illinois Abbott Power Plt | IL | Champaign | T3 | Natural Gas Steam Turbine | ST |  | S | X | X |  |  | 3 | 0.8 | 3 | 3 | 1 | N |  |  | OP | X | 11 | 1948 |  |  | Y | Commercial CHP | 5 | T | NG | BIT | DFO |  |  |  | NG |  |  |  | N | N |  | 12H |  |  | Y | N | Y | [15 empty] | N |  |  | Y | Y | Y
19528 | University of Illinois | 54780 | University of Illinois Abbott Power Plt | IL | Champaign | T4 | Natural Gas Steam Turbine | ST |  | S | X | X |  |  | 3 | 0.8 | 3 | 3 | 1 | N |  |  | OP | X | 2 | 1951 |  |  | Y | Commercial CHP | 5 | T | NG | BIT | DFO |  |  |  | NG |  |  |  | N | N |  | 12H |  |  | Y | N | Y | [15 empty] | N |  |  | Y | Y | Y
20180 | City of Waterloo - (IL) | 971 | Waterloo | IL | Monroe | 1 | Petroleum Liquids | IC |  | S | X | X | AMIL.IMEA1 | AMIL.IMEA1 | 3.1 | 0.8 | 2.7 | 2.7 | 1 | N |  |  | SB | Y | 5 | 1970 |  |  | N | Electric Utility | 1 | T T T: X; OBS BLQ BLQ: DFO; OBS NG PUR: NG |  |  |  | N | N |  | 1H | [23 empty] | Y | Y | Y
54843 | WM Illinois Renewable Energy LLC | 55014 | Greene Valley Gas Recovery | IL | DuPage | GEN1 | Landfill Gas | GT |  | S | X | X | Zonal | Zonal | 3.3 | 0.98 | 2.9 | 3.3 | 1 | N |  |  | OP | X | 5 | 1996 |  |  | N | IPP Non-CHP | 2 | T T T: X; OBS BLQ BLQ: LFG |  |  |  | N |  |  | 1H | [23 empty] | N | N | N
54843 | WM Illinois Renewable Energy LLC | 55014 | Greene Valley Gas Recovery | IL | DuPage | GEN2 | Landfill Gas | GT |  | S | X | X | Zonal | Zonal | 3.3 | 0.98 | 2.9 | 3.3 | 1 | N |  |  | OP | X | 5 | 1996 |  |  | N | IPP Non-CHP | 2 | T T T: X; OBS BLQ BLQ: LFG |  |  |  | N |  |  | 1H | [23 empty] | N | N | N
15388 | City of Princeton - (IL) | 957 | Princeton (IL) | IL | Bureau | 3 | Natural Gas Internal Combustion Engine | IC |  | S | X | X | AMIL.IP.IMEA | AMIL.IP.IMEA | 3.4 | 0.8 | 3.4 | 3.4 | 1 | N |  |  | SB | Y | 8 | 1965 |  |  | N | Electric Utility | 1 | T T T: X; OBS BLQ BLQ: NG; OBS NG PUR: DFO |  |  |  | N | N |  | 1H | [23 empty] | Y | Y | Y
15388 | City of Princeton - (IL) | 957 | Princeton (IL) | IL | Bureau | 4 | Natural Gas Internal Combustion Engine | IC |  | S | X | X | AMIL.IP.IMEA | AMIL.IP.IMEA | 3.4 | 0.8 | 3.4 | 3.4 | 1 | N |  |  | SB | Y | 1 | 1965 |  |  | N | Electric Utility | 1 | T T T: X; OBS BLQ BLQ: NG; OBS NG PUR: DFO |  |  |  | N | N |  | 1H | [23 empty] | Y | Y | Y
6192 | City of Farmer City - (IL) | 941 | Farmer City | IL | DeWitt | 5 | Natural Gas Internal Combustion Engine | IC |  | S | X | X | AMIL.IP.IMEA | AMIL.IP.IMEA | 3.5 | 0.8 | 2.8 | 2.8 | 0.5 | N |  |  | OP | X | 7 | 1974 |  |  | N | Electric Utility | 1 | T T T: X; OBS BLQ BLQ: NG; OBS NG PUR: DFO |  |  |  | N | N |  | 1H | [23 empty] | Y | Y | Y
7095 | City of Geneseo - (IL) | 944 | Geneseo | IL | Henry | 2 | Natural Gas Internal Combustion Engine | IC |  | S | X | X |  |  | 3.5 | 0.8 | 2.8 | 2.8 | 1.5 | N |  |  | OP | X | 10 | 1967 |  |  | N | Electric Utility | 1 | T T T: X; OBS BLQ BLQ: NG; OBS NG PUR: DFO |  |  |  | N | N |  | 1H | [23 empty] | Y | Y | Y
7095 | City of Geneseo - (IL) | 944 | Geneseo | IL | Henry | 3 | Natural Gas Internal Combustion Engine | IC |  | S | X | X |  |  | 3.5 | 0.8 | 2.8 | 2.8 | 1.5 | N |  |  | OP | X | 6 | 1966 |  |  | N | Electric Utility | 1 | T T T: X; OBS BLQ BLQ: NG; OBS NG PUR: DFO |  |  |  | N | N |  | 1H | [23 empty] | Y | Y | Y
15772 | City of Red Bud - (IL) | 959 | Red Bud | IL | Randolph | 4 | Petroleum Liquids | IC |  | S | X | X | AMIL.IP.IMEA | AMIL.IP.IMEA | 3.5 | 0.8 | 3 | 3 | 1.5 | N |  |  | OP | X | 3 | 1973 |  |  | N | Electric Utility | 1 | T T T: X; OBS BLQ BLQ: DFO |  |  |  | N | N |  | 1H | [23 empty] | N | N | N
16179 | Rochelle Municipal Utilities | 960 | North Ninth Street | IL | Ogle | 9 | Natural Gas Internal Combustion Engine | IC |  | S | X | X | PJM/ComEd.ROCHELLE | PJM/ComEd.ROCHELLE | 3.5 | 0.8 | 3 | 3 | 0.5 | N |  |  | OP | X | 5 | 1989 |  |  | N | Electric Utility | 1 | T T T: X; OBS BLQ BLQ: NG; OBS NG PUR: DFO |  |  |  |  | N |  | 1H | [23 empty] | Y | Y | Y
11390 | M&M Mars Inc | 54855 | Mars Snackfood US | IL | Cook | 1 | Natural Gas Fired Combustion Turbine | GT |  | S | X | X |  |  | 3.5 | 0.98 | 3 | 3.8 | 1 | N |  |  | OS | X | 5 | 1987 |  |  | Y | Industrial CHP | 7 | [11 empty] | N |  |  | 12H | [23 empty] | N | N | N | bar: T T T to OBS BLQ BLQ
57306 | Southern Illinois University Carbondale | 57928 | SIUC | IL | Jackson | GEN5 | Conventional Steam Coal | ST |  | S | X | X |  |  | 3.5 | 0.93 | 2.8 | 2.8 | 0.3 | N |  |  | OP | X | 6 | 1998 |  |  | Y | Commercial CHP | 5 | T T T: T; OBS BLQ BLQ: BIT; DFO NG NG: NG |  |  |  | N | N |  | 12H | Y |  |  |  | Y | [18 empty] | N
58303 | Energy Systems Group LLC | 59794 | Chicago West Side Energy Center | IL | Cook | GEN1 | Natural Gas Fired Combustion Turbine | GT |  | W | X | X |  |  | 3.5 | 0.8 | 3.5 | 3.5 | 1.8 | N |  |  | OP | X | 10 | 2003 |  |  | Y | IPP CHP | 3 | [11 empty] | N | N |  | 1H | [23 empty] | N | bar: T T T to OBS BLQ BLQ
29767 | Illinois Institute-Technology | 52021 | ITT Cogen Facility | IL | Cook | GEN1 | Natural Gas Fired Combustion Turbine | GT |  | S | X | X | 33092313 | 33092313 | 3.7 | 0.8 | 3.5 | 3.7 | 0.1 | N |  |  | SB | Y | 5 | 1991 |  |  | Y | Commercial CHP | 5 | T T T: T; OBS BLQ BLQ: NG; OBS NG PUR: DFO; DFO NG NG: NG |  |  |  | N | N | 0 | 1H | [23 empty] | Y | N | Y
29767 | Illinois Institute-Technology | 52021 | ITT Cogen Facility | IL | Cook | GEN2 | Natural Gas Fired Combustion Turbine | GT |  | S | X | X | 33092313 | 33092313 | 3.7 | 0.8 | 3.5 | 3.7 | 0.1 | N |  |  | SB | Y | 5 | 1991 |  |  | Y | Commercial CHP | 5 | T T T: T; OBS BLQ BLQ: NG; OBS NG PUR: DFO; DFO NG NG: NG |  |  |  | N | N |  | 1H | [23 empty] | Y | N | Y
19528 | University of Illinois | 54044 | University of Illinois Cogen Facility | IL | Cook | GEN3 | Natural Gas Internal Combustion Engine | IC |  | S | X | X |  |  | 3.7 | 0.8 | 3.7 | 3.7 | 1 | N |  |  | OS | X | 7 | 2000 |  |  | Y | Commercial CHP | 5 | [11 empty] | N | N |  | 1H | [20 empty] | N |  |  | N | N | N | bar: T T T to OBS BLQ BLQ
19528 | University of Illinois | 54044 | University of Illinois Cogen Facility | IL | Cook | GEN4 | Natural Gas Internal Combustion Engine | IC |  | S | X | X |  |  | 3.7 | 0.8 | 3.7 | 3.7 | 1 | N |  |  | OS | X | 7 | 2000 |  |  | Y | Commercial CHP | 5 | [11 empty] | N | N |  | 1H | [20 empty] | N |  |  | N | bar: T T T to OBS BLQ BLQ
16179 | Rochelle Municipal Utilities | 960 | North Ninth Street | IL | Ogle | 7 | Natural Gas Internal Combustion Engine | IC |  | S | X | X | PJM/ComEd.ROCHELLE | PJM/ComEd.ROCHELLE | 3.8 | 0.8 | 3.5 | 3.5 | 0.5 | N |  |  | OP | X | 2 | 1967 |  |  | N | Electric Utility | 1 | T T T: X; OBS BLQ BLQ: NG; OBS NG PUR: DFO |  |  |  |  | N |  | 1H | [23 empty] | Y | Y | Y
14293 | Nalco Co | 50326 | Nalco | IL | DuPage | AT1 | Natural Gas Fired Combined Cycle | CT | CC1 | W | X | Y |  |  | 4 | 0.8 | 3 | 3.5 | 0 | N |  |  | OP | X | 11 | 1985 |  |  | Y | Commercial CHP | 5 | [11 empty] | N |  |  | 10M | [23 empty] | N | N | N | bar: T T T to OBS BLQ BLQ
16179 | Rochelle Municipal Utilities | 7770 | 1515 S Caron Road | IL | Ogle | GT1 | Natural Gas Fired Combustion Turbine | GT |  | S | X | X |  |  | 4.2 | 0.8 | 3 | 3.5 | 2 | N |  |  | OP | X | 5 | 2000 |  |  | N | Electric Utility | 1 | [14 empty] | 10M | [23 empty] | N | N | N | bar: T T T to OBS BLQ BLQ
8683 | CSL Behring LLC | 54790 | CSL Behring LLC | IL | Kankakee | GEN1 | Natural Gas Fired Combustion Turbine | GT |  | S | X | X |  |  | 4.2 | 0.9 | 3.8 | 5.3 | 0.1 | N |  |  | OP | X | 5 | 1993 |  |  | Y | Industrial CHP | 7 | [11 empty] | N | N |  | 1H | [23 empty] | N | N | N | bar: T T T to OBS BLQ BLQ
18277 | City of Sullivan - (IL) | 969 | Sullivan (IL) | IL | Moultrie | 1 | Petroleum Liquids | IC |  | S | X | X | AMIL.IP.IMEA | AMIL.IP.IMEA | 4.3 | 0.8 | 4.3 | 4.3 | 1 | N |  |  | SB | Y | 12 | 1974 |  |  | N | Electric Utility | 1 | T T T: X; OBS BLQ BLQ: DFO |  |  |  | N | N |  | 1H | [23 empty] | N | N | N
3040 | City of Carmi - (IL) | 937 | Carmi | IL | White | 13 | Petroleum Liquids | IC |  | S | X | X |  |  | 4.4 | 0.8 | 4.3 | 4.3 | 2 | N |  |  | OP | X | 12 | 1973 |  |  | N | Electric Utility | 1 | T T T: X; OBS BLQ BLQ: DFO; OBS NG PUR: NG |  |  |  | N | N |  | 10M | [23 empty] | Y | Y | Y
7095 | City of Geneseo - (IL) | 944 | Geneseo | IL | Henry | 5A | Natural Gas Internal Combustion Engine | IC |  | S | X | X |  |  | 4.4 | 0.8 | 3.4 | 3.4 | 1.5 | N |  |  | OP | X | 8 | 1990 |  |  | N | Electric Utility | 1 | T T T: X; OBS BLQ BLQ: NG; OBS NG PUR: DFO |  |  |  | N | N |  | 1H | [23 empty] | Y | Y | Y
8573 | City of Highland | 946 | Highland | IL | Madison | IC7 | Petroleum Liquids | IC |  | S | X | X |  |  | 4.4 | 0.8 | 4 | 4 | 2.2 | N |  |  | SB | Y | 8 | 1971 |  |  | N | Electric Utility | 1 | T T T: X; OBS BLQ BLQ: DFO; OBS NG PUR: NG |  |  |  | N | N |  | 10M | [23 empty] | Y | N | Y
8573 | City of Highland | 946 | Highland | IL | Madison | IC8 | Petroleum Liquids | IC |  | S | X | X |  |  | 4.4 | 0.8 | 4 | 4 | 2.2 | N |  |  | SB | Y | 8 | 1971 |  |  | N | Electric Utility | 1 | T T T: X; OBS BLQ BLQ: DFO; OBS NG PUR: NG |  |  |  | N | N |  | 10M | [23 empty] | Y | N | Y
15388 | City of Princeton - (IL) | 957 | Princeton (IL) | IL | Bureau | 5 | Natural Gas Internal Combustion Engine | IC |  | S | X | X | AMIL.IP.IMEA | AMIL.IP.IMEA | 4.4 | 0.8 | 4.4 | 4.4 | 1 | N |  |  | SB | Y | 7 | 1971 |  |  | N | Electric Utility | 1 | T T T: X; OBS BLQ BLQ: NG; OBS NG PUR: DFO |  |  |  | N | N |  | 1H | [23 empty] | Y | Y | Y
49778 | Mondelez Global, LLC | 54933 | Mondelez Global LLC | IL | Winnebago | GEN1 | Natural Gas Fired Combustion Turbine | GT |  | S | X | X |  |  | 4.7 | 0.8 | 5 | 3 | 1.5 | N |  |  | OP | X | 2 | 1995 |  |  | Y | Industrial CHP | 7 | [11 empty] | N | N |  | 10M | [23 empty] | N | N | N | bar: T T T to OBS BLQ BLQ
7095 | City of Geneseo - (IL) | 944 | Geneseo | IL | Henry | 9 | Petroleum Liquids | IC |  | S | X | X |  |  | 4.8 | 0.8 | 3.8 | 3.8 | 1 | N |  |  | OP | X | 5 | 1998 |  |  | N | Electric Utility | 1 | T T T: X; OBS BLQ BLQ: DFO |  |  |  | N | N |  | 1H | [23 empty] | N |  | N
4222 | Ingredion Inc - Illinois | 54556 | Ingredion Incorporated | IL | Cook | TG03 | Natural Gas Fired Combustion Turbine | GT |  | S | X | X |  |  | 4.8 | 0.8 | 4.4 | 4.8 | 0.5 | N |  |  | SB | Y | 2 | 1996 |  |  | N | Industrial CHP | 7 | [11 empty] | N | N |  | 10M | [23 empty] | N | N | bar: T T T to OBS BLQ BLQ
4222 | Ingredion Inc - Illinois | 54556 | Ingredion Incorporated | IL | Cook | TG04 | Natural Gas Fired Combustion Turbine | GT |  | S | X | X |  |  | 4.8 | 0.8 | 4.4 | 4.8 | 0.5 | N |  |  | SB | Y | 2 | 1996 |  |  | N | Industrial CHP | 7 | [11 empty] | N | N |  | 10M | [23 empty] | N | N | bar: T T T to OBS BLQ BLQ
9267 | Hoosier Energy R E C, Inc | 55054 | Livingston Generating Facility | IL | Livingston | 1 | Landfill Gas | GT |  | S | X | X |  |  | 5 | 0.8 | 3.4 | 3.7 | 1.5 | N |  |  | OP | X | 12 | 1999 |  |  | N | Electric Utility | 1 | T T T: X; OBS BLQ BLQ: LFG |  |  |  | N | N |  | 10M | [23 empty] | N
9267 | Hoosier Energy R E C, Inc | 55054 | Livingston Generating Facility | IL | Livingston | 3 | Landfill Gas | GT |  | S | X | X |  |  | 5 | 0.8 | 3.4 | 3.7 | 1.5 | N |  |  | OP | X | 12 | 1999 |  |  | N | Electric Utility | 1 | T T T: X; OBS BLQ BLQ: LFG |  |  |  | N | N |  | 10M | [23 empty] | N
9267 | Hoosier Energy R E C, Inc | 55054 | Livingston Generating Facility | IL | Livingston | GEN2 | Landfill Gas | GT |  | S | X | X |  |  | 5 | 0.8 | 3.4 | 3.7 | 1.5 | N |  |  | OP | X | 1 | 2000 |  |  | N | Electric Utility | 1 | T T T: X; OBS BLQ BLQ: LFG |  |  |  | N | N |  | 10M | [23 empty] | N
58089 | Adkins Energy LLC | 58136 | Adkins Energy LLC | IL | Stephenson | S5MW | Natural Gas Fired Combustion Turbine | GT |  | S | X | X |  |  | 5 | 0.8 | 4 | 5 | 3 | N |  |  | OP | X | 8 | 2002 |  |  | Y | Industrial CHP | 7 | [11 empty] | N | N |  | 1H | [23 empty] | N | N | N | bar: T T T to OBS BLQ BLQ; DFO NG NG
58303 | Energy Systems Group LLC | 58328 | North Chicago Energy Center | IL | Lake | GT1 | Natural Gas Fired Combustion Turbine | GT |  | W | X | X |  |  | 5.2 | 0.8 | 5.2 | 5 | 2.5 | N |  |  | OP | X | 10 | 2003 |  |  | Y | Commercial CHP | 5 | [11 empty] | N | N |  | 1H | [20 empty] | N |  |  | N | N | N | bar: T T T to OBS BLQ BLQ
58151 | Loyola University Health System | 58181 | Loyola University Health Plant | IL | Cook | UNIT1 | Natural Gas Fired Combustion Turbine | GT |  | S | X | X |  |  | 5.3 | 0.9 | 3.9 | 5.6 | 0 | N |  |  | OP | X | 9 | 2005 |  |  | Y | Commercial CHP | 5 | [11 empty] | N | N |  | 1H | [20 empty] | N |  |  | N | N | N | bar: T T T to OBS BLQ BLQ
58151 | Loyola University Health System | 58181 | Loyola University Health Plant | IL | Cook | UNIT2 | Natural Gas Fired Combustion Turbine | GT |  | S | X | X |  |  | 5.3 | 0.9 | 3.9 | 5.6 | 0 | N |  |  | OP | X | 9 | 2005 |  |  | Y | Commercial CHP | 5 | [11 empty] | N | N |  | 1H | [20 empty] | N |  |  | N | N | N | bar: T T T to OBS BLQ BLQ
19528 | University of Illinois | 54044 | University of Illinois Cogen Facility | IL | Cook | RE1 | Natural Gas Internal Combustion Engine | IC |  | S | X | X |  |  | 5.5 | 0.95 | 5.5 | 5.5 | 1 | N |  |  | OP | X | 1 | 2002 |  |  | Y | Commercial CHP | 5 | [11 empty] | N | N |  | 1H | [20 empty] | N |  |  | N | bar: T T T to OBS BLQ BLQ
19528 | University of Illinois | 54044 | University of Illinois Cogen Facility | IL | Cook | RE2 | Natural Gas Internal Combustion Engine | IC |  | S | X | X |  |  | 5.5 | 0.95 | 5.5 | 5.5 | 1 | N |  |  | OP | X | 1 | 2002 |  |  | Y | Commercial CHP | 5 | [11 empty] | N | N |  | 1H | [20 empty] | N |  |  | N |  | N | bar: T T T to OBS BLQ BLQ
19528 | University of Illinois | 54044 | University of Illinois Cogen Facility | IL | Cook | RE3 | Natural Gas Internal Combustion Engine | IC |  | S | X | X |  |  | 5.5 | 0.95 | 5.5 | 5.5 | 1 | N |  |  | OP | X | 1 | 2002 |  |  | Y | Commercial CHP | 5 | [11 empty] | N | N |  | 1H | [20 empty] | N |  |  | N |  | N | bar: T T T to OBS BLQ BLQ
7095 | City of Geneseo - (IL) | 944 | Geneseo | IL | Henry | 1 | Natural Gas Internal Combustion Engine | IC |  | S | X | X |  |  | 5.6 | 0.8 | 4.4 | 4.4 | 1.8 | N |  |  | OP | X | 3 | 1974 |  |  | N | Electric Utility | 1 | T T T: X; OBS BLQ BLQ: NG; OBS NG PUR: DFO |  |  |  | N | N |  | 1H | [23 empty] | Y | Y | Y
15388 | City of Princeton - (IL) | 957 | Princeton (IL) | IL | Bureau | 6 | Natural Gas Internal Combustion Engine | IC |  | S | X | X | AMIL.IP.IMEA | AMIL.IP.IMEA | 5.6 | 0.8 | 5.5 | 5.5 | 1 | N |  |  | SB | Y | 8 | 1971 |  |  | N | Electric Utility | 1 | T T T: X; OBS BLQ BLQ: NG; OBS NG PUR: DFO |  |  |  | N | N |  | 1H | [23 empty] | Y | Y | Y
7096 | City of Geneva- (IL) | 56462 | Geneva Generation Facility | IL | Kane | GEN 1 | Natural Gas Internal Combustion Engine | IC |  | S | X | X | 33092303 | 33092303 | 5.9 | 0.8 | 5.4 | 5.8 | 1.5 | N |  |  | OP | X | 6 | 2005 |  |  | N | Electric Utility | 1 | [11 empty] | N | N |  | 12H | [20 empty] | N |  |  | N | N | N | bar: T T T to OBS BLQ BLQ
7096 | City of Geneva- (IL) | 56462 | Geneva Generation Facility | IL | Kane | GEN 2 | Natural Gas Internal Combustion Engine | IC |  | S | X | X | 33092303 | 33092303 | 5.9 | 0.8 | 5.4 | 5.8 | 1.5 | N |  |  | OP | X | 6 | 2005 |  |  | N | Electric Utility | 1 | [11 empty] | N | N |  | 12H | [20 empty] | N |  |  | N | N | N | bar: T T T to OBS BLQ BLQ
7096 | City of Geneva- (IL) | 56462 | Geneva Generation Facility | IL | Kane | GEN 3 | Natural Gas Internal Combustion Engine | IC |  | S | X | X | 33092303 | 33092303 | 5.9 | 0.8 | 5.4 | 5.8 | 1.5 | N |  |  | OP | X | 6 | 2005 |  |  | N | Electric Utility | 1 | [11 empty] | N | N |  | 12H | [20 empty] | N |  |  | N | N | N | bar: T T T to OBS BLQ BLQ
7096 | City of Geneva- (IL) | 56462 | Geneva Generation Facility | IL | Kane | GEN 4 | Natural Gas Internal Combustion Engine | IC |  | S | X | X | 33092303 | 33092303 | 5.9 | 0.8 | 5.4 | 5.8 | 1.5 | N |  |  | OP | X | 6 | 2005 |  |  | N | Electric Utility | 1 | [11 empty] | N | N |  | 12H | [20 empty] | N |  |  | N | N | N | bar: T T T to OBS BLQ BLQ
7096 | City of Geneva- (IL) | 56462 | Geneva Generation Facility | IL | Kane | GEN 5 | Natural Gas Internal Combustion Engine | IC |  | S | X | X | 33092303 | 33092303 | 5.9 | 0.8 | 5.4 | 5.8 | 1.5 | N |  |  | OP | X | 6 | 2005 |  |  | N | Electric Utility | 1 | [11 empty] | N | N |  | 12H | [20 empty] | N |  |  | N | N | N | bar: T T T to OBS BLQ BLQ
19145 | DTE Tuscola, LLC | 55245 | Tuscola Station | IL | Douglas | TG3 | Natural Gas Steam Turbine | ST |  | S | X | X |  |  | 6 | 0.8 | 4.8 | 5 | 1 | N |  |  | OP | X | 1 | 2001 |  |  | Y | Industrial CHP | 7 | [11 empty] | N | N |  | 12H |  | N |  |  | N | [18 empty] | N | N | N | bar: T T T to OBS BLQ BLQ; DFO NG NG
20824 | Village of Winnetka - (IL) | 972 | Winnetka | IL | Cook | 6 | Natural Gas Steam Turbine | ST |  | S | X | X |  |  | 6.3 | 0.8 | 6.3 | 6.3 | 2 | N |  |  | OP | X | 1 | 1948 |  |  | N | Electric Utility | 1 | T T T: X; OBS BLQ BLQ: NG; OBS NG PUR: DFO; DFO NG NG: NG |  |  |  | N | N |  | 12H | [23 empty] | Y | Y | Y
19528 | University of Illinois | 54044 | University of Illinois Cogen Facility | IL | Cook | GEN1 | Natural Gas Internal Combustion Engine | IC |  | S | X | X |  |  | 6.3 | 0.8 | 6.3 | 6.3 | 3 | N |  |  | OP | X | 4 | 1993 |  |  | Y | Commercial CHP | 5 | T T T: T; OBS BLQ BLQ: NG; OBS NG PUR: DFO; DFO NG NG: DFO |  |  |  | N | N |  | 1H | [20 empty] | N |  |  | Y | Y | Y
19528 | University of Illinois | 54044 | University of Illinois Cogen Facility | IL | Cook | GEN2 | Natural Gas Internal Combustion Engine | IC |  | S | X | X |  |  | 6.3 | 0.8 | 6.3 | 6.3 | 3 | N |  |  | OP | X | 5 | 1993 |  |  | Y | Commercial CHP | 5 | T T T: T; OBS BLQ BLQ: NG; OBS NG PUR: DFO; DFO NG NG: DFO |  |  |  | N | N |  | 1H | [20 empty] | N |  |  | Y | Y | Y
60444 | Argonne National Laboratory | 60742 | Argonne National Laboratory CHP | IL | DuPage | CHP | Natural Gas Fired Combustion Turbine | GT |  | S | X | X | J310 | J310 | 6.3 | 0.9 | 4.7 | 7.1 | 0.5 | N |  |  | OP | X | 5 | 2016 |  |  | Y | IPP CHP | 3 | [11 empty] | N | N |  | 12H | [23 empty] | N |  | N | bar: T T T to OBS BLQ BLQ
5519 | ExxonMobil Oil Corp | 50627 | ExxonMobil Oil Joliet Refinery | IL | Will | STG1 | Other Gases | ST |  | S | X | X |  |  | 6.5 | 0.8 | 3.3 | 3.3 | 2 | N |  |  | OP | X | 11 | 1987 |  |  | N | Industrial CHP | 7 | T T T: X; OBS BLQ BLQ: OG; OBS NG PUR: NG; DFO NG NG: OG |  |  |  | N | N |  | OVER | [23 empty] | N | N | N
20180 | City of Waterloo - (IL) | 971 | Waterloo | IL | Monroe | 12 | Natural Gas Fired Combustion Turbine | GT |  | S | X | X | AMIL.IMEA1 | AMIL.IMEA1 | 6.6 | 0.8 | 6.6 | 7 | 4 | N |  |  | SB | Y | 5 | 2002 |  |  | N | Electric Utility | 1 | T T T: X; OBS BLQ BLQ: NG; OBS NG PUR: DFO |  |  |  | N | N |  | 10M | [23 empty] | Y | N | Y
15388 | City of Princeton - (IL) | 957 | Princeton (IL) | IL | Bureau | 7 | Natural Gas Internal Combustion Engine | IC |  | S | X | X | AMIL.IP.IMEA | AMIL.IP.IMEA | 7 | 0.8 | 7 | 7 | 1 | N |  |  | SB | Y | 9 | 1976 |  |  | N | Electric Utility | 1 | T T T: X; OBS BLQ BLQ: NG; OBS NG PUR: DFO |  |  |  | N | N |  | 1H | [23 empty] | Y | Y | Y
20180 | City of Waterloo - (IL) | 971 | Waterloo | IL | Monroe | 13 | Natural Gas Fired Combustion Turbine | GT |  | S | X | X | AMIL.IMEA1 | AMIL.IMEA1 | 7 | 0.8 | 6.6 | 7 | 4 | N |  |  | SB | Y | 5 | 2012 |  |  | N | Electric Utility | 1 | T T T: X; OBS BLQ BLQ: NG; OBS NG PUR: DFO |  |  |  | N | N |  | 10M | [23 empty] | Y | N | Y
19528 | University of Illinois | 54780 | University of Illinois Abbott Power Plt | IL | Champaign | T12 | Natural Gas Steam Turbine | ST |  | S | X | X |  |  | 7 | 0.85 | 7 | 7 | 3 | N |  |  | OP | X | 4 | 2004 |  |  | Y | Commercial CHP | 5 | T | NG | BIT | DFO |  |  |  | NG |  |  |  | N | N |  | 12H |  |  | Y | N | Y | [15 empty] | N |  |  | Y | Y | Y
58303 | Energy Systems Group LLC | 58328 | North Chicago Energy Center | IL | Lake | GT2 | Natural Gas Fired Combustion Turbine | GT |  | W | X | X |  |  | 7.2 | 0.8 | 7.1 | 6.5 | 3.5 | N |  |  | OP | X | 8 | 2005 |  |  | Y | Commercial CHP | 5 | [11 empty] | N | N |  | 1H | [20 empty] | N |  |  | N | N | N | bar: T T T to OBS BLQ BLQ
19528 | University of Illinois | 54780 | University of Illinois Abbott Power Plt | IL | Champaign | T6 | Natural Gas Steam Turbine | ST |  | S | X | X |  |  | 7.5 | 0.8 | 7.5 | 7.5 | 1.5 | N |  |  | OP | X | 6 | 1959 |  |  | Y | Commercial CHP | 5 | T | NG | BIT | DFO |  |  |  | NG |  |  |  | N | N |  | 12H |  |  | Y | N | Y | [15 empty] | N |  |  | Y | Y | Y
19528 | University of Illinois | 54780 | University of Illinois Abbott Power Plt | IL | Champaign | T7 | Natural Gas Steam Turbine | ST |  | S | X | X |  |  | 7.5 | 0.8 | 7.5 | 7.5 | 1.5 | N |  |  | OP | X | 8 | 1962 |  |  | Y | Commercial CHP | 5 | T | NG | BIT | DFO |  |  |  | NG |  |  |  | N | N |  | 12H |  |  | Y | N | Y | [15 empty] | N |  |  | Y | Y | Y
19528 | University of Illinois | 54044 | University of Illinois Cogen Facility | IL | Cook | CT1 | Natural Gas Fired Combustion Turbine | GT |  | S | X | X |  |  | 7.8 | 0.86 | 6.4 | 7.8 | 0.5 | N |  |  | OP | X | 1 | 2002 |  |  | Y | Commercial CHP | 5 | [11 empty] | N | N |  | 1H | [20 empty] | N |  |  | N | N | bar: T T T to OBS BLQ BLQ
19528 | University of Illinois | 54044 | University of Illinois Cogen Facility | IL | Cook | CT2 | Natural Gas Fired Combustion Turbine | GT |  | S | X | X |  |  | 7.8 | 0.86 | 6.4 | 7.8 | 0.5 | N |  |  | OP | X | 1 | 2002 |  |  | Y | Commercial CHP | 5 | [11 empty] | N | N |  | 1H | [20 empty] | N |  |  | N | N | N | bar: T T T to OBS BLQ BLQ
19528 | University of Illinois | 54044 | University of Illinois Cogen Facility | IL | Cook | CT3 | Natural Gas Fired Combustion Turbine | GT |  | S | X | X |  |  | 7.8 | 0.86 | 6.4 | 7.8 | 0.5 | N |  |  | OP | X | 1 | 2002 |  |  | Y | Commercial CHP | 5 | [11 empty] | N | N |  | 1H | [20 empty] | N |  |  | N | N | N | bar: T T T to OBS BLQ BLQ
19528 | University of Illinois | 54780 | University of Illinois Abbott Power Plt | IL | Champaign | T10 | Natural Gas Steam Turbine | ST |  | S | X | X |  |  | 7.8 | 0.85 | 7.8 | 7.8 | 3 | N |  |  | OP | X | 8 | 2004 |  |  | Y | Commercial CHP | 5 | T | NG | BIT | DFO |  |  |  | NG |  |  |  | N | N |  | 12H |  |  | Y | N | Y | [15 empty] | N |  |  | Y | Y | Y
2836 | BP America Inc | 50722 | BP Naperville Cogeneration Facility | IL | DuPage | GEN1 | Natural Gas Fired Combustion Turbine | GT |  | S | X | X |  |  | 8.3 | 0.8 | 7 | 12 | 4.3 | N |  |  | OP | X | 12 | 1990 |  |  | Y | Commercial CHP | 5 | [11 empty] | N | N |  | 12H |  |  |  | N | [16 empty] | N |  |  | N | N | N | bar: T T T to OBS BLQ BLQ
15388 | City of Princeton - (IL) | 957 | Princeton (IL) | IL | Bureau | 8 | Natural Gas Internal Combustion Engine | IC |  | S | X | X | AMIL.IP.IMEA | AMIL.IP.IMEA | 8.8 | 0.8 | 8.7 | 8.7 | 1 | N |  |  | SB | Y | 9 | 1976 |  |  | N | Electric Utility | 1 | T T T: X; OBS BLQ BLQ: NG; OBS NG PUR: DFO |  |  |  | N | N |  | 1H | [23 empty] | Y | Y | Y
20824 | Village of Winnetka - (IL) | 972 | Winnetka | IL | Cook | 4 | Natural Gas Steam Turbine | ST |  | S | X | X |  |  | 9.4 | 0.8 | 9.4 | 9.4 | 2.4 | N |  |  | OP | X | 1 | 1953 |  |  | N | Electric Utility | 1 | T T T: X; OBS BLQ BLQ: NG; OBS NG PUR: DFO; DFO NG NG: NG |  |  |  | N | N |  | 12H | [23 empty] | Y | Y | Y
14840 | City of Peru - (IL) | 955 | Peru (IL) | IL | LaSalle | GT1 | Petroleum Liquids | GT |  | S | X | X | AMIL.IP.IMEA | AMIL.IP.IMEA | 10 | 0.8 | 8.6 | 8.6 | 1 | N |  |  | OP | X | 10 | 1968 |  |  | N | Electric Utility | 1 | [11 empty] | N | N |  | 1H | [23 empty] | N |  | N | bar: T T T to OBS BLQ BLQ
5519 | ExxonMobil Oil Corp | 50627 | ExxonMobil Oil Joliet Refinery | IL | Will | MG | Other Gases | ST |  | S | X | X |  |  | 11.2 | 0.8 | 11.2 | 11.2 | 0 | N |  |  | OP | X | 5 | 1986 |  |  | N | Industrial CHP | 7 | T T T: X; OBS BLQ BLQ: OG; OBS NG PUR: NG; DFO NG NG: OG |  |  |  | N | N |  | OVER | [23 empty] | N | N | N
20824 | Village of Winnetka - (IL) | 972 | Winnetka | IL | Cook | 7 | Natural Gas Steam Turbine | ST |  | S | X | X |  |  | 12.5 | 0.8 | 12.5 | 12.5 | 3.1 | N |  |  | OP | X | 1 | 1960 |  |  | N | Electric Utility | 1 | T T T: X; OBS BLQ BLQ: NG; OBS NG PUR: DFO; DFO NG NG: NG |  |  |  | N | N |  | 12H | [23 empty] | Y | Y | Y
19528 | University of Illinois | 54780 | University of Illinois Abbott Power Plt | IL | Champaign | T11 | Natural Gas Steam Turbine | ST |  | S | X | X |  |  | 12.5 | 0.85 | 12.5 | 12.5 | 3 | N |  |  | OP | X | 6 | 2004 |  |  | Y | Commercial CHP | 5 | T | NG | BIT | DFO |  |  |  | NG |  |  |  | N | N |  | 12H |  |  | Y | N | Y | [15 empty] | N |  |  | Y | Y | Y
19528 | University of Illinois | 54780 | University of Illinois Abbott Power Plt | IL | Champaign | T8 | Natural Gas Fired Combustion Turbine | GT |  | S | X | X |  |  | 13 | 0.85 | 12.5 | 15 | 7 | N |  |  | OP | X | 9 | 2003 |  |  | Y | Commercial CHP | 5 | T T T: T; OBS BLQ BLQ: NG; OBS NG PUR: DFO; DFO NG NG: NG |  |  |  | N | N |  | 12H |  |  |  | N | [16 empty] | N |  |  | Y | Y | Y
19528 | University of Illinois | 54780 | University of Illinois Abbott Power Plt | IL | Champaign | T9 | Natural Gas Fired Combustion Turbine | GT |  | S | X | X |  |  | 13 | 0.85 | 12.5 | 15 | 7 | N |  |  | OP | X | 11 | 2003 |  |  | Y | Commercial CHP | 5 | T T T: T; OBS BLQ BLQ: NG; OBS NG PUR: DFO; DFO NG NG: NG |  |  |  | N | N |  | 12H |  |  |  | N | [16 empty] | N |  |  | Y | Y | Y
17828 | City of Springfield - (IL) | 965 | Reynolds | IL | Sangamon | 1 | Petroleum Liquids | GT |  | S | X | X | CWLP.REYNOLS91 | CWLP.REYNOLS91 | 17.5 | 0.85 | 13.6 | 14.9 | 1.7 | N |  |  | OP | X | 11 | 1970 |  |  | N | Electric Utility | 1 | T T T: X; OBS BLQ BLQ: DFO |  |  |  | N | N |  | 1H | [23 empty] | N | N | N
12341 | MidAmerican Energy Co | 899 | Moline | IL | Rock Island | GT1 | Natural Gas Fired Combustion Turbine | GT |  | S | X | X | MEC.MOLCT14 | MEC.MOLCT14 | 18 | 0.85 | 16 | 20 | 2.5 | N |  |  | OP | X | 5 | 1970 |  |  | N | Electric Utility | 1 | [11 empty] | N |  |  | 1H | [23 empty] | N | bar: T T T to OBS BLQ BLQ
12341 | MidAmerican Energy Co | 899 | Moline | IL | Rock Island | GT2 | Natural Gas Fired Combustion Turbine | GT |  | S | X | X | MEC.MOLCT14 | MEC.MOLCT14 | 18 | 0.85 | 16 | 20 | 2.5 | N |  |  | OP | X | 5 | 1970 |  |  | N | Electric Utility | 1 | [11 empty] | N |  |  | 1H | [23 empty] | N | bar: T T T to OBS BLQ BLQ
12341 | MidAmerican Energy Co | 899 | Moline | IL | Rock Island | GT3 | Natural Gas Fired Combustion Turbine | GT |  | S | X | X | MEC.MOLCT14 | MEC.MOLCT14 | 18 | 0.85 | 16 | 20 | 2.5 | N |  |  | OP | X | 5 | 1970 |  |  | N | Electric Utility | 1 | [11 empty] | N |  |  | 1H | [23 empty] | N | bar: T T T to OBS BLQ BLQ
12341 | MidAmerican Energy Co | 899 | Moline | IL | Rock Island | GT4 | Natural Gas Fired Combustion Turbine | GT |  | S | X | X | MEC.MOLCT14 | MEC.MOLCT14 | 18 | 0.85 | 16 | 20 | 2.5 | N |  |  | OP | X | 5 | 1970 |  |  | N | Electric Utility | 1 | [11 empty] | N |  |  | 1H | [23 empty] | N | bar: T T T to OBS BLQ BLQ
772 | Archer Daniels Midland Co | 10866 | Archer Daniels Midland Peoria | IL | Peoria | GEN6 | Natural Gas Fired Combustion Turbine | GT |  | S | X | X |  |  | 18 | 0.85 | 15 | 18 | 5 | N |  |  | OP | X | 1 | 1988 |  |  | Y | Industrial CHP | 7 | [11 empty] | N |  |  | 12H |  |  |  |  | N | [18 empty] | N | bar: T T T to OBS BLQ BLQ
772 | Archer Daniels Midland Co | 10866 | Archer Daniels Midland Peoria | IL | Peoria | GEN7 | Natural Gas Fired Combustion Turbine | GT |  | S | X | X |  |  | 18 | 0.85 | 15 | 18 | 5 | N |  |  | OP | X | 1 | 1988 |  |  | Y | Industrial CHP | 7 | [11 empty] | N |  |  | 12H | [23 empty] | N | bar: T T T to OBS BLQ BLQ
40307 | Prairie Power, Inc | 7818 | Alsey | IL | Scott | 3 | Natural Gas Fired Combustion Turbine | GT |  | S | X | X | AMIL.ALSEYCTG3 |  | 20 | 0.9 | 19.3 | 20.3 | 12 | N |  |  | OP | X | 7 | 1999 |  |  | N | Electric Utility | 1 | T T T: X; OBS BLQ BLQ: NG; OBS NG PUR: DFO |  |  |  | N | N |  | 10M | [23 empty] | Y | N | Y
40307 | Prairie Power, Inc | 7818 | Alsey | IL | Scott | 4 | Natural Gas Fired Combustion Turbine | GT |  | S | X | X | AMIL.ALSEYCTG4 |  | 20 | 0.9 | 18 | 19.4 | 12 | N |  |  | OP | X | 8 | 1999 |  |  | N | Electric Utility | 1 | T T T: X; OBS BLQ BLQ: NG; OBS NG PUR: DFO |  |  |  | N | N |  | 10M | [23 empty] | Y | N | Y
5519 | ExxonMobil Oil Corp | 50627 | ExxonMobil Oil Joliet Refinery | IL | Will | GTG1 | Other Gases | GT |  | S | X | X |  |  | 22 | 0.8 | 22 | 22 | 6 | N |  |  | OP | X | 11 | 1987 |  |  | Y | Industrial CHP | 7 | T T T: T; OBS BLQ BLQ: OG; OBS NG PUR: NG |  |  |  | N | N |  | 12H | [23 empty] | Y | N | N
4222 | Ingredion Inc - Illinois | 54556 | Ingredion Incorporated | IL | Cook | TGO1 | Conventional Steam Coal | ST |  | S | X | X |  |  | 22.5 | 0.8 | 21.1 | 21.2 | 5 | N |  |  | OP | X | 5 | 1991 |  |  | Y | Industrial CHP | 7 | T T T: T; OBS BLQ BLQ: BIT; OBS NG PUR: NG; DFO NG NG: NG |  |  |  | N | N |  | 1H | Y |  |  |  |  | Y | [17 empty] | N | N
4222 | Ingredion Inc - Illinois | 54556 | Ingredion Incorporated | IL | Cook | TGO2 | Conventional Steam Coal | ST |  | S | X | X |  |  | 22.5 | 0.8 | 21.1 | 21.2 | 5 | N |  |  | OP | X | 5 | 1991 |  |  | Y | Industrial CHP | 7 | T T T: T; OBS BLQ BLQ: BIT; OBS NG PUR: NG; DFO NG NG: NG |  |  |  | N | N |  | 1H | Y |  |  |  |  | Y | [17 empty] | N | N
40307 | Prairie Power, Inc | 6238 | Pearl Station | IL | Pike | GT1 | Petroleum Liquids | GT |  | S | X | X | AMIL.PEARLG2 |  | 24 | 0.9 | 20.1 | 22 | 2 | N |  |  | OP | X | 6 | 1973 |  |  | N | Electric Utility | 1 | T T T: X; OBS BLQ BLQ: DFO; DFO NG NG: DFO |  |  |  | N | N |  | 12H | N | N | [21 empty] | N | N | N
8453 | Hendricks Regional Health | 54731 | Hendricks Regional Health | IN | Hendricks | GEO3 | Petroleum Liquids | IC |  | S | X | X |  |  | 0.3 | 0.8 | 0.3 | 0.3 | 0 | N |  |  | SB | Y | 9 | 1992 |  |  | N | Commercial Non-CHP | 4 | T T T: X; OBS BLQ BLQ: DFO |  |  |  | N | N |  | 10M | [23 empty] | N
3179 | Caterpillar Inc | 50935 | Caterpillar | IN | Tippecanoe | R12 | Petroleum Liquids | IC |  | S | X | X |  |  | 0.4 | 0.8 | 0.3 | 0.3 | 0.1 | N |  |  | SB | N | 6 | 2001 |  |  | N | Industrial Non-CHP | 6 | T T T: X; OBS BLQ BLQ: DFO |  |  |  | N | N | 0 | 10M | [23 empty] | N | N | N
8453 | Hendricks Regional Health | 54731 | Hendricks Regional Health | IN | Hendricks | GEO1 | Petroleum Liquids | IC |  | S | X | X |  |  | 0.5 | 0.8 | 0.5 | 0.5 | 0 | N |  |  | SB | Y | 9 | 1992 |  |  | N | Commercial Non-CHP | 4 | T T T: X; OBS BLQ BLQ: DFO |  |  |  | N |  |  | 10M | [23 empty] | N
8453 | Hendricks Regional Health | 54731 | Hendricks Regional Health | IN | Hendricks | GEO2 | Petroleum Liquids | IC |  | S | X | X |  |  | 0.5 | 0.8 | 0.5 | 0.5 | 0 | N |  |  | SB | Y | 9 | 1992 |  |  | N | Commercial Non-CHP | 4 | T T T: X; OBS BLQ BLQ: DFO |  |  |  | N |  |  | 10M | [23 empty] | N
59774 | Crawfordsville Energy LLC | 1024 | Crawfordsville Power Plant | IN | Montgomery | D1 | Petroleum Liquids | IC |  | S | X | X |  |  | 0.8 | 0.8 | 0.9 | 0.9 | 0.8 | N |  |  | OP | X | 10 | 1994 |  |  | N | IPP Non-CHP | 2 | T T T: X; OBS BLQ BLQ: DFO |  |  |  | N | N |  | 1H |  |  |  | N | [16 empty] | N |  |  | N | N | N
40211 | Wabash Valley Power Assn, Inc | 54925 | Twin Bridges LFGTE | IN | Hendricks | I-1 | Landfill Gas | IC |  | S | X | X | CIN.TWINBR1 | CIN.TWINBR1 | 0.8 | 0.8 | 0.8 | 0.8 | 0.4 | N |  |  | OP | X | 10 | 1994 |  |  | N | Electric Utility | 1 | T T T: X; OBS BLQ BLQ: LFG |  |  |  | N | N |  | 10M | [23 empty] | N
40211 | Wabash Valley Power Assn, Inc | 54925 | Twin Bridges LFGTE | IN | Hendricks | I-2 | Landfill Gas | IC |  | S | X | X | CIN.TWINBR1 | CIN.TWINBR1 | 0.8 | 0.8 | 0.8 | 0.8 | 0.4 | N |  |  | OP | X | 10 | 1994 |  |  | N | Electric Utility | 1 | T T T: X; OBS BLQ BLQ: LFG |  |  |  | N | N |  | 10M | [23 empty] | N
40211 | Wabash Valley Power Assn, Inc | 54925 | Twin Bridges LFGTE | IN | Hendricks | I-3 | Landfill Gas | IC |  | S | X | X | CIN.TWINBR1 | CIN.TWINBR1 | 0.8 | 0.8 | 0.8 | 0.8 | 0.4 | N |  |  | OP | X | 10 | 1994 |  |  | N | Electric Utility | 1 | T T T: X; OBS BLQ BLQ: LFG |  |  |  | N | N |  | 10M | [23 empty] | N
40211 | Wabash Valley Power Assn, Inc | 54925 | Twin Bridges LFGTE | IN | Hendricks | I-4 | Landfill Gas | IC |  | S | X | X | CIN.TWINBR1 | CIN.TWINBR1 | 0.8 | 0.8 | 0.8 | 0.8 | 0.4 | N |  |  | OP | X | 10 | 1994 |  |  | N | Electric Utility | 1 | T T T: X; OBS BLQ BLQ: LFG |  |  |  | N | N |  | 10M | [23 empty] | N
40211 | Wabash Valley Power Assn, Inc | 54925 | Twin Bridges LFGTE | IN | Hendricks | II-1 | Landfill Gas | IC |  | S | X | X | CIN.TWINBR1 | CIN.TWINBR1 | 0.8 | 0.8 | 0.8 | 0.8 | 0.4 | N |  |  | OP | X | 7 | 2002 |  |  | N | Electric Utility | 1 | T T T: X; OBS BLQ BLQ: LFG |  |  |  | N | N |  | 10M | [23 empty] | N
40211 | Wabash Valley Power Assn, Inc | 54925 | Twin Bridges LFGTE | IN | Hendricks | II-2 | Landfill Gas | IC |  | S | X | X | CIN.TWINBR1 | CIN.TWINBR1 | 0.8 | 0.8 | 0.8 | 0.8 | 0.4 | N |  |  | OP | X | 7 | 2002 |  |  | N | Electric Utility | 1 | T T T: X; OBS BLQ BLQ: LFG |  |  |  | N | N |  | 10M | [23 empty] | N
40211 | Wabash Valley Power Assn, Inc | 54925 | Twin Bridges LFGTE | IN | Hendricks | II-3 | Landfill Gas | IC |  | S | X | X | CIN.TWINBR1 | CIN.TWINBR1 | 0.8 | 0.8 | 0.8 | 0.8 | 0.4 | N |  |  | OP | X | 7 | 2002 |  |  | N | Electric Utility | 1 | T T T: X; OBS BLQ BLQ: LFG |  |  |  | N | N |  | 10M | [23 empty] | N
40211 | Wabash Valley Power Assn, Inc | 54925 | Twin Bridges LFGTE | IN | Hendricks | II-4 | Landfill Gas | IC |  | S | X | X | CIN.TWINBR1 | CIN.TWINBR1 | 0.8 | 0.8 | 0.8 | 0.8 | 0.4 | N |  |  | OP | X | 7 | 2002 |  |  | N | Electric Utility | 1 | T T T: X; OBS BLQ BLQ: LFG |  |  |  | N | N |  | 10M | [23 empty] | N
40211 | Wabash Valley Power Assn, Inc | 54925 | Twin Bridges LFGTE | IN | Hendricks | III-1 | Landfill Gas | IC |  | S | X | X |  |  | 0.8 | 0.8 | 0.8 | 0.8 | 0.4 | N |  |  | OP | X | 1 | 2009 |  |  | N | Electric Utility | 1 | T T T: X; OBS BLQ BLQ: LFG |  |  |  | N | N |  | 10M | [23 empty] | N
40211 | Wabash Valley Power Assn, Inc | 54925 | Twin Bridges LFGTE | IN | Hendricks | III-2 | Landfill Gas | IC |  | S | X | X |  |  | 0.8 | 0.8 | 0.8 | 0.8 | 0.4 | N |  |  | OP | X | 1 | 2009 |  |  | N | Electric Utility | 1 | T T T: X; OBS BLQ BLQ: LFG |  |  |  | N | N |  | 10M | [23 empty] | N
40211 | Wabash Valley Power Assn, Inc | 54925 | Twin Bridges LFGTE | IN | Hendricks | III-3 | Landfill Gas | IC |  | S | X | X |  |  | 0.8 | 0.8 | 0.8 | 0.8 | 0.4 | N |  |  | OP | X | 1 | 2009 |  |  | N | Electric Utility | 1 | T T T: X; OBS BLQ BLQ: LFG |  |  |  | N | N |  | 10M | [23 empty] | N
40211 | Wabash Valley Power Assn, Inc | 54925 | Twin Bridges LFGTE | IN | Hendricks | III-4 | Landfill Gas | IC |  | S | X | X |  |  | 0.8 | 0.8 | 0.8 | 0.8 | 0.4 | N |  |  | OP | X | 1 | 2009 |  |  | N | Electric Utility | 1 | T T T: X; OBS BLQ BLQ: LFG |  |  |  | N | N |  | 10M | [23 empty] | N
40211 | Wabash Valley Power Assn, Inc | 54926 | Prairie View I & II LFGTE | IN | St Joseph | I-1 | Landfill Gas | IC |  | S | X | X |  |  | 0.8 | 0.8 | 0.8 | 0.8 | 0.4 | N |  |  | OP | X | 10 | 1994 |  |  | N | Electric Utility | 1 | T T T: X; OBS BLQ BLQ: LFG |  |  |  | N | N |  | 10M | [23 empty] | N
40211 | Wabash Valley Power Assn, Inc | 54926 | Prairie View I & II LFGTE | IN | St Joseph | I-2 | Landfill Gas | IC |  | S | X | X |  |  | 0.8 | 0.8 | 0.8 | 0.8 | 0.4 | N |  |  | OP | X | 10 | 1994 |  |  | N | Electric Utility | 1 | T T T: X; OBS BLQ BLQ: LFG |  |  |  | N | N |  | 10M | [23 empty] | N
40211 | Wabash Valley Power Assn, Inc | 54926 | Prairie View I & II LFGTE | IN | St Joseph | I-3 | Landfill Gas | IC |  | S | X | X |  |  | 0.8 | 0.8 | 0.8 | 0.8 | 0.4 | N |  |  | OP | X | 10 | 1994 |  |  | N | Electric Utility | 1 | T T T: X; OBS BLQ BLQ: LFG |  |  |  | N | N |  | 10M | [23 empty] | N
40211 | Wabash Valley Power Assn, Inc | 54926 | Prairie View I & II LFGTE | IN | St Joseph | I-4 | Landfill Gas | IC |  | S | X | X |  |  | 0.8 | 0.8 | 0.8 | 0.8 | 0.4 | N |  |  | OP | X | 10 | 1994 |  |  | N | Electric Utility | 1 | T T T: X; OBS BLQ BLQ: LFG |  |  |  | N |  |  | 10M | [23 empty] | N
40211 | Wabash Valley Power Assn, Inc | 54926 | Prairie View I & II LFGTE | IN | St Joseph | II-1 | Landfill Gas | IC |  | S | X | X |  |  | 0.8 | 0.8 | 0.8 | 0.8 | 0.4 | N |  |  | OP | X | 8 | 2007 |  |  | N | Electric Utility | 1 | T T T: X; OBS BLQ BLQ: LFG |  |  |  | N |  |  | 10M | [23 empty] | N
40211 | Wabash Valley Power Assn, Inc | 54926 | Prairie View I & II LFGTE | IN | St Joseph | II-2 | Landfill Gas | IC |  | S | X | X |  |  | 0.8 | 0.8 | 0.8 | 0.8 | 0.4 | N |  |  | OP | X | 8 | 2007 |  |  | N | Electric Utility | 1 | T T T: X; OBS BLQ BLQ: LFG |  |  |  | N |  |  | 10M | [23 empty] | N
40211 | Wabash Valley Power Assn, Inc | 54926 | Prairie View I & II LFGTE | IN | St Joseph | II-3 | Landfill Gas | IC |  | S | X | X |  |  | 0.8 | 0.8 | 0.8 | 0.8 | 0.4 | N |  |  | OP | X | 8 | 2007 |  |  | N | Electric Utility | 1 | T T T: X; OBS BLQ BLQ: LFG |  |  |  | N |  |  | 10M | [23 empty] | N
40211 | Wabash Valley Power Assn, Inc | 54926 | Prairie View I & II LFGTE | IN | St Joseph | II-4 | Landfill Gas | IC |  | S | X | X |  |  | 0.8 | 0.8 | 0.8 | 0.8 | 0.4 | N |  |  | OP | X | 8 | 2007 |  |  | N | Electric Utility | 1 | T T T: X; OBS BLQ BLQ: LFG |  |  |  | N |  |  | 10M | [23 empty] | N
40211 | Wabash Valley Power Assn, Inc | 54956 | Deercroft I & II LFGTE | IN | LaPorte | I-1 | Natural Gas Internal Combustion Engine | IC |  | S | X | X |  |  | 0.8 | 0.8 | 0.8 | 0.8 | 0.4 | N |  |  | OP | X | 8 | 1999 |  |  | N | Electric Utility | 1 | T T T: X; OBS BLQ BLQ: NG; OBS NG PUR: LFG |  |  |  | N | N |  | 10M | [23 empty] | Y | N | N
40211 | Wabash Valley Power Assn, Inc | 54956 | Deercroft I & II LFGTE | IN | LaPorte | I-2 | Natural Gas Internal Combustion Engine | IC |  | S | X | X |  |  | 0.8 | 0.8 | 0.8 | 0.8 | 0.4 | N |  |  | OP | X | 8 | 1999 |  |  | N | Electric Utility | 1 | T T T: X; OBS BLQ BLQ: NG; OBS NG PUR: LFG |  |  |  | N | N |  | 10M | [23 empty] | Y | N | N
40211 | Wabash Valley Power Assn, Inc | 54956 | Deercroft I & II LFGTE | IN | LaPorte | I-3 | Natural Gas Internal Combustion Engine | IC |  | S | X | X |  |  | 0.8 | 0.8 | 0.8 | 0.8 | 0.4 | N |  |  | OP | X | 8 | 1999 |  |  | N | Electric Utility | 1 | T T T: X; OBS BLQ BLQ: NG; OBS NG PUR: LFG |  |  |  | N | N |  | 10M | [23 empty] | Y | N | N
40211 | Wabash Valley Power Assn, Inc | 54956 | Deercroft I & II LFGTE | IN | LaPorte | I-4 | Natural Gas Internal Combustion Engine | IC |  | S | X | X |  |  | 0.8 | 0.8 | 0.8 | 0.8 | 0.4 | N |  |  | OP | X | 8 | 1999 |  |  | N | Electric Utility | 1 | T T T: X; OBS BLQ BLQ: NG; OBS NG PUR: LFG |  |  |  | N |  |  | 10M | [23 empty] | Y | N | N
40211 | Wabash Valley Power Assn, Inc | 54956 | Deercroft I & II LFGTE | IN | LaPorte | II-1 | Landfill Gas | IC |  | S | X | X |  |  | 0.8 | 0.8 | 0.8 | 0.8 | 0.4 | N |  |  | OP | X | 9 | 2007 |  |  | N | Electric Utility | 1 | T T T: X; OBS BLQ BLQ: LFG |  |  |  | N |  |  | 10M | [23 empty] | N
40211 | Wabash Valley Power Assn, Inc | 54956 | Deercroft I & II LFGTE | IN | LaPorte | II-2 | Landfill Gas | IC |  | S | X | X |  |  | 0.8 | 0.8 | 0.8 | 0.8 | 0.4 | N |  |  | OP | X | 9 | 2007 |  |  | N | Electric Utility | 1 | T T T: X; OBS BLQ BLQ: LFG |  |  |  | N |  |  | 10M | [23 empty] | N
40211 | Wabash Valley Power Assn, Inc | 54956 | Deercroft I & II LFGTE | IN | LaPorte | II-3 | Landfill Gas | IC |  | S | X | X |  |  | 0.8 | 0.8 | 0.8 | 0.8 | 0.4 | N |  |  | OP | X | 9 | 2007 |  |  | N | Electric Utility | 1 | T T T: X; OBS BLQ BLQ: LFG |  |  |  | N |  |  | 10M | [23 empty] | N
40211 | Wabash Valley Power Assn, Inc | 54956 | Deercroft I & II LFGTE | IN | LaPorte | II-4 | Landfill Gas | IC |  | S | X | X |  |  | 0.8 | 0.8 | 0.8 | 0.8 | 0.4 | N |  |  | OP | X | 9 | 2007 |  |  | N | Electric Utility | 1 | T T T: X; OBS BLQ BLQ: LFG |  |  |  | N |  |  | 10M | [23 empty] | N
40211 | Wabash Valley Power Assn, Inc | 56463 | Oak Ridge LFGTE | IN | Cass | 1 | Landfill Gas | IC |  | S | X | X | CIN.LOGANOAKR | CIN.LOGANOAKR | 0.8 | 0.8 | 0.8 | 0.8 | 0.4 | N |  |  | OP | X | 12 | 2003 |  |  | N | Electric Utility | 1 | T T T: X; OBS BLQ BLQ: LFG |  |  |  | N | N |  | 10M | [23 empty] | N
40211 | Wabash Valley Power Assn, Inc | 56463 | Oak Ridge LFGTE | IN | Cass | 2 | Landfill Gas | IC |  | S | X | X | CIN.LOGANOAKR | CIN.LOGANOAKR | 0.8 | 0.8 | 0.8 | 0.8 | 0.4 | N |  |  | OP | X | 12 | 2003 |  |  | N | Electric Utility | 1 | T T T: X; OBS BLQ BLQ: LFG |  |  |  | N | N |  | 10M | [23 empty] | N
40211 | Wabash Valley Power Assn, Inc | 56463 | Oak Ridge LFGTE | IN | Cass | 3 | Landfill Gas | IC |  | S | X | X | CIN.LOGANOAKR | CIN.LOGANOAKR | 0.8 | 0.8 | 0.8 | 0.8 | 0.4 | N |  |  | OP | X | 12 | 2003 |  |  | N | Electric Utility | 1 | T T T: X; OBS BLQ BLQ: LFG |  |  |  | N | N |  | 10M | [23 empty] | N
40211 | Wabash Valley Power Assn, Inc | 56463 | Oak Ridge LFGTE | IN | Cass | 4 | Landfill Gas | IC |  | S | X | X | CIN.LOGANOAKR | CIN.LOGANOAKR | 0.8 | 0.8 | 0.8 | 0.8 | 0.4 | N |  |  | OP | X | 12 | 2003 |  |  | N | Electric Utility | 1 | T T T: X; OBS BLQ BLQ: LFG |  |  |  | N |  |  | 10M | [23 empty] | N
40211 | Wabash Valley Power Assn, Inc | 56464 | Jay County LFGTE | IN | Jay | 1 | Landfill Gas | IC |  | S | X | X | 1248992894 | 1248992894 | 0.8 | 0.8 | 0.8 | 0.8 | 0.4 | N |  |  | OP | X | 4 | 2005 |  |  | N | Electric Utility | 1 | T T T: X; OBS BLQ BLQ: LFG |  |  |  | N | N |  | 10M | [23 empty] | N
40211 | Wabash Valley Power Assn, Inc | 56464 | Jay County LFGTE | IN | Jay | 2 | Landfill Gas | IC |  | S | X | X | 1248992894 | 1248992894 | 0.8 | 0.8 | 0.8 | 0.8 | 0.4 | N |  |  | OP | X | 4 | 2005 |  |  | N | Electric Utility | 1 | T T T: X; OBS BLQ BLQ: LFG |  |  |  | N | N |  | 10M | [23 empty] | N
40211 | Wabash Valley Power Assn, Inc | 56464 | Jay County LFGTE | IN | Jay | 3 | Landfill Gas | IC |  | S | X | X | 1248992894 | 1248992894 | 0.8 | 0.8 | 0.8 | 0.8 | 0.4 | N |  |  | OP | X | 4 | 2005 |  |  | N | Electric Utility | 1 | T T T: X; OBS BLQ BLQ: LFG |  |  |  | N | N |  | 10M | [23 empty] | N
40211 | Wabash Valley Power Assn, Inc | 56464 | Jay County LFGTE | IN | Jay | 4 | Landfill Gas | IC |  | S | X | X | 1248992894 | 1248992894 | 0.8 | 0.8 | 0.8 | 0.8 | 0.4 | N |  |  | OP | X | 4 | 2005 |  |  | N | Electric Utility | 1 | T T T: X; OBS BLQ BLQ: LFG |  |  |  | N | N |  | 10M | [23 empty] | N
40211 | Wabash Valley Power Assn, Inc | 56465 | Liberty I & II LFGTE | IN | White | 1 | Landfill Gas | IC |  | S | X | X |  |  | 0.8 | 0.8 | 0.8 | 0.8 | 0.4 | N |  |  | OP | X | 8 | 2005 |  |  | N | Electric Utility | 1 | T T T: X; OBS BLQ BLQ: LFG |  |  |  | N | N |  | 10M | [23 empty] | N |  | N
40211 | Wabash Valley Power Assn, Inc | 56465 | Liberty I & II LFGTE | IN | White | 1-II | Landfill Gas | IC |  | S | X | X |  |  | 0.8 | 0.8 | 0.8 | 0.8 | 0.4 | N |  |  | OP | X | 1 | 2010 |  |  | N | Electric Utility | 1 | T T T: X; OBS BLQ BLQ: LFG |  |  |  | N | N |  | 10M | [23 empty] | N |  | N
40211 | Wabash Valley Power Assn, Inc | 56465 | Liberty I & II LFGTE | IN | White | 2 | Landfill Gas | IC |  | S | X | X |  |  | 0.8 | 0.8 | 0.8 | 0.8 | 0.4 | N |  |  | OP | X | 8 | 2005 |  |  | N | Electric Utility | 1 | T T T: X; OBS BLQ BLQ: LFG |  |  |  | N | N |  | 10M | [23 empty] | N
40211 | Wabash Valley Power Assn, Inc | 56465 | Liberty I & II LFGTE | IN | White | 2-II | Landfill Gas | IC |  | S | X | X |  |  | 0.8 | 0.8 | 0.8 | 0.8 | 0.4 | N |  |  | OP | X | 1 | 2010 |  |  | N | Electric Utility | 1 | T T T: X; OBS BLQ BLQ: LFG |  |  |  | N | N |  | 10M | [23 empty] | N
40211 | Wabash Valley Power Assn, Inc | 56465 | Liberty I & II LFGTE | IN | White | 3 | Landfill Gas | IC |  | S | X | X |  |  | 0.8 | 0.8 | 0.8 | 0.8 | 0.4 | N |  |  | OP | X | 8 | 2005 |  |  | N | Electric Utility | 1 | T T T: X; OBS BLQ BLQ: LFG |  |  |  | N | N |  | 10M | [23 empty] | N
40211 | Wabash Valley Power Assn, Inc | 56465 | Liberty I & II LFGTE | IN | White | 3-II | Landfill Gas | IC |  | S | X | X |  |  | 0.8 | 0.8 | 0.8 | 0.8 | 0.4 | N |  |  | OP | X | 1 | 2010 |  |  | N | Electric Utility | 1 | T T T: X; OBS BLQ BLQ: LFG |  |  |  | N | N |  | 10M | [23 empty] | N
40211 | Wabash Valley Power Assn, Inc | 56465 | Liberty I & II LFGTE | IN | White | 4 | Landfill Gas | IC |  | S | X | X |  |  | 0.8 | 0.8 | 0.8 | 0.8 | 0.4 | N |  |  | OP | X | 8 | 2005 |  |  | N | Electric Utility | 1 | T T T: X; OBS BLQ BLQ: LFG |  |  |  | N | N |  | 10M | [23 empty] | N
40211 | Wabash Valley Power Assn, Inc | 56465 | Liberty I & II LFGTE | IN | White | 4-II | Landfill Gas | IC |  | S | X | X |  |  | 0.8 | 0.8 | 0.8 | 0.8 | 0.4 | N |  |  | OP | X | 1 | 2010 |  |  | N | Electric Utility | 1 | T T T: X; OBS BLQ BLQ: LFG |  |  |  | N | N |  | 10M | [23 empty] | N
40211 | Wabash Valley Power Assn, Inc | 57250 | Earthmovers LFGTE | IN | Elkhart | 1 | Landfill Gas | IC |  | S | X | X | 1248992941 | 1248992941 | 0.8 | 0.8 | 0.8 | 0.8 | 0.4 | N |  |  | OP | X | 10 | 2010 |  |  | N | Electric Utility | 1 | T T T: X; OBS BLQ BLQ: LFG |  |  |  | N | N |  | 10M | [23 empty] | N |  | N
40211 | Wabash Valley Power Assn, Inc | 57250 | Earthmovers LFGTE | IN | Elkhart | 2 | Landfill Gas | IC |  | S | X | X | 1248992941 | 1248992941 | 0.8 | 0.8 | 0.8 | 0.8 | 0.4 | N |  |  | OP | X | 10 | 2010 |  |  | N | Electric Utility | 1 | T T T: X; OBS BLQ BLQ: LFG |  |  |  | N | N |  | 10M | [23 empty] | N |  | N
40211 | Wabash Valley Power Assn, Inc | 57250 | Earthmovers LFGTE | IN | Elkhart | 3 | Landfill Gas | IC |  | S | X | X | 1248992941 | 1248992941 | 0.8 | 0.8 | 0.8 | 0.8 | 0.4 | N |  |  | OP | X | 10 | 2010 |  |  | N | Electric Utility | 1 | T T T: X; OBS BLQ BLQ: LFG |  |  |  | N | N |  | 10M | [23 empty] | N |  | N
40211 | Wabash Valley Power Assn, Inc | 57250 | Earthmovers LFGTE | IN | Elkhart | 4 | Landfill Gas | IC |  | S | X | X | 1248992941 | 1248992941 | 0.8 | 0.8 | 0.8 | 0.8 | 0.4 | N |  |  | OP | X | 10 | 2010 |  |  | N | Electric Utility | 1 | T T T: X; OBS BLQ BLQ: LFG |  |  |  | N | N |  | 10M | [23 empty] | N | N
40211 | Wabash Valley Power Assn, Inc | 57250 | Earthmovers LFGTE | IN | Elkhart | 5 | Landfill Gas | IC |  | S | X | X | 1248992941 | 1248992941 | 0.8 | 0.8 | 0.8 | 0.8 | 0.4 | N |  |  | OP | X | 10 | 2010 |  |  | N | Electric Utility | 1 | T T T: X; OBS BLQ BLQ: LFG |  |  |  | N | N |  | 10M | [23 empty] | N | N
40211 | Wabash Valley Power Assn, Inc | 57250 | Earthmovers LFGTE | IN | Elkhart | 6 | Landfill Gas | IC |  | S | X | X | 1248992941 | 1248992941 | 0.8 | 0.8 | 0.8 | 0.8 | 0.4 | N |  |  | OP | X | 10 | 2010 |  |  | N | Electric Utility | 1 | T T T: X; OBS BLQ BLQ: LFG |  |  |  | N | N |  | 10M | [23 empty] | N | N
59093 | Hidden View Dairy, LLC | 59260 | Hidden View Dairy, LLC | IN | Jasper | HV2-2 | Other Waste Biomass | IC |  | W | X | X |  |  | 0.8 | 0.98 | 0.7 | 0.7 | 0.3 | N |  |  | OP | X | 9 | 2016 |  |  | N | Industrial Non-CHP | 6 | T T T: X; OBS BLQ BLQ: OBG |  |  |  |  | N |  | 10M | [23 empty] | N | N | N
3179 | Caterpillar Inc | 50935 | Caterpillar | IN | Tippecanoe | 3512 | Petroleum Liquids | IC |  | S | X | X |  |  | 0.9 | 0.8 | 0.8 | 0.8 | 0.2 | N |  |  | OP | X | 12 | 1983 |  |  | N | Industrial Non-CHP | 6 | T T T: X; OBS BLQ BLQ: DFO |  |  |  | N | N |  | 10M | [23 empty] | N | N | N
59093 | Hidden View Dairy, LLC | 59260 | Hidden View Dairy, LLC | IN | Jasper | HV1 | Other Waste Biomass | IC |  | W | X | X | NIPS.WVPA | NIPS.WVPA | 0.9 | 0.98 | 0.7 | 0.7 | 0.3 | N |  |  | OS | X | 6 | 2013 |  |  | N | Industrial Non-CHP | 6 | T T T: X; OBS BLQ BLQ: OBG |  |  |  | Y | N |  | 10M | [23 empty] | N | N | N
19564 | University of Notre Dame | 50366 | University of Notre Dame | IN | St Joseph | GEN3 | Petroleum Liquids | IC |  | S | X | X |  |  | 1 | 0.8 | 1 | 1 | 0.3 | N |  |  | SB | Y | 7 | 1952 |  |  | N | Commercial CHP | 5 | T T T: X; OBS BLQ BLQ: DFO |  |  |  | N | N |  | 10M | [23 empty] | N | N | N
19564 | University of Notre Dame | 50366 | University of Notre Dame | IN | St Joseph | GEN4 | Petroleum Liquids | IC |  | S | X | X |  |  | 1 | 0.8 | 1 | 1 | 0.3 | N |  |  | SB | Y | 7 | 1952 |  |  | N | Commercial CHP | 5 | T T T: X; OBS BLQ BLQ: DFO |  |  |  | N | N |  | 10M | [23 empty] | N |  | N
8453 | Hendricks Regional Health | 54731 | Hendricks Regional Health | IN | Hendricks | GE06 | Petroleum Liquids | IC |  | S | X | X |  |  | 1 | 0.8 | 1 | 1 | 0 | N |  |  | SB | Y | 5 | 2010 |  |  | N | Commercial Non-CHP | 4 | T T T: X; OBS BLQ BLQ: DFO |  |  |  | N |  |  | 10M | [23 empty] | N
8453 | Hendricks Regional Health | 54731 | Hendricks Regional Health | IN | Hendricks | GEO4 | Petroleum Liquids | IC |  | S | X | X |  |  | 1 | 0.8 | 1 | 1 | 0 | N |  |  | SB | Y | 3 | 2004 |  |  | N | Commercial Non-CHP | 4 | T T T: X; OBS BLQ BLQ: DFO |  |  |  | N | N |  | 10M | [23 empty] | N
8453 | Hendricks Regional Health | 54731 | Hendricks Regional Health | IN | Hendricks | GEO5 | Petroleum Liquids | IC |  | S | X | X |  |  | 1 | 0.8 | 1 | 1 | 0 | N |  |  | SB | Y | 3 | 2004 |  |  | N | Commercial Non-CHP | 4 | T T T: X; OBS BLQ BLQ: DFO |  |  |  | N | N |  | 10M | [23 empty] | N
56953 | Bos Dairy, LLC | 57625 | Bos Dairy, LLC | IN | Jasper | BOS4 | Natural Gas Internal Combustion Engine | IC |  | S | X | X |  |  | 1 | 1 | 0.9 | 0.9 | 0.2 | N |  |  | OP | X | 3 | 2020 |  |  | N | Industrial Non-CHP | 6 | [11 empty] | N | N |  | 10M | [23 empty] | N | N | N | bar: T T T to OBS BLQ BLQ
57414 | Eli Lilly and Company | 58043 | Lilly Technical Center | IN | Marion | 1 | Petroleum Liquids | IC |  | S | X | X |  |  | 1 | 0.8 | 1 | 1 | 0.3 | N |  |  | SB | N | 3 | 1998 |  |  | N | Industrial Non-CHP | 6 | T T T: X; OBS BLQ BLQ: DFO |  |  |  | N | N |  | 10M |  |  |  | N | [19 empty] | N | N | N
57414 | Eli Lilly and Company | 58043 | Lilly Technical Center | IN | Marion | 2 | Petroleum Liquids | IC |  | S | X | X |  |  | 1 | 0.8 | 1 | 1 | 0.3 | N |  |  | SB | N | 7 | 2001 |  |  | N | Industrial Non-CHP | 6 | T T T: X; OBS BLQ BLQ: DFO |  |  |  | N | N |  | 10M |  |  |  | N | [19 empty] | N | N | N
59539 | BioTown Ag | 59774 | BioTown Ag | IN | White | ENG1 | Other Waste Biomass | IC |  | S | X | X |  |  | 1 | 0.8 | 1 | 1 | 0.5 | N |  |  | OP | X | 6 | 2011 |  |  | Y | Industrial CHP | 7 | T T T: T; OBS BLQ BLQ: OBG |  |  |  | N | N |  | 10M | [23 empty] | N | N | N
59539 | BioTown Ag | 59774 | BioTown Ag | IN | White | ENG2 | Other Waste Biomass | IC |  | S | X | X |  |  | 1 | 0.8 | 1 | 1 | 0.5 | N |  |  | OP | X | 6 | 2011 |  |  | Y | Industrial CHP | 7 | T T T: T; OBS BLQ BLQ: OBG |  |  |  | N | N |  | 10M | [23 empty] | N | N | N
59539 | BioTown Ag | 59774 | BioTown Ag | IN | White | ENG3 | Other Waste Biomass | IC |  | S | X | X |  |  | 1 | 0.8 | 1 | 1 | 0.5 | N |  |  | OP | X | 6 | 2011 |  |  | Y | Industrial CHP | 7 | T T T: T; OBS BLQ BLQ: OBG |  |  |  | N | N |  | 10M | [23 empty] | N | N | N
59539 | BioTown Ag | 59774 | BioTown Ag | IN | White | ENG4 | Other Waste Biomass | IC |  | S | X | X |  |  | 1 | 0.8 | 1 | 1 | 0.5 | N |  |  | OP | X | 4 | 2014 |  |  | Y | Industrial CHP | 7 | T T T: T; OBS BLQ BLQ: OBG |  |  |  | N | N |  | 10M | [23 empty] | N | N | N
59539 | BioTown Ag | 59774 | BioTown Ag | IN | White | ENG5 | Other Waste Biomass | IC |  | S | X | X |  |  | 1 | 0.8 | 1 | 1 | 0.5 | N |  |  | OP | X | 4 | 2014 |  |  | Y | Industrial CHP | 7 | T T T: T; OBS BLQ BLQ: OBG |  |  |  | N | N |  | 10M | [23 empty] | N | N | N
59539 | BioTown Ag | 59774 | BioTown Ag | IN | White | ENG6 | Other Waste Biomass | IC |  | S | X | X |  |  | 1 | 0.8 | 1 | 1 | 0.5 | N |  |  | OP | X | 4 | 2014 |  |  | Y | Industrial CHP | 7 | T T T: T; OBS BLQ BLQ: OBG |  |  |  | N | N |  | 10M | [23 empty] | N | N | N
60441 | Green Cow Power LLC | 60721 | Green Cow Power | IN | Elkhart | ENG1 | Other Waste Biomass | IC |  | S | X | X |  |  | 1 | 0.8 | 1 | 1 | 0.5 | N |  |  | OP | X | 4 | 2015 |  |  | N | Industrial Non-CHP | 6 | T T T: X; OBS BLQ BLQ: OBG |  |  |  | N |  |  | 1H | [23 empty] | N
60441 | Green Cow Power LLC | 60721 | Green Cow Power | IN | Elkhart | ENG2 | Other Waste Biomass | IC |  | S | X | X |  |  | 1 | 0.8 | 1 | 1 | 0.5 | N |  |  | OP | X | 4 | 2015 |  |  | N | Industrial Non-CHP | 6 | T T T: X; OBS BLQ BLQ: OBG |  |  |  | N |  |  | 1H | [23 empty] | N
60441 | Green Cow Power LLC | 60721 | Green Cow Power | IN | Elkhart | ENG3 | Other Waste Biomass | IC |  | S | X | X |  |  | 1 | 0.8 | 1 | 1 | 0.5 | N |  |  | OP | X | 4 | 2015 |  |  | N | Industrial Non-CHP | 6 | T T T: X; OBS BLQ BLQ: OBG |  |  |  | N |  |  | 1H | [23 empty] | N
58082 | Prairies Edge Dairy Farms LLC | 58129 | Prairies Edge Generating Facility | IN | Jasper | GEN1 | Natural Gas Internal Combustion Engine | IC |  | J | X | X | NIPS.WVPA | NIPS.WVPA | 1.1 | 1 | 0.8 | 0.8 | 0.5 | N |  |  | SB | N | 12 | 2011 |  |  | N | Industrial Non-CHP | 6 | [11 empty] | N | N |  | 10M | [23 empty] | N | N | N | bar: T T T to OBS BLQ BLQ
59591 | Town of Munster | 59808 | Munster Landfill Gas-to-Energy | IN | Lake | GEN1 | Landfill Gas | IC |  | S | X | X |  |  | 1.1 | 0.8 | 1.1 | 1.1 | 0.5 | N |  |  | OP | X | 11 | 2012 |  |  | N | IPP Non-CHP | 2 | T T T: X; OBS BLQ BLQ: LFG |  |  |  | N | N |  | 1H | [23 empty] | N | N | N
3179 | Caterpillar Inc | 50935 | Caterpillar | IN | Tippecanoe | 3516 | Petroleum Liquids | IC |  | S | X | X |  |  | 1.2 | 0.8 | 0.8 | 0.8 | 0.3 | N |  |  | SB | N | 7 | 1987 |  |  | N | Industrial Non-CHP | 6 | T T T: X; OBS BLQ BLQ: DFO |  |  |  | N | N |  | 10M | [23 empty] | N | N | N
56537 | Evonik Degussa Corporation | 54835 | Evonik Industries AG | IN | Tippecanoe | T121 | Petroleum Liquids | IC |  | S | X | X |  |  | 1.2 | 0.8 | 1.2 | 1.2 | 0.3 | N |  |  | SB | Y | 5 | 1992 |  |  | N | Industrial Non-CHP | 6 | T T T: X; OBS BLQ BLQ: DFO |  |  |  | N | N |  | 10M |  | N | [21 empty] | N | N | N
40211 | Wabash Valley Power Assn, Inc | 54925 | Twin Bridges LFGTE | IN | Hendricks | IV-1 | Landfill Gas | IC |  | S | X | X |  |  | 1.6 | 0.8 | 1.6 | 1.6 | 0.8 | N |  |  | OP | X | 6 | 2012 |  |  | N | Electric Utility | 1 | T T T: X; OBS BLQ BLQ: LFG |  |  |  | N | N |  | 10M | [23 empty] | N
40211 | Wabash Valley Power Assn, Inc | 54925 | Twin Bridges LFGTE | IN | Hendricks | IV-2 | Landfill Gas | IC |  | S | X | X |  |  | 1.6 | 0.8 | 1.6 | 1.6 | 0.8 | N |  |  | OP | X | 6 | 2012 |  |  | N | Electric Utility | 1 | T T T: X; OBS BLQ BLQ: LFG |  |  |  | N | N |  | 10M | [23 empty] | N
40211 | Wabash Valley Power Assn, Inc | 56465 | Liberty I & II LFGTE | IN | White | 1-III | Landfill Gas | IC |  | S | X | X |  |  | 1.6 | 0.8 | 1.6 | 1.6 | 0.8 | N |  |  | OP | X | 1 | 2017 |  |  | N | Electric Utility | 1 | T T T: X; OBS BLQ BLQ: LFG |  |  |  | N | N |  | 10M | [23 empty] | N |  | N
40211 | Wabash Valley Power Assn, Inc | 56465 | Liberty I & II LFGTE | IN | White | 2-III | Landfill Gas | IC |  | S | X | X |  |  | 1.6 | 0.8 | 1.6 | 1.6 | 0.8 | N |  |  | OP | X | 1 | 2017 |  |  | N | Electric Utility | 1 | T T T: X; OBS BLQ BLQ: LFG |  |  |  | N |  |  | 10M | [23 empty] | N
40211 | Wabash Valley Power Assn, Inc | 56465 | Liberty I & II LFGTE | IN | White | 3-III | Landfill Gas | IC |  | S | X | X |  |  | 1.6 | 0.8 | 1.6 | 1.6 | 0.8 | N |  |  | OP | X | 1 | 2017 |  |  | N | Electric Utility | 1 | T T T: X; OBS BLQ BLQ: LFG |  |  |  | N | N |  | 10M | [23 empty] | N
40211 | Wabash Valley Power Assn, Inc | 56465 | Liberty I & II LFGTE | IN | White | 4-III | Landfill Gas | IC |  | S | X | X |  |  | 1.6 | 0.8 | 1.6 | 1.6 | 0.8 | N |  |  | OP | X | 1 | 2017 |  |  | N | Electric Utility | 1 | T T T: X; OBS BLQ BLQ: LFG |  |  |  | N | N |  | 10M | [23 empty] | N
17633 | Southern Indiana Gas & Elec Co | 58577 | Veolia ES Blackfoot Landfill Facility | IN | Pike | BLG1 | Landfill Gas | IC |  | S | X | X |  |  | 1.6 | 0.9 | 1.1 | 1 | 0.5 | N |  |  | OP | X | 6 | 2009 |  |  | N | Electric Utility | 1 | T T T: X; OBS BLQ BLQ: LFG |  |  |  | N | N |  | 1H | [23 empty] | N | N | N
17633 | Southern Indiana Gas & Elec Co | 58577 | Veolia ES Blackfoot Landfill Facility | IN | Pike | BLG2 | Landfill Gas | IC |  | S | X | X |  |  | 1.6 | 0.9 | 1.1 | 1 | 0.5 | N |  |  | OP | X | 6 | 2009 |  |  | N | Electric Utility | 1 | T T T: X; OBS BLQ BLQ: LFG |  |  |  | N | N |  | 1H | [23 empty] | N | N | N
59195 | Landfill Energy Systems | 59425 | Zimmerman Energy | IN | Marshall | ZE#4 | Landfill Gas | IC |  | S | X | X |  |  | 1.6 | 0.8 | 1.4 | 1.4 | 0.8 | N |  |  | OP | X | 12 | 2020 |  |  | N | IPP Non-CHP | 2 | T T T: X; OBS BLQ BLQ: LFG |  |  |  | N | N |  | 1H | [23 empty] | N
3599 | Citizens Thermal Energy | 992 | CC Perry K | IN | Marion | 7 | Natural Gas Steam Turbine | ST |  | S | X | X |  |  | 1.7 | 1 | 1.7 | 1.7 | 0.5 | N |  |  | OP | X | 6 | 2009 |  |  | Y | IPP CHP | 3 | [11 empty] | N | N |  | 12H |  | N |  |  | N | [18 empty] | N | N | N | bar: T T T to OBS BLQ BLQ; DFO NG NG
3599 | Citizens Thermal Energy | 992 | CC Perry K | IN | Marion | 8 | Natural Gas Steam Turbine | ST |  | S | X | X |  |  | 1.7 | 1 | 1.7 | 1.7 | 0.5 | N |  |  | OP | X | 6 | 2009 |  |  | Y | IPP CHP | 3 | [11 empty] | N | N |  | 12H |  | N |  |  | N | [18 empty] | N |  | N | bar: T T T to OBS BLQ BLQ; DFO NG NG
19564 | University of Notre Dame | 50366 | University of Notre Dame | IN | St Joseph | GEN2 | Natural Gas Steam Turbine | ST |  | S | X | X |  |  | 1.7 | 0.8 | 1.7 | 1.7 | 0.5 | N |  |  | OP | X | 7 | 1952 |  |  | Y | Commercial CHP | 5 | T T T: T; OBS BLQ BLQ: NG; OBS NG PUR: DFO; DFO NG NG: NG | DFO |  |  | N | N |  | 12H | [23 empty] | Y | Y | Y
14839 | City of Peru - (IN) | 1037 | Peru (IN) | IN | Miami | D1 | Petroleum Liquids | IC |  | S | X | X |  |  | 1.8 | 0.8 | 1.8 | 1.8 | 0.5 | N |  |  | SB | Y | 10 | 2002 |  |  | N | Electric Utility | 1 | T T T: X; OBS BLQ BLQ: DFO |  |  |  | N | N |  | 10M | N | N | [21 empty] | N | N | N
15526 | Purdue University | 50240 | Purdue University | IN | Tippecanoe | GEN3 | Petroleum Liquids | IC |  | S | X | X |  |  | 1.8 | 0.8 | 1.8 | 1.8 | 0.5 | N |  |  | SB | Y | 1 | 2000 |  |  | Y | Commercial CHP | 5 | T T T: T; OBS BLQ BLQ: DFO |  |  |  | N | N |  | 1H | [23 empty] | N | N | N
3179 | Caterpillar Inc | 50935 | Caterpillar | IN | Tippecanoe | 516A | Petroleum Liquids | IC |  | S | X | X |  |  | 1.8 | 0.8 | 1.8 | 1.8 | 0.5 | N |  |  | OP | X | 3 | 1996 |  |  | N | Industrial Non-CHP | 6 | T T T: X; OBS BLQ BLQ: DFO |  |  |  | N | N |  | 10M | [23 empty] | N | N | N
15860 | City of Rensselaer - (IN) | 1038 | Rensselaer City Light Plant | IN | Jasper | 5 | Petroleum Liquids | IC |  | S | X | X |  |  | 1.9 | 0.8 | 1.8 | 1.8 | 0.5 | N |  |  | SB | Y | 1 | 1950 |  |  | N | Electric Utility | 1 | T T T: X; OBS BLQ BLQ: DFO |  |  |  | N | N |  | 1H | [23 empty] | N | N | N
19564 | University of Notre Dame | 50366 | University of Notre Dame | IN | St Joseph | GEN8 | Petroleum Liquids | IC |  | S | X | X |  |  | 1.9 | 0.8 | 1.7 | 1.8 | 0.1 | N |  |  | OP | X | 10 | 2006 |  |  | N | Commercial CHP | 5 | T T T: X; OBS BLQ BLQ: DFO |  |  |  | N |  |  | 10M | [23 empty] | N | N
19564 | University of Notre Dame | 50366 | University of Notre Dame | IN | St Joseph | GEN9 | Petroleum Liquids | IC |  | S | X | X |  |  | 1.9 | 0.8 | 1.7 | 1.8 | 0.1 | N |  |  | OP | X | 10 | 2006 |  |  | N | Commercial CHP | 5 | T T T: X; OBS BLQ BLQ: DFO |  |  |  | N |  |  | 10M | [23 empty] | N | N
19564 | University of Notre Dame | 50366 | University of Notre Dame | IN | St Joseph | GN10 | Petroleum Liquids | IC |  | S | X | X |  |  | 1.9 | 0.8 | 1.7 | 1.8 | 0.1 | N |  |  | OP | X | 10 | 2006 |  |  | N | Commercial CHP | 5 | T T T: X; OBS BLQ BLQ: DFO |  |  |  | N | N |  | 10M | [23 empty] | N | N
15860 | City of Rensselaer - (IN) | 1038 | Rensselaer City Light Plant | IN | Jasper | 10 | Petroleum Liquids | IC |  | S | X | X |  |  | 2 | 0.8 | 1.9 | 1.9 | 0.5 | N |  |  | OS | X | 1 | 1971 |  |  | N | Electric Utility | 1 | T T T: X; OBS BLQ BLQ: DFO |  |  |  | N | N |  | 1H | [23 empty] | N | N | N
15860 | City of Rensselaer - (IN) | 1038 | Rensselaer City Light Plant | IN | Jasper | 11 | Petroleum Liquids | IC |  | S | X | X |  |  | 2 | 0.8 | 1.9 | 1.9 | 0.5 | N |  |  | OS | X | 1 | 1971 |  |  | N | Electric Utility | 1 | T T T: X; OBS BLQ BLQ: DFO |  |  |  | N | N |  | 1H | [23 empty] | N | N | N
3283 | Bunge North America East LLC | 50316 | Bunge North America East LLC | IN | Adams | 3516 | Natural Gas Steam Turbine | ST |  | S | X | X |  |  | 2 | 0.9 | 2.2 | 2.2 | 1 | N |  |  | OP | X | 12 | 1950 |  |  | Y | Industrial CHP | 7 | [11 empty] | N | N |  | 1H | [23 empty] | N | N | N | bar: T T T to OBS BLQ BLQ; DFO NG NG
19564 | University of Notre Dame | 50366 | University of Notre Dame | IN | St Joseph | GEN5 | Natural Gas Steam Turbine | ST |  | S | X | X |  |  | 2 | 0.8 | 2 | 2 | 0.5 | N |  |  | OP | X | 9 | 1956 |  |  | Y | Commercial CHP | 5 | T T T: T; OBS BLQ BLQ: NG; OBS NG PUR: DFO; DFO NG NG: NG | DFO |  |  | N | N |  | 12H | [23 empty] | Y | Y | Y
3179 | Caterpillar Inc | 50935 | Caterpillar | IN | Tippecanoe | ET1 | Natural Gas Internal Combustion Engine | IC |  | S | X | X |  |  | 2 | 0.8 | 2 | 2 | 0.5 | N |  |  | OP | X | 4 | 2011 |  |  | N | Industrial Non-CHP | 6 | [11 empty] | N | N |  | 10M | [23 empty] | N | N | N | bar: T T T to OBS BLQ BLQ
3179 | Caterpillar Inc | 50935 | Caterpillar | IN | Tippecanoe | ET2 | Natural Gas Internal Combustion Engine | IC |  | S | X | X |  |  | 2 | 0.8 | 2 | 2 | 0.5 | N |  |  | OP | X | 4 | 2011 |  |  | N | Industrial Non-CHP | 6 | [11 empty] | N | N |  | 10M | [23 empty] | N | N | N | bar: T T T to OBS BLQ BLQ
57414 | Eli Lilly and Company | 58043 | Lilly Technical Center | IN | Marion | 3 | Petroleum Liquids | IC |  | S | X | X |  |  | 2 | 0.8 | 2 | 2 | 0.6 | N |  |  | SB | N | 4 | 2005 |  |  | N | Industrial Non-CHP | 6 | T T T: X; OBS BLQ BLQ: DFO |  |  |  | N | N |  | 10M |  |  |  | N | [19 empty] | N | N | N
57414 | Eli Lilly and Company | 58043 | Lilly Technical Center | IN | Marion | 4 | Petroleum Liquids | IC |  | S | X | X |  |  | 2 | 0.8 | 2 | 2 | 0.6 | N |  |  | SB | N | 6 | 2010 |  |  | N | Industrial Non-CHP | 6 | T T T: X; OBS BLQ BLQ: DFO |  |  |  | N | N |  | 10M | [23 empty] | N | N | N
59195 | Landfill Energy Systems | 59425 | Zimmerman Energy | IN | Marshall | ZE-#1 | Landfill Gas | IC |  | S | X | X |  |  | 2 | 0.8 | 1.9 | 1.9 | 0.9 | N |  |  | OP | X | 11 | 2014 |  |  | N | IPP Non-CHP | 2 | T T T: X; OBS BLQ BLQ: LFG |  |  |  | N | N |  | 1H | [23 empty] | N | N | N
59195 | Landfill Energy Systems | 59425 | Zimmerman Energy | IN | Marshall | ZE-#2 | Landfill Gas | IC |  | S | X | X |  |  | 2 | 0.8 | 1.9 | 1.9 | 0.9 | N |  |  | OP | X | 11 | 2014 |  |  | N | IPP Non-CHP | 2 | T T T: X; OBS BLQ BLQ: LFG |  |  |  | N | N |  | 1H | [23 empty] | N | N | N
59195 | Landfill Energy Systems | 59425 | Zimmerman Energy | IN | Marshall | ZE-#3 | Landfill Gas | IC |  | S | X | X |  |  | 2 | 0.8 | 1.9 | 1.9 | 0.9 | N |  |  | OP | X | 11 | 2014 |  |  | N | IPP Non-CHP | 2 | T T T: X; OBS BLQ BLQ: LFG |  |  |  | N | N |  | 1H | [23 empty] | N | N | N
9778 | Johnson County Rural E M C | 61267 | Hurricane Creek Lift Station | IN | Johnson | HURR | Petroleum Liquids | IC |  | W | X | X |  |  | 2 | 0.8 | 2 | 2 | 1.7 | N |  |  | SB | Y | 9 | 2004 |  |  | N | Electric Utility | 1 | T T T: X; OBS BLQ BLQ: DFO |  |  |  | N | N | 0 | 10M | [23 empty] | N
15860 | City of Rensselaer - (IN) | 1038 | Rensselaer City Light Plant | IN | Jasper | 6 | Petroleum Liquids | IC |  | S | X | X |  |  | 2.5 | 0.8 | 2.4 | 2.4 | 0.7 | N |  |  | SB | Y | 1 | 1957 |  |  | N | Electric Utility | 1 | T T T: X; OBS BLQ BLQ: DFO |  |  |  | N | N |  | 1H | [23 empty] | N | N | N
3179 | Caterpillar Inc | 50935 | Caterpillar | IN | Tippecanoe | ET3 | Petroleum Liquids | IC |  | S | X | X |  |  | 2.5 | 0.8 | 2.5 | 2.5 | 0.6 | N |  |  | OP | X | 1 | 2011 |  |  | N | Industrial Non-CHP | 6 | T T T: X; OBS BLQ BLQ: DFO |  |  |  | N | N | 0 | 10M | [23 empty] | N | N | N
3179 | Caterpillar Inc | 50935 | Caterpillar | IN | Tippecanoe | ET4 | Natural Gas Internal Combustion Engine | IC |  | S | X | X |  |  | 2.5 | 0.8 | 2.5 | 2.5 | 0.6 | N |  |  | OP | X | 4 | 2013 |  |  | N | Industrial Non-CHP | 6 | [11 empty] | N | N |  | 10M | [23 empty] | N | N | N | bar: T T T to OBS BLQ BLQ
15470 | Duke Energy Indiana, LLC | 1001 | Cayuga | IN | Vermillion | 31 | Petroleum Liquids | IC |  | S | X | X |  |  | 2.6 | 0.9 | 3 | 3 | 3 | N |  |  | OP | X | 6 | 1972 |  |  | N | Electric Utility | 1 | T T T: X; OBS BLQ BLQ: DFO |  |  |  | N | N |  | 1H |  | N | [21 empty] | N | N
15470 | Duke Energy Indiana, LLC | 1001 | Cayuga | IN | Vermillion | 32 | Petroleum Liquids | IC |  | S | X | X |  |  | 2.6 | 0.9 | 3 | 3 | 3 | N |  |  | OP | X | 6 | 1972 |  |  | N | Electric Utility | 1 | T T T: X; OBS BLQ BLQ: DFO |  |  |  | N | N |  | 1H | [23 empty] | N | N
15470 | Duke Energy Indiana, LLC | 1001 | Cayuga | IN | Vermillion | 33 | Petroleum Liquids | IC |  | S | X | X |  |  | 2.6 | 0.9 | 2 | 2 | 2 | N |  |  | OP | X | 6 | 1972 |  |  | N | Electric Utility | 1 | T T T: X; OBS BLQ BLQ: DFO |  |  |  | N | N |  | 1H | [23 empty] | N | N
15470 | Duke Energy Indiana, LLC | 1001 | Cayuga | IN | Vermillion | 34 | Petroleum Liquids | IC |  | S | X | X |  |  | 2.6 | 0.9 | 2 | 2 | 2 | N |  |  | OP | X | 6 | 1972 |  |  | N | Electric Utility | 1 | T T T: X; OBS BLQ BLQ: DFO |  |  |  | N | N |  | 1H | [23 empty] | N | N
9273 | Indianapolis Power & Light Co | 990 | Harding Street | IN | Marion | IC1 | Petroleum Liquids | IC |  | S | X | X |  |  | 2.7 | 0.8 | 3 | 3 | 0.1 | N |  |  | OP | X | 4 | 1967 |  |  | N | Electric Utility | 1 | T T T: X; OBS BLQ BLQ: DFO |  |  |  | N | N |  | 1H | [23 empty] | N
9273 | Indianapolis Power & Light Co | 994 | AES Petersburg | IN | Pike | IC1 | Petroleum Liquids | IC |  | S | X | X |  |  | 2.7 | 0.8 | 3 | 3 | 2.7 | N |  |  | OP | X | 8 | 1967 |  |  | N | Electric Utility | 1 | T T T: X; OBS BLQ BLQ: DFO |  |  |  | N |  |  | 1H | [23 empty] | N
9273 | Indianapolis Power & Light Co | 994 | AES Petersburg | IN | Pike | IC2 | Petroleum Liquids | IC |  | S | X | X |  |  | 2.7 | 0.8 | 3 | 3 | 2.7 | N |  |  | OP | X | 8 | 1967 |  |  | N | Electric Utility | 1 | T T T: X; OBS BLQ BLQ: DFO |  |  |  | N |  |  | 1H | [23 empty] | N
9273 | Indianapolis Power & Light Co | 994 | AES Petersburg | IN | Pike | IC3 | Petroleum Liquids | IC |  | S | X | X |  |  | 2.7 | 0.8 | 3 | 3 | 2.7 | N |  |  | OP | X | 8 | 1967 |  |  | N | Electric Utility | 1 | T T T: X; OBS BLQ BLQ: DFO |  |  |  | N |  |  | 1H | [23 empty] | N
19564 | University of Notre Dame | 50366 | University of Notre Dame | IN | St Joseph | GEN1 | Natural Gas Steam Turbine | ST |  | S | X | X |  |  | 3 | 0.8 | 3 | 3 | 0.5 | N |  |  | OP | X | 6 | 1962 |  |  | Y | Commercial CHP | 5 | T T T: T; OBS BLQ BLQ: NG; OBS NG PUR: DFO; DFO NG NG: NG | DFO |  |  | N | N |  | 12H | [23 empty] | Y | Y | Y
9267 | Hoosier Energy R E C, Inc | 59255 | Osprey Point RES | IN | Sullivan | 1 | Other Gases | IC |  | S | X | X |  |  | 3.3 | 0.8 | 3 | 3 | 2.3 | N |  |  | OS | X | 6 | 2013 |  |  | N | Electric Utility | 1 | [11 empty] | N | N |  | 10M | [23 empty] | N | bar: T T T to OBS BLQ BLQ
9267 | Hoosier Energy R E C, Inc | 59255 | Osprey Point RES | IN | Sullivan | 2 | Other Gases | IC |  | S | X | X |  |  | 3.3 | 0.8 | 3 | 3 | 2.3 | N |  |  | OS | X | 6 | 2013 |  |  | N | Electric Utility | 1 | [11 empty] | N | N |  | 10M | [23 empty] | N | bar: T T T to OBS BLQ BLQ
9267 | Hoosier Energy R E C, Inc | 59255 | Osprey Point RES | IN | Sullivan | 3 | Other Gases | IC |  | S | X | X |  |  | 3.3 | 0.8 | 3 | 3 | 2.3 | N |  |  | OS | X | 6 | 2013 |  |  | N | Electric Utility | 1 | [12 empty] | N |  | 10M | [23 empty] | N | bar: T T T to OBS BLQ BLQ
9267 | Hoosier Energy R E C, Inc | 59255 | Osprey Point RES | IN | Sullivan | 4 | Other Gases | IC |  | S | X | X |  |  | 3.3 | 0.8 | 3 | 3 | 2.3 | N |  |  | OS | X | 6 | 2013 |  |  | N | Electric Utility | 1 | [12 empty] | N |  | 10M | [23 empty] | N | bar: T T T to OBS BLQ BLQ
63585 | POET Biorefining - Portland | 63922 | POET Biorefining - Portland | IN | Jay | G-745 | Natural Gas Steam Turbine | ST |  | S | X | X |  |  | 3.5 | 0.9 | 3.5 | 3.5 | 0.5 | N |  |  | OP | X | 3 | 2017 |  |  | Y | Industrial CHP | 7 | [11 empty] | N | N |  | 12H | [23 empty] | N | bar: T T T to OBS BLQ BLQ; DFO NG NG
63587 | POET Biorefining - Alexandria, LLC. | 63924 | POET Biorefining- Alexandria, LLC | IN | Madison | 1 | Natural Gas Steam Turbine | ST |  | S | X | X |  |  | 3.6 | 0.9 | 3.6 | 3.6 | 0.5 | N |  |  | OP | X | 4 | 2008 |  |  | Y | Industrial CHP | 7 | [11 empty] | N | N |  | 12H | [23 empty] | N | bar: T T T to OBS BLQ BLQ; DFO NG NG
63530 | POET Biorefining - North Manchester, LLC | 63852 | POET Biorefining - North Manchester, LLC | IN | Wabash | K745 | Natural Gas Steam Turbine | ST |  | S | X | X |  |  | 3.9 | 0.85 | 3.9 | 3.9 | 0.5 | N |  |  | OP | X | 6 | 2017 |  |  | Y | Industrial CHP | 7 | [11 empty] | N | N |  | 12H | [23 empty] | N | N | bar: T T T to OBS BLQ BLQ; DFO NG NG
3599 | Citizens Thermal Energy | 992 | CC Perry K | IN | Marion | 6 | Natural Gas Steam Turbine | ST |  | S | X | X |  |  | 5 | 1 | 3 | 5 | 1 | N |  |  | OP | X | 7 | 1938 |  |  | N | IPP CHP | 3 | [11 empty] | N | N |  | 12H |  | N | [21 empty] | N | N | N | bar: T T T to OBS BLQ BLQ; DFO NG NG
15860 | City of Rensselaer - (IN) | 1038 | Rensselaer City Light Plant | IN | Jasper | 14 | Natural Gas Internal Combustion Engine | IC |  | S | X | X |  |  | 5 | 0.8 | 4.8 | 4.8 | 1 | N |  |  | OS | X | 7 | 1994 |  |  | N | Electric Utility | 1 | T T T: X; OBS BLQ BLQ: NG; OBS NG PUR: DFO |  |  |  | N | N |  | 1H | [23 empty] | Y | N | Y
19564 | University of Notre Dame | 50366 | University of Notre Dame | IN | St Joseph | GEN6 | Natural Gas Steam Turbine | ST |  | S | X | X |  |  | 5 | 0.8 | 5 | 5 | 0.5 | N |  |  | OP | X | 2 | 1967 |  |  | Y | Commercial CHP | 5 | T T T: T; OBS BLQ BLQ: NG; OBS NG PUR: DFO; DFO NG NG: NG | DFO |  |  | N | N |  | 12H | [23 empty] | Y | Y | Y
19564 | University of Notre Dame | 50366 | University of Notre Dame | IN | St Joseph | GT1 | Natural Gas Fired Combustion Turbine | GT |  | S | X | X |  |  | 5.4 | 0.8 | 5.6 | 4.7 | 2.7 | N |  |  | OP | X | 6 | 2019 |  |  | Y | Commercial CHP | 5 | [11 empty] | N | N |  | 1H | [23 empty] | N | N | N | bar: T T T to OBS BLQ BLQ
19564 | University of Notre Dame | 50366 | University of Notre Dame | IN | St Joseph | GT2 | Natural Gas Fired Combustion Turbine | GT |  | S | X | X |  |  | 5.4 | 0.8 | 5.6 | 4.7 | 2.7 | N |  |  | OP | X | 6 | 2019 |  |  | Y | Commercial CHP | 5 | [11 empty] | N | N |  | 1H | [23 empty] | N | N | bar: T T T to OBS BLQ BLQ
63589 | POET Biorefing- Shelbyville | 63921 | POET Biorefining - Shelbyville | IN | Shelby | 1 | Natural Gas Steam Turbine | ST |  | S | X | X |  |  | 6.1 | 0.99 | 5.5 | 6.1 | 0.5 | N |  |  | OP | X | 6 | 2020 |  |  | N | Industrial Non-CHP | 6 | [11 empty] | N | N | 0 | 12H | [23 empty] | N | N | bar: T T T to OBS BLQ BLQ; DFO NG NG
4497 | Covanta Indianapolis Inc | 50647 | Covanta Indianapolis Energy | IN | Marion | GEN1 | Municipal Solid Waste | ST |  | S | X | X |  |  | 6.5 | 0.8 | 5 | 5 | 1 | N |  |  | OP | X | 11 | 1988 |  |  | Y | Commercial CHP | 5 | T T T: T; OBS BLQ BLQ: MSW; OBS NG PUR: NG; DFO NG NG: MSW |  |  |  | N | N |  | 12H | [20 empty] | N |  |  | N
8 | Tate & Lyle Ingredients Americas Inc | 50903 | Sagamore Plant Cogeneration | IN | Tippecanoe | GEN1 | Natural Gas Steam Turbine | ST |  | S | X | X |  |  | 7.4 | 0.85 | 7.4 | 7.4 | 1.5 | N |  |  | OP | X | 10 | 1984 |  |  | Y | Industrial CHP | 7 | [11 empty] | N | N |  | 12H | [23 empty] | N | N | N | bar: T T T to OBS BLQ BLQ; DFO NG NG
15860 | City of Rensselaer - (IN) | 1038 | Rensselaer City Light Plant | IN | Jasper | 15 | Natural Gas Internal Combustion Engine | IC |  | S | X | X |  |  | 8.4 | 0.8 | 8.3 | 8.3 | 5.3 | N |  |  | OP | X | 9 | 2006 |  |  | N | Electric Utility | 1 | [11 empty] | N | N |  | 1H | [23 empty] | N | N | N | bar: T T T to OBS BLQ BLQ
19564 | University of Notre Dame | 50366 | University of Notre Dame | IN | St Joseph | GEN7 | Natural Gas Steam Turbine | ST |  | S | X | X |  |  | 9.4 | 0.8 | 9.4 | 9.4 | 0.5 | N |  |  | OP | X | 3 | 2000 |  |  | Y | Commercial CHP | 5 | T T T: T; OBS BLQ BLQ: NG; OBS NG PUR: DFO; DFO NG NG: NG | DFO |  |  | N | N |  | 12H | [23 empty] | Y | Y | Y
44466 | BP PLC | 52130 | Whiting Refinery | IN | Lake | 34TG | Other Gases | ST |  | S | X | X |  |  | 10 | 0.95 | 11.8 | 11.8 | 5 | N |  |  | OP | X | 1 | 1955 |  |  | Y | Industrial CHP | 7 | T | OG | NG | PUR |  |  |  | OG |  |  |  | N | N |  | OVER | [23 empty] | N
15526 | Purdue University | 50240 | Purdue University | IN | Tippecanoe | GEN2 | Natural Gas Steam Turbine | ST |  | S | X | X |  |  | 10.6 | 0.8 | 7 | 10.6 | 3 | N |  |  | OP | X | 1 | 1969 |  |  | Y | Commercial CHP | 5 | T T T: T; OBS BLQ BLQ: NG; OBS NG PUR: BIT; DFO NG NG: NG |  |  |  | N | N |  | 12H | Y |  |  |  | Y | [18 empty] | Y | Y | N
59774 | Crawfordsville Energy LLC | 1024 | Crawfordsville Power Plant | IN | Montgomery | 4 | Conventional Steam Coal | ST |  | S | X | X |  |  | 11.5 | 0.85 | 10.6 | 10.6 | 1.5 | N |  |  | SB | Y | 1 | 1955 |  |  | N | IPP Non-CHP | 2 | T T T: X; OBS BLQ BLQ: BIT; DFO NG NG: NG |  |  |  | N | N |  | 12H |  |  | Y |  | Y | [15 empty] | N |  |  | N | N | N
56165 | ArcelorMittal Indiana Harbor West | 10397 | ArcelorMittal Indiana Harbor West | IN | Lake | GEN5 | Other Gases | ST |  | W | X | X |  |  | 12.5 | 0.8 | 3.1 | 4.9 | 2 | N |  |  | OP | X | 10 | 1939 |  |  | Y | Industrial CHP | 7 | T T T: T; OBS BLQ BLQ: BFG; OBS NG PUR: NG; DFO NG NG: NG |  |  |  | N | N |  | 12H | [23 empty] | N
56165 | ArcelorMittal Indiana Harbor West | 10397 | ArcelorMittal Indiana Harbor West | IN | Lake | GEN6 | Other Gases | ST |  | W | X | X |  |  | 12.5 | 0.8 | 3.1 | 4.9 | 2 | N |  |  | SB | Y | 5 | 1953 |  |  | Y | Industrial CHP | 7 | T T T: T; OBS BLQ BLQ: BFG; OBS NG PUR: NG; DFO NG NG: NG |  |  |  | N |  |  | 12H | [23 empty] | N
44466 | BP PLC | 52130 | Whiting Refinery | IN | Lake | 31TG | Other Gases | ST |  | S | X | X |  |  | 12.5 | 0.95 | 11.2 | 11.2 | 5 | N |  |  | OP | X | 1 | 1948 |  |  | Y | Industrial CHP | 7 | T | OG | NG | PUR |  |  |  | OG |  |  |  | N | N |  | OVER | [23 empty] | N
44466 | BP PLC | 52130 | Whiting Refinery | IN | Lake | 32TG | Other Gases | ST |  | S | X | X |  |  | 12.5 | 0.95 | 11.2 | 11.2 | 5 | N |  |  | OP | X | 1 | 1948 |  |  | Y | Industrial CHP | 7 | T | OG | NG | PUR |  |  |  | OG |  |  |  | N | N |  | OVER | [23 empty] | N
59774 | Crawfordsville Energy LLC | 1024 | Crawfordsville Power Plant | IN | Montgomery | 5 | Conventional Steam Coal | ST |  | S | X | X |  |  | 12.6 | 0.85 | 12.6 | 12.6 | 1.5 | N |  |  | SB | Y | 1 | 1965 |  |  | N | IPP Non-CHP | 2 | T T T: X; OBS BLQ BLQ: BIT; DFO NG NG: WDS | KER |  |  | N | N |  | 12H |  |  | Y |  | Y | [15 empty] | N |  |  | N | N | N
44466 | BP PLC | 52130 | Whiting Refinery | IN | Lake | 33TG | Other Gases | ST |  | S | X | X |  |  | 18.8 | 0.95 | 16.4 | 16.4 | 5 | N |  |  | OP | X | 1 | 1955 |  |  | Y | Industrial CHP | 7 | T | OG | NG | PUR |  |  |  | OG |  |  |  | N | N |  | OVER | [23 empty] | N
15343 | Portside Energy Corp | 55096 | Portside Energy | IN | Porter | ST | Natural Gas Steam Turbine | ST |  | S | X | X |  |  | 19 | 0.8 | 19 | 19 | 2 | N |  |  | OP | X | 9 | 1997 |  |  | Y | IPP CHP | 3 | [11 empty] | N | N |  | 12H |  |  |  |  | N | [18 empty] | N | N | N | bar: T T T to OBS BLQ BLQ; DFO NG NG
56150 | ArcelorMittal USA Inc | 10475 | Expander Turbine | IN | Lake | 16TG | Other Gases | OT |  | S | X | X |  |  | 20 | 1 | 18.8 | 18.8 | 5 | N |  |  | OP | X | 5 | 1981 |  |  | N | Industrial Non-CHP | 6 | T T T: X; OBS BLQ BLQ: BFG |  |  |  | N | N |  | 12H | [23 empty] | N | N | N
14459 | City of Paris - (KY) | 1376 | Paris (KY) | KY | Bourbon | 3 | Petroleum Liquids | IC |  | S | X | X |  |  | 0.7 | 0.8 | 0.8 | 0.8 | 0.2 | N |  |  | OP | X | 12 | 1934 |  |  | N | Electric Utility | 1 | T T T: X; OBS BLQ BLQ: DFO |  |  |  | N |  |  | 1H | [23 empty] | N | N
5580 | East Kentucky Power Coop, Inc | 56277 | Bavarian LFGTE | KY | Boone | 1 | Landfill Gas | IC |  | S | X | X |  |  | 0.8 | 0.8 | 0.8 | 0.8 | 0.1 | N |  |  | OP | X | 9 | 2003 |  |  | N | Electric Utility | 1 | T T T: X; OBS BLQ BLQ: LFG |  |  |  | N | N |  | 10M | [23 empty] | N | N | N
5580 | East Kentucky Power Coop, Inc | 56277 | Bavarian LFGTE | KY | Boone | 2 | Landfill Gas | IC |  | S | X | X |  |  | 0.8 | 0.8 | 0.8 | 0.8 | 0.1 | N |  |  | OP | X | 9 | 2003 |  |  | N | Electric Utility | 1 | T T T: X; OBS BLQ BLQ: LFG |  |  |  | N | N |  | 10M | [23 empty] | N | N | N
5580 | East Kentucky Power Coop, Inc | 56277 | Bavarian LFGTE | KY | Boone | 3 | Landfill Gas | IC |  | S | X | X |  |  | 0.8 | 0.8 | 0.8 | 0.8 | 0.1 | N |  |  | OP | X | 9 | 2003 |  |  | N | Electric Utility | 1 | T T T: X; OBS BLQ BLQ: LFG |  |  |  | N | N |  | 10M | [23 empty] | N | N | N
5580 | East Kentucky Power Coop, Inc | 56277 | Bavarian LFGTE | KY | Boone | 4 | Landfill Gas | IC |  | S | X | X |  |  | 0.8 | 0.8 | 0.8 | 0.8 | 0.1 | N |  |  | OP | X | 9 | 2003 |  |  | N | Electric Utility | 1 | T T T: X; OBS BLQ BLQ: LFG |  |  |  | N | N |  | 10M | [23 empty] | N | N | N
5580 | East Kentucky Power Coop, Inc | 56278 | Green Valley LFGTE | KY | Greenup | 1 | Landfill Gas | IC |  | S | X | X |  |  | 0.8 | 0.8 | 0.8 | 0.8 | 0.1 | N |  |  | OP | X | 9 | 2003 |  |  | N | Electric Utility | 1 | T T T: X; OBS BLQ BLQ: LFG |  |  |  | N | N |  | 10M | [23 empty] | N |  | N
5580 | East Kentucky Power Coop, Inc | 56278 | Green Valley LFGTE | KY | Greenup | 2 | Landfill Gas | IC |  | S | X | X |  |  | 0.8 | 0.8 | 0.8 | 0.8 | 0.1 | N |  |  | OP | X | 9 | 2003 |  |  | N | Electric Utility | 1 | T T T: X; OBS BLQ BLQ: LFG |  |  |  | N | N |  | 10M | [23 empty] | N | N | N
5580 | East Kentucky Power Coop, Inc | 56278 | Green Valley LFGTE | KY | Greenup | 3 | Landfill Gas | IC |  | S | X | X |  |  | 0.8 | 0.8 | 0.8 | 0.8 | 0.1 | N |  |  | OP | X | 9 | 2003 |  |  | N | Electric Utility | 1 | T T T: X; OBS BLQ BLQ: LFG |  |  |  | N | N |  | 10M | [23 empty] | N | N | N
5580 | East Kentucky Power Coop, Inc | 56279 | Laurel Ridge LFGTE | KY | Laurel | 1 | Landfill Gas | IC |  | S | X | X |  |  | 0.8 | 0.8 | 0.8 | 0.8 | 0.1 | N |  |  | OP | X | 9 | 2003 |  |  | N | Electric Utility | 1 | T T T: X; OBS BLQ BLQ: LFG |  |  |  | N | N |  | 10M | [23 empty] | N | N | N
5580 | East Kentucky Power Coop, Inc | 56279 | Laurel Ridge LFGTE | KY | Laurel | 2 | Landfill Gas | IC |  | S | X | X |  |  | 0.8 | 0.8 | 0.8 | 0.8 | 0.1 | N |  |  | OP | X | 9 | 2003 |  |  | N | Electric Utility | 1 | T T T: X; OBS BLQ BLQ: LFG |  |  |  | N | N |  | 10M | [23 empty] | N | N | N
5580 | East Kentucky Power Coop, Inc | 56279 | Laurel Ridge LFGTE | KY | Laurel | 3 | Landfill Gas | IC |  | S | X | X |  |  | 0.8 | 0.8 | 0.8 | 0.8 | 0.1 | N |  |  | OP | X | 9 | 2003 |  |  | N | Electric Utility | 1 | T T T: X; OBS BLQ BLQ: LFG |  |  |  | N | N |  | 10M | [23 empty] | N | N | N
5580 | East Kentucky Power Coop, Inc | 56279 | Laurel Ridge LFGTE | KY | Laurel | 4 | Landfill Gas | IC |  | S | X | X |  |  | 0.8 | 0.8 | 0.8 | 0.8 | 0.1 | N |  |  | OP | X | 9 | 2003 |  |  | N | Electric Utility | 1 | T T T: X; OBS BLQ BLQ: LFG |  |  |  | N | N |  | 10M | [23 empty] | N | N | N
5580 | East Kentucky Power Coop, Inc | 56279 | Laurel Ridge LFGTE | KY | Laurel | 5 | Landfill Gas | IC |  | S | X | X |  |  | 0.8 | 0.8 | 0.8 | 0.8 | 0.1 | N |  |  | OP | X | 2 | 2006 |  |  | N | Electric Utility | 1 | T T T: X; OBS BLQ BLQ: LFG |  |  |  | N | N |  | 10M | [23 empty] | N | N | N
5580 | East Kentucky Power Coop, Inc | 56280 | Hardin County LFGTE | KY | Hardin | 1 | Landfill Gas | IC |  | S | X | X |  |  | 0.8 | 0.8 | 0.8 | 0.8 | 0.1 | N |  |  | OP | X | 1 | 2006 |  |  | N | Electric Utility | 1 | T T T: X; OBS BLQ BLQ: LFG |  |  |  | N | N |  | 10M | [23 empty] | N | N | N
5580 | East Kentucky Power Coop, Inc | 56280 | Hardin County LFGTE | KY | Hardin | 2 | Landfill Gas | IC |  | S | X | X |  |  | 0.8 | 0.8 | 0.8 | 0.8 | 0.1 | N |  |  | OP | X | 1 | 2006 |  |  | N | Electric Utility | 1 | T T T: X; OBS BLQ BLQ: LFG |  |  |  | N | N |  | 10M | [23 empty] | N | N | N
5580 | East Kentucky Power Coop, Inc | 56280 | Hardin County LFGTE | KY | Hardin | 3 | Landfill Gas | IC |  | S | X | X |  |  | 0.8 | 0.8 | 0.8 | 0.8 | 0.1 | N |  |  | OP | X | 1 | 2006 |  |  | N | Electric Utility | 1 | T T T: X; OBS BLQ BLQ: LFG |  |  |  | N | N |  | 10M | [23 empty] | N | N | N
5580 | East Kentucky Power Coop, Inc | 56327 | Pendleton County LFGTE | KY | Pendleton | 1 | Landfill Gas | IC |  | S | X | X |  |  | 0.8 | 0.8 | 0.8 | 0.8 | 0.1 | N |  |  | OP | X | 2 | 2007 |  |  | N | Electric Utility | 1 | T T T: X; OBS BLQ BLQ: LFG |  |  |  | N | N |  | 10M | [23 empty] | N | N | N
5580 | East Kentucky Power Coop, Inc | 56327 | Pendleton County LFGTE | KY | Pendleton | 2 | Landfill Gas | IC |  | S | X | X |  |  | 0.8 | 0.8 | 0.8 | 0.8 | 0.1 | N |  |  | OP | X | 2 | 2007 |  |  | N | Electric Utility | 1 | T T T: X; OBS BLQ BLQ: LFG |  |  |  | N | N |  | 10M | [23 empty] | N |  | N
5580 | East Kentucky Power Coop, Inc | 56327 | Pendleton County LFGTE | KY | Pendleton | 3 | Landfill Gas | IC |  | S | X | X |  |  | 0.8 | 0.8 | 0.8 | 0.8 | 0.1 | N |  |  | OP | X | 2 | 2007 |  |  | N | Electric Utility | 1 | T T T: X; OBS BLQ BLQ: LFG |  |  |  | N | N |  | 10M | [23 empty] | N | N | N
5580 | East Kentucky Power Coop, Inc | 56327 | Pendleton County LFGTE | KY | Pendleton | 4 | Landfill Gas | IC |  | S | X | X |  |  | 0.8 | 0.8 | 0.8 | 0.8 | 0.1 | N |  |  | OP | X | 2 | 2007 |  |  | N | Electric Utility | 1 | T T T: X; OBS BLQ BLQ: LFG |  |  |  | N | N |  | 10M | [23 empty] | N | N | N
14459 | City of Paris - (KY) | 1376 | Paris (KY) | KY | Bourbon | 4 | Petroleum Liquids | IC |  | S | X | X |  |  | 0.9 | 0.8 | 1.1 | 1.1 | 0.2 | N |  |  | OP | X | 12 | 1947 |  |  | N | Electric Utility | 1 | T T T: X; OBS BLQ BLQ: DFO |  |  |  | N |  |  | 1H | [23 empty] | N
4413 | Cox Interior Inc | 54850 | Cox Waste to Energy | KY | Taylor | 02 | Wood/Wood Waste Biomass | ST |  | S | X | X | PJM/EKPC 970242670 | N/A, Exempt | 1 | 0.8 | 0.3 | 0.9 | 0.1 | N |  |  | OA | X | 10 | 2002 |  |  | Y | Industrial CHP | 7 | T T T: B; OBS BLQ BLQ: WDS; DFO NG NG: WDS |  |  |  | Y | N |  | 12H |  |  | N | [20 empty] | N | N | N
5580 | East Kentucky Power Coop, Inc | 60137 | Glasgow LFGTE | KY | Barren | 1 | Landfill Gas | IC |  | S | X | X |  |  | 1 | 0.8 | 0.9 | 0.9 | 0.1 | N |  |  | OP | X | 12 | 2015 |  |  | N | Electric Utility | 1 | T T T: X; OBS BLQ BLQ: LFG |  |  |  | N | N |  | 10M | [23 empty] | N |  | N
60428 | Green City Recovery, LLC | 60703 | Green City Recovery, LLC | KY | Scott | 1 | Landfill Gas | IC |  | W | X | X |  |  | 1 | 0.8 | 1 | 1 | 0.5 | N |  |  | OP | X | 1 | 2016 |  |  | N | IPP Non-CHP | 2 | T T T: X; OBS BLQ BLQ: LFG |  |  |  | N | N |  | 10M | [23 empty] | N | N | N
60428 | Green City Recovery, LLC | 60703 | Green City Recovery, LLC | KY | Scott | 2 | Landfill Gas | IC |  | W | X | X |  |  | 1 | 0.8 | 1 | 1 | 0.5 | N |  |  | OP | X | 7 | 2019 |  |  | N | IPP Non-CHP | 2 | T T T: X; OBS BLQ BLQ: LFG |  |  |  | N | N |  | 10M | [23 empty] | N | N | N
14459 | City of Paris - (KY) | 1376 | Paris (KY) | KY | Bourbon | 5 | Petroleum Liquids | IC |  | S | X | X |  |  | 1.1 | 0.8 | 1.2 | 1.2 | 0.2 | N |  |  | OP | X | 12 | 1949 |  |  | N | Electric Utility | 1 | T T T: X; OBS BLQ BLQ: DFO |  |  |  | N |  |  | 1H | [23 empty] | N | N
14459 | City of Paris - (KY) | 1376 | Paris (KY) | KY | Bourbon | 1 | Petroleum Liquids | IC |  | S | X | X |  |  | 1.3 | 0.8 | 1.4 | 1.4 | 0.2 | N |  |  | OP | X | 12 | 1952 |  |  | N | Electric Utility | 1 | T T T: X; OBS BLQ BLQ: DFO |  |  |  | N |  |  | 1H | [23 empty] | N | N
14459 | City of Paris - (KY) | 1376 | Paris (KY) | KY | Bourbon | 2 | Petroleum Liquids | IC |  | S | X | X |  |  | 1.3 | 0.8 | 1.4 | 1.4 | 0.2 | N |  |  | OP | X | 12 | 1954 |  |  | N | Electric Utility | 1 | T T T: X; OBS BLQ BLQ: DFO |  |  |  | N |  |  | 1H | [23 empty] | N | N
59170 | North American Biofuels, LLC | 62641 | Morehead Generating Facility | KY | Rowan | M3516 | Landfill Gas | IC |  | S | X | X |  |  | 1.4 | 0.9 | 1.4 | 1.4 | 0.4 | N |  |  | OP | X | 11 | 2019 |  |  | N | IPP Non-CHP | 2 | T T T: X; OBS BLQ BLQ: LFG | [6 empty] | 10M | [23 empty] | N
5580 | East Kentucky Power Coop, Inc | 56277 | Bavarian LFGTE | KY | Boone | 5 | Landfill Gas | IC |  | S | X | X |  |  | 1.6 | 0.8 | 1.5 | 1.5 | 0.1 | N |  |  | OP | X | 10 | 2016 |  |  | N | Electric Utility | 1 | T T T: X; OBS BLQ BLQ: LFG |  |  |  | N | N |  | 10M | [23 empty] | N | N | N
59170 | North American Biofuels, LLC | 59392 | Blue Ridge Generating | KY | Estill | GEN1 | Landfill Gas | IC |  | S | X | X |  |  | 1.6 | 0.9 | 1.2 | 1.2 | 1 | N |  |  | OP | X | 11 | 2013 |  |  | N | IPP Non-CHP | 2 | T T T: X; OBS BLQ BLQ: LFG |  |  |  | N |  |  | 10M | [23 empty] | N | N | N
14459 | City of Paris - (KY) | 1376 | Paris (KY) | KY | Bourbon | 6 | Petroleum Liquids | IC |  | S | X | X |  |  | 3.1 | 0.8 | 3 | 3 | 0.2 | N |  |  | OP | X | 12 | 1974 |  |  | N | Electric Utility | 1 | T T T: X; OBS BLQ BLQ: DFO |  |  |  | N |  |  | 1H | [23 empty] | N | N
14459 | City of Paris - (KY) | 1376 | Paris (KY) | KY | Bourbon | 7 | Petroleum Liquids | IC |  | S | X | X |  |  | 3.1 | 0.8 | 3 | 3 | 0.2 | N |  |  | OP | X | 12 | 1974 |  |  | N | Electric Utility | 1 | T T T: X; OBS BLQ BLQ: DFO |  |  |  | N |  |  | 1H | [23 empty] | N | N
4413 | Cox Interior Inc | 54850 | Cox Waste to Energy | KY | Taylor | 01 | Wood/Wood Waste Biomass | ST |  | S | X | X | PJM/EKPC 970242670 | N/A, Exempt | 4 | 1 | 3 | 2.5 | 0.1 | N |  |  | OP | X | 1 | 1995 |  |  | Y | Industrial CHP | 7 | T T T: B; OBS BLQ BLQ: WDS; DFO NG NG: WDS |  |  |  | Y | N |  | 12H |  |  | N | [20 empty] | N | N | N
11249 | Louisville Gas & Electric Co | 1366 | Paddys Run | KY | Jefferson | 11 | Natural Gas Fired Combustion Turbine | GT |  | S | X | X |  |  | 16 | 0.85 | 12 | 13 | 12 | N |  |  | OP | X | 6 | 1968 |  |  | N | Electric Utility | 1 | [11 empty] | N | N |  | 1H | [23 empty] | N | N | N | bar: T T T to OBS BLQ BLQ
11249 | Louisville Gas & Electric Co | 1368 | Zorn | KY | Jefferson | 1 | Natural Gas Fired Combustion Turbine | GT |  | S | X | X |  |  | 18 | 0.85 | 14 | 16 | 14 | N |  |  | OS | X | 5 | 1969 |  |  | N | Electric Utility | 1 | [11 empty] | N | N |  | 1H | [23 empty] | N | N | N | bar: T T T to OBS BLQ BLQ
10171 | Kentucky Utilities Co | 1358 | Haefling | KY | Fayette | 1 | Natural Gas Fired Combustion Turbine | GT |  | S | X | X |  |  | 20.7 | 0.85 | 12 | 14 | 2 | N |  |  | OP | X | 10 | 1970 |  |  | N | Electric Utility | 1 | [11 empty] | N | N |  | 1H | [23 empty] | N | N | N | bar: T T T to OBS BLQ BLQ
10171 | Kentucky Utilities Co | 1358 | Haefling | KY | Fayette | 2 | Natural Gas Fired Combustion Turbine | GT |  | S | X | X |  |  | 20.7 | 0.85 | 12 | 14 | 2 | N |  |  | OP | X | 10 | 1970 |  |  | N | Electric Utility | 1 | [11 empty] | N | N |  | 1H | [23 empty] | N | N | N | bar: T T T to OBS BLQ BLQ
13483 | City of New Roads - (LA) | 1453 | New Roads | LA | Pointe Coupee | 2 | Natural Gas Internal Combustion Engine | IC |  | S | X | X | NA | NA | 0.6 | 0.9 | 0.6 | 0.6 | 0.3 | N |  |  | OP | X | 6 | 1953 |  |  | N | Electric Utility | 1 | T T T: X; OBS BLQ BLQ: NG; OBS NG PUR: DFO |  |  |  | N | N |  | 1H | [23 empty] | Y | Y | Y
11415 | M.A. Patout & Son Limited, LLC | 51008 | Enterprise Sugar Factory | LA | Iberia | 1000 | Other Waste Biomass | ST |  | S | X | X |  |  | 1 | 0.8 | 1 | 1 | 0 | N |  |  | OP | X | 10 | 1981 |  |  | Y | Industrial CHP | 7 | T T T: T; OBS BLQ BLQ: AB; OBS NG PUR: NG; DFO NG NG: AB | NG |  |  | N | N |  | 12H | [23 empty] | Y | Y | N
13483 | City of New Roads - (LA) | 1453 | New Roads | LA | Pointe Coupee | 3 | Natural Gas Internal Combustion Engine | IC |  | S | X | X | NA | NA | 1.1 | 0.9 | 0.7 | 0.7 | 0.3 | N |  |  | OP | X | 6 | 1957 |  |  | N | Electric Utility | 1 | T T T: X; OBS BLQ BLQ: NG; OBS NG PUR: DFO |  |  |  | N | N |  | 1H | [23 empty] | Y | Y | Y
13483 | City of New Roads - (LA) | 1453 | New Roads | LA | Pointe Coupee | 4 | Natural Gas Internal Combustion Engine | IC |  | S | X | X | NA | NA | 1.7 | 0.9 | 1.2 | 1.2 | 0.3 | N |  |  | OP | X | 6 | 1957 |  |  | N | Electric Utility | 1 | T T T: X; OBS BLQ BLQ: NG; OBS NG PUR: DFO |  |  |  | N |  |  | 1H | [23 empty] | Y | Y | Y
13483 | City of New Roads - (LA) | 1453 | New Roads | LA | Pointe Coupee | 5 | Natural Gas Internal Combustion Engine | IC |  | S | X | X | NA | NA | 1.7 | 0.9 | 1.2 | 1.2 | 0.3 | N |  |  | OP | X | 6 | 1951 |  |  | N | Electric Utility | 1 | T T T: X; OBS BLQ BLQ: NG; OBS NG PUR: DFO |  |  |  | N |  |  | 1H | [23 empty] | Y | Y | Y
57145 | Louisiana Sugar Refining LLC | 10301 | Louisiana Sugar Refining | LA | St James | GEN3 | Natural Gas Steam Turbine | ST |  | S | X | X |  |  | 1.7 | 0.8 | 1.5 | 1.5 | 0.1 | N |  |  | SB | Y | 2 | 1957 |  |  | Y | Industrial CHP | 7 | [11 empty] | N | N |  | 12H | [20 empty] | N |  |  | N | N | N | bar: T T T to OBS BLQ BLQ; DFO NG NG
13483 | City of New Roads - (LA) | 1453 | New Roads | LA | Pointe Coupee | 6 | Natural Gas Internal Combustion Engine | IC |  | S | X | X | NA | NA | 2 | 0.9 | 1.5 | 1.5 | 0.3 | N |  |  | OP | X | 6 | 1971 |  |  | N | Electric Utility | 1 | T T T: X; OBS BLQ BLQ: NG; OBS NG PUR: DFO |  |  |  | N |  |  | 1H | [23 empty] | Y | Y | Y
15237 | PCS Nitrogen LP | 50341 | PCS Nitrogen Fertilizer LP | LA | Iberville | GEN3 | Petroleum Liquids | IC |  | S | X | X |  |  | 2 | 0.8 | 1.8 | 1.8 | 0.1 | N |  |  | SB | Y | 10 | 2010 |  |  | N | Industrial Non-CHP | 6 | T T T: X; OBS BLQ BLQ: DFO |  |  |  | N | N |  | 10M | [20 empty] | N |  |  | N | N | N
15237 | PCS Nitrogen LP | 50341 | PCS Nitrogen Fertilizer LP | LA | Iberville | GEN4 | Petroleum Liquids | IC |  | S | X | X |  |  | 2 | 0.8 | 1.8 | 1.8 | 0.1 | N |  |  | SB | Y | 10 | 2014 |  |  | N | Industrial Non-CHP | 6 | T T T: X; OBS BLQ BLQ: DFO |  |  |  | N | N |  | 10M | [23 empty] | N | N | N
11415 | M.A. Patout & Son Limited, LLC | 51008 | Enterprise Sugar Factory | LA | Iberia | 2000 | Other Waste Biomass | ST |  | S | X | X |  |  | 2 | 0.8 | 2 | 2 | 0 | N |  |  | SB | N | 10 | 1981 |  |  | Y | Industrial CHP | 7 | T T T: T; OBS BLQ BLQ: AB; OBS NG PUR: NG; DFO NG NG: AB | NG |  |  | N | N |  | 12H | [23 empty] | Y | Y | N
13483 | City of New Roads - (LA) | 1453 | New Roads | LA | Pointe Coupee | 1 | Natural Gas Internal Combustion Engine | IC |  | S | X | X | NA | NA | 2.3 | 0.9 | 1.8 | 1.8 | 0.3 | N |  |  | OP | X | 6 | 1965 |  |  | N | Electric Utility | 1 | T T T: X; OBS BLQ BLQ: NG; OBS NG PUR: DFO |  |  |  | N | N |  | 1H | [23 empty] | Y | Y | Y
57145 | Louisiana Sugar Refining LLC | 10301 | Louisiana Sugar Refining | LA | St James | GEN2 | Natural Gas Steam Turbine | ST |  | S | X | X |  |  | 2.5 | 0.8 | 1.7 | 1.7 | 0.2 | N |  |  | OP | X | 3 | 1977 |  |  | Y | Industrial CHP | 7 | [11 empty] | N | N |  | 12H | [20 empty] | N |  |  | N | N | N | bar: T T T to OBS BLQ BLQ; DFO NG NG
57145 | Louisiana Sugar Refining LLC | 10301 | Louisiana Sugar Refining | LA | St James | GEN4 | Natural Gas Steam Turbine | ST |  | S | X | X |  |  | 2.5 | 0.8 | 2.1 | 2 | 0.2 | N |  |  | OP | X | 9 | 1969 |  |  | Y | Industrial CHP | 7 | [11 empty] | N | N |  | 12H | [20 empty] | N |  |  | N | N | N | bar: T T T to OBS BLQ BLQ; DFO NG NG
62043 | Cox Operating LLC | 54927 | Grand Isle Gas Plant / Treating Station | LA | Jefferson | 1 | Natural Gas Internal Combustion Engine | IC |  | W | X | X |  |  | 3 | 0.8 | 2.9 | 3 | 0.4 | N |  |  | OP | X | 1 | 1965 |  |  | N | Industrial Non-CHP | 6 | [11 empty] | N | N |  | 10M | [23 empty] | N | N | N | bar: T T T to OBS BLQ BLQ
62043 | Cox Operating LLC | 54927 | Grand Isle Gas Plant / Treating Station | LA | Jefferson | 2 | Natural Gas Internal Combustion Engine | IC |  | W | X | X |  |  | 3 | 0.8 | 2.9 | 3 | 0.4 | N |  |  | OP | X | 1 | 1965 |  |  | N | Industrial Non-CHP | 6 | [11 empty] | N | N |  | 10M | [23 empty] | N | N | N | bar: T T T to OBS BLQ BLQ
62043 | Cox Operating LLC | 54927 | Grand Isle Gas Plant / Treating Station | LA | Jefferson | 3 | Natural Gas Internal Combustion Engine | IC |  | W | X | X |  |  | 3 | 0.8 | 2.9 | 3 | 0.4 | N |  |  | OP | X | 1 | 1965 |  |  | N | Industrial Non-CHP | 6 | [11 empty] | N | N |  | 10M | [23 empty] | N | N | N | bar: T T T to OBS BLQ BLQ
14306 | Eagle 2 US LLC | 50490 | PPG Plant C Caustic | LA | Calcasieu | TE | Natural Gas Steam Turbine | ST |  | S | X | X |  |  | 3.4 | 0.85 | 2.7 | 2.7 | 1 | N |  |  | OP | X | 10 | 1986 |  |  | Y | Industrial CHP | 7 | [11 empty] | N |  |  | 12H | [23 empty] | N | N | N | bar: T T T to OBS BLQ BLQ; DFO NG NG
15173 | Placid Refining Co LLC | 50389 | Port Allen (LA) | LA | West Baton Rouge | GEN1 | Natural Gas Fired Combustion Turbine | GT |  | S | X | X |  |  | 3.8 | 0.9 | 3.5 | 3.5 | 2 | N |  |  | OP | X | 5 | 1990 |  |  | Y | Industrial CHP | 7 | [11 empty] | N | N | 0 | 10M | [23 empty] | N | N | N | bar: T T T to OBS BLQ BLQ; DFO NG NG
15173 | Placid Refining Co LLC | 50389 | Port Allen (LA) | LA | West Baton Rouge | GEN2 | Natural Gas Fired Combustion Turbine | GT |  | S | X | X |  |  | 3.8 | 0.9 | 3.5 | 3.5 | 2 | N |  |  | OP | X | 5 | 1990 |  |  | Y | Industrial CHP | 7 | [11 empty] | N | N | 0 | 10M | [23 empty] | N | N | N | bar: T T T to OBS BLQ BLQ; DFO NG NG
547 | American Sugar Refining Inc. | 54512 | Domino Sugar Arabi Plant | LA | St Bernard | TG3 | Natural Gas Steam Turbine | ST |  | S | X | X |  |  | 4 | 1 | 2 | 1.4 | 1 | N |  |  | OP | X | 1 | 1949 |  |  | Y | Industrial CHP | 7 | [11 empty] | N | N |  | 12H | [23 empty] | N | N | N | bar: T T T to OBS BLQ BLQ; DFO NG NG
26253 | Louisiana Energy & Power Authority | 1456 | Rayne | LA | Acadia | 8 | Petroleum Liquids | IC |  | W | X | X | NA | NA | 4.1 | 0.9 | 3.4 | 3.4 | 0.2 | N |  |  | OS | X | 1 | 1969 |  |  | N | Electric Utility | 1 | T T T: X; OBS BLQ BLQ: DFO |  |  |  | N | N |  | 1H | [23 empty] | N | N
26253 | Louisiana Energy & Power Authority | 1456 | Rayne | LA | Acadia | 9 | Petroleum Liquids | IC |  | W | X | X | NA | NA | 4.1 | 0.9 | 3.6 | 3.6 | 0.2 | N |  |  | OS | X | 6 | 1969 |  |  | N | Electric Utility | 1 | T T T: X; OBS BLQ BLQ: DFO |  |  |  | N | N |  | 1H | [23 empty] | N | N
3455 | Chevron Oronite Co LLC | 55857 | Oak Point Cogen | LA | Plaquemines | 5121 | Natural Gas Fired Combustion Turbine | GT |  | W | X | X |  |  | 4.7 | 0.84 | 4 | 5 | 0.9 | N |  |  | OP | X | 10 | 1999 |  |  | Y | Industrial CHP | 7 | [11 empty] | N | N |  | 1H | [23 empty] | N | N | N | bar: T T T to OBS BLQ BLQ
3455 | Chevron Oronite Co LLC | 55857 | Oak Point Cogen | LA | Plaquemines | 5131 | Natural Gas Fired Combustion Turbine | GT |  | W | X | X |  |  | 4.7 | 0.84 | 4 | 5 | 0.9 | N |  |  | OP | X | 10 | 1999 |  |  | Y | Industrial CHP | 7 | [11 empty] | N | N |  | 1H | [23 empty] | N | N | N | bar: T T T to OBS BLQ BLQ
3455 | Chevron Oronite Co LLC | 55857 | Oak Point Cogen | LA | Plaquemines | 5141 | Natural Gas Fired Combustion Turbine | GT |  | W | X | X |  |  | 4.7 | 0.84 | 4 | 5 | 0.9 | N |  |  | OP | X | 10 | 1999 |  |  | Y | Industrial CHP | 7 | [11 empty] | N | N |  | 1H | [23 empty] | N | N | N | bar: T T T to OBS BLQ BLQ
3455 | Chevron Oronite Co LLC | 55857 | Oak Point Cogen | LA | Plaquemines | 5151 | Natural Gas Fired Combustion Turbine | GT |  | W | X | X |  |  | 4.7 | 0.84 | 4 | 5 | 0.9 | N |  |  | OP | X | 10 | 1999 |  |  | Y | Industrial CHP | 7 | [11 empty] | N | N |  | 1H | [23 empty] | N | N | N | bar: T T T to OBS BLQ BLQ
3455 | Chevron Oronite Co LLC | 55857 | Oak Point Cogen | LA | Plaquemines | 5161 | Natural Gas Fired Combustion Turbine | GT |  | W | X | X |  |  | 4.7 | 0.84 | 4 | 5 | 0.9 | N |  |  | OP | X | 10 | 1999 |  |  | Y | Industrial CHP | 7 | [11 empty] | N | N |  | 1H | [23 empty] | N | N | N | bar: T T T to OBS BLQ BLQ
547 | American Sugar Refining Inc. | 54512 | Domino Sugar Arabi Plant | LA | St Bernard | TG1 | Natural Gas Steam Turbine | ST |  | S | X | X |  |  | 5 | 0.8 | 3.4 | 3.1 | 1 | N |  |  | OP | X | 1 | 1949 |  |  | Y | Industrial CHP | 7 | [11 empty] | N | N |  | 12H | [23 empty] | N | N | N | bar: T T T to OBS BLQ BLQ; DFO NG NG
547 | American Sugar Refining Inc. | 54512 | Domino Sugar Arabi Plant | LA | St Bernard | TG2 | Natural Gas Steam Turbine | ST |  | S | X | X |  |  | 5 | 0.8 | 2.3 | 2.3 | 1 | N |  |  | OP | X | 6 | 2003 |  |  | Y | Industrial CHP | 7 | [11 empty] | N | N |  | 12H | [23 empty] | N | N | N | bar: T T T to OBS BLQ BLQ; DFO NG NG
2091 | Phillips 66 | 52031 | Alliance Refinery | LA | Plaquemines | GEN1 | Other Gases | OT |  | S | X | X |  |  | 6 | 0.85 | 6 | 6 | 0 | N |  |  | OP | X | 12 | 1971 |  |  | N | Industrial Non-CHP | 6 | T T T: X; OBS BLQ BLQ: OG; DFO NG NG: NG |  |  |  | N | N |  | 1H | N | [22 empty] | N | N | N
1182 | BASF Corporation | 10319 | Geismar | LA | Ascension | GEN3 | Natural Gas Steam Turbine | ST |  | S | X | X |  |  | 7.2 | 0.98 | 7.2 | 7.2 | 0.7 | N |  |  | OP | X | 10 | 2005 |  |  | N | Industrial CHP | 7 | [11 empty] | N | N |  | 12H | [23 empty] | N | N | N | bar: T T T to OBS BLQ BLQ; DFO NG NG
56097 | Gramercy Holdings I LLC | 50846 | Gramercy Holdings LLC | LA | St James | ST3 | Natural Gas Steam Turbine | ST |  | S | X | X |  |  | 7.2 | 0.95 | 6 | 6 | 3 | N |  |  | OP | X | 2 | 1969 |  |  | Y | Industrial CHP | 7 | [11 empty] | N | N |  | 12H | [23 empty] | N | bar: T T T to OBS BLQ BLQ; DFO NG NG
11233 | Louisiana Tech University | 54240 | Louisiana Tech University Power Plant | LA | Lincoln | TG3 | Natural Gas Fired Combustion Turbine | GT |  | S | X | X |  |  | 7.5 | 0.8 | 6.4 | 7.4 | 3.6 | N |  |  | OP | X | 7 | 2004 |  |  | Y | Commercial CHP | 5 | [11 empty] | N |  |  | 1H |  | N | [21 empty] | N | N | N | bar: T T T to OBS BLQ BLQ
5065 | Equistar Chemicals LP | 57884 | Lake Charles Polymers | LA | Calcasieu | G-901 | Natural Gas Internal Combustion Engine | IC |  | S | X | X |  |  | 8.4 | 0.93 | 8 | 8.5 | 2 | N |  |  | OP | X | 9 | 2011 |  |  | N | Industrial Non-CHP | 6 | T T T: X; OBS BLQ BLQ: NG; OBS NG PUR: OG |  |  |  | N | N |  | 1H | [23 empty] | Y | Y | N
5065 | Equistar Chemicals LP | 57884 | Lake Charles Polymers | LA | Calcasieu | G-902 | Natural Gas Internal Combustion Engine | IC |  | S | X | X |  |  | 8.4 | 0.93 | 8 | 8.5 | 2 | N |  |  | OP | X | 9 | 2011 |  |  | N | Industrial Non-CHP | 6 | T T T: X; OBS BLQ BLQ: NG; OBS NG PUR: OG |  |  |  | N | N |  | 1H | [23 empty] | Y | Y | N
298 | City of Alexandria - (LA) | 6558 | D G Hunter | LA | Rapides | 10 | Natural Gas Internal Combustion Engine | IC |  | S | X | X |  |  | 9.3 | 0.8 | 8.6 | 8.6 | 3 | N |  |  | OP | X | 3 | 2016 |  |  | N | Electric Utility | 1 | [11 empty] | N | N |  | 10M | [23 empty] | N | N | N | bar: T T T to OBS BLQ BLQ
298 | City of Alexandria - (LA) | 6558 | D G Hunter | LA | Rapides | 11 | Natural Gas Internal Combustion Engine | IC |  | S | X | X |  |  | 9.3 | 0.8 | 8.6 | 8.6 | 3 | N |  |  | OP | X | 3 | 2016 |  |  | N | Electric Utility | 1 | [11 empty] | N | N |  | 10M | [23 empty] | N | N | N | bar: T T T to OBS BLQ BLQ
298 | City of Alexandria - (LA) | 6558 | D G Hunter | LA | Rapides | 5 | Natural Gas Internal Combustion Engine | IC |  | S | X | X |  |  | 9.3 | 0.8 | 8.6 | 8.6 | 3 | N |  |  | OP | X | 3 | 2016 |  |  | N | Electric Utility | 1 | [11 empty] | N | N |  | 10M | [23 empty] | N | N | N | bar: T T T to OBS BLQ BLQ
298 | City of Alexandria - (LA) | 6558 | D G Hunter | LA | Rapides | 6 | Natural Gas Internal Combustion Engine | IC |  | S | X | X |  |  | 9.3 | 0.8 | 8.6 | 8.6 | 3 | N |  |  | OP | X | 3 | 2016 |  |  | N | Electric Utility | 1 | [11 empty] | N | N |  | 10M | [23 empty] | N | N | N | bar: T T T to OBS BLQ BLQ
298 | City of Alexandria - (LA) | 6558 | D G Hunter | LA | Rapides | 7 | Natural Gas Internal Combustion Engine | IC |  | S | X | X |  |  | 9.3 | 0.8 | 8.6 | 8.6 | 3 | N |  |  | OP | X | 3 | 2016 |  |  | N | Electric Utility | 1 | [11 empty] | N | N |  | 10M | [23 empty] | N | N | N | bar: T T T to OBS BLQ BLQ
298 | City of Alexandria - (LA) | 6558 | D G Hunter | LA | Rapides | 8 | Natural Gas Internal Combustion Engine | IC |  | S | X | X |  |  | 9.3 | 0.8 | 8.6 | 8.6 | 3 | N |  |  | OP | X | 3 | 2016 |  |  | N | Electric Utility | 1 | [11 empty] | N | N |  | 10M | [23 empty] | N | N | N | bar: T T T to OBS BLQ BLQ
298 | City of Alexandria - (LA) | 6558 | D G Hunter | LA | Rapides | 9 | Natural Gas Internal Combustion Engine | IC |  | S | X | X |  |  | 9.3 | 0.8 | 8.6 | 8.6 | 3 | N |  |  | OP | X | 3 | 2016 |  |  | N | Electric Utility | 1 | [11 empty] | N | N |  | 10M | [23 empty] | N | N | N | bar: T T T to OBS BLQ BLQ
6564 | Formosa Plastics Corp | 54518 | Formosa Plastics | LA | East Baton Rouge | ST1 | Natural Gas Steam Turbine | ST |  | S | X | X |  |  | 12 | 0.848 | 8 | 8 | 2 | N |  |  | OP | X | 5 | 1985 |  |  | Y | Industrial CHP | 7 | [11 empty] | N |  |  | 12H | [23 empty] | N | N | N | bar: T T T to OBS BLQ BLQ; DFO NG NG
6564 | Formosa Plastics Corp | 54518 | Formosa Plastics | LA | East Baton Rouge | ST2 | Natural Gas Steam Turbine | ST |  | S | X | X |  |  | 12 | 0.85 | 8 | 8 | 2 | N |  |  | OP | X | 10 | 1990 |  |  | Y | Industrial CHP | 7 | [11 empty] | N |  |  | 12H | [23 empty] | N | N | N | bar: T T T to OBS BLQ BLQ; DFO NG NG
135 | Agrilectric Power Partners Ltd | 10593 | Agrilectric Power Partners Ltd | LA | Calcasieu | GEN1 | Other Waste Biomass | ST |  | S | X | X | Rice1 | Rice1 | 12.1 | 0.85 | 11.1 | 11.1 | 3 | N |  |  | OP | X | 7 | 1984 |  |  | N | IPP Non-CHP | 2 | T T T: X; OBS BLQ BLQ: AB; DFO NG NG: NG |  |  |  | N | N |  | 12H |  |  |  | N | [19 empty] | N | N | N
59867 | Hood Container of Louisiana, LLC | 10697 | St Francisville Mill | LA | West Feliciana | GEN2 | Wood/Wood Waste Biomass | ST |  | S | X | X |  |  | 12.5 | 0.9 | 16 | 16.5 | 3 | N |  |  | OP | X | 3 | 1966 |  |  | Y | Industrial CHP | 7 | T T T: T; OBS BLQ BLQ: BLQ; OBS NG PUR: NG; DFO NG NG: NG |  |  |  | N | N |  | 12H | [20 empty] | N |  |  | N
8884 | Terrebonne Parish Consol Gov't | 1439 | Houma | LA | Terrebonne | 14 | Natural Gas Steam Turbine | ST |  | S | X | X |  |  | 12.6 | 0.85 | 10 | 10 | 3.9 | N |  |  | OP | X | 8 | 1967 |  |  | N | Electric Utility | 1 | [11 empty] | N |  |  | 12H | [23 empty] | N | N | N | bar: T T T to OBS BLQ BLQ; DFO NG NG
5065 | Equistar Chemicals LP | 57884 | Lake Charles Polymers | LA | Calcasieu | G-900 | Natural Gas Fired Combustion Turbine | GT |  | S | X | X |  |  | 14.3 | 0.93 | 13.5 | 16 | 3 | N |  |  | OP | X | 9 | 2011 |  |  | N | Industrial Non-CHP | 6 | [11 empty] | N | N |  | 1H | [23 empty] | N | N | N | bar: T T T to OBS BLQ BLQ
18155 | Westrock (LA) | 50810 | Westrock Hodge (LA) | LA | Jackson | NO 7 | Wood/Wood Waste Biomass | ST |  | S | X | X |  |  | 15.6 | 0.85 | 15.6 | 15.6 | 1 | N |  |  | OP | X | 8 | 1957 |  |  | Y | Industrial CHP | 7 | T | BLQ | NG | WDS |  |  |  | NG |  |  |  | N | N |  | 12H | [23 empty] | N | N | N
56097 | Gramercy Holdings I LLC | 50846 | Gramercy Holdings LLC | LA | St James | GT3 | Natural Gas Fired Combustion Turbine | GT |  | S | X | X |  |  | 16 | 0.95 | 15 | 17 | 1 | N |  |  | OP | X | 4 | 1969 |  |  | Y | Industrial CHP | 7 | [11 empty] | N | N |  | 12H | [23 empty] | N | N | bar: T T T to OBS BLQ BLQ
26253 | Louisiana Energy & Power Authority | 58478 | LEPA Unit No. 1 | LA | St Mary | LEPA2 | Natural Gas Fired Combined Cycle | CA | LEPA | S | N | X | LEPA.CC.MGC_01 | LEPA.CC.MGC_01 | 17.1 | 0.85 | 15.2 | 15.2 | 8.2 | N |  |  | OP | X | 6 | 2016 |  |  | N | Electric Utility | 1 | [11 empty] | N | N |  | 12H | [23 empty] | N |  | N | bar: T T T to OBS BLQ BLQ
56097 | Gramercy Holdings I LLC | 50846 | Gramercy Holdings LLC | LA | St James | ST1 | Natural Gas Steam Turbine | ST |  | S | X | X |  |  | 18.7 | 0.95 | 17 | 17 | 2 | N |  |  | OP | X | 2 | 1958 |  |  | Y | Industrial CHP | 7 | [11 empty] | N | N |  | 12H | [23 empty] | N | bar: T T T to OBS BLQ BLQ; DFO NG NG
56097 | Gramercy Holdings I LLC | 50846 | Gramercy Holdings LLC | LA | St James | ST2 | Natural Gas Steam Turbine | ST |  | S | X | X |  |  | 18.7 | 0.95 | 17 | 17 | 2 | N |  |  | OP | X | 2 | 1958 |  |  | Y | Industrial CHP | 7 | [11 empty] | N | N |  | 12H | [23 empty] | N | bar: T T T to OBS BLQ BLQ; DFO NG NG
2091 | Phillips 66 | 52031 | Alliance Refinery | LA | Plaquemines | GEN2 | Other Gases | ST |  | S | X | X |  |  | 19 | 0.9 | 19 | 19 | 2.8 | N |  |  | OP | X | 1 | 1990 |  |  | N | Industrial Non-CHP | 6 | T T T: X; OBS BLQ BLQ: OG; OBS NG PUR: NG; DFO NG NG: NG |  |  |  | N | N |  | 12H | [23 empty] | Y | Y | N
58425 | LSU and A&M College | 58428 | LSU Cogen | LA | East Baton Rouge | 1-02 | Natural Gas Fired Combustion Turbine | GT |  | S | X | X |  |  | 19.6 | 0.85 | 20.6 | 20.6 | 2 | Y | 8 | 2020 | OP | X | 12 | 2004 |  |  | Y | Commercial CHP | 5 | [11 empty] | N | N |  | 1H | [23 empty] | N | N | N | bar: T T T to OBS BLQ BLQ; DFO NG NG
16064 | Graphic Packaging International | 50028 | Plant 31 Paper Mill | LA | Ouachita | GEN6 | Wood/Wood Waste Biomass | ST |  | S | X | X |  |  | 20 | 0.85 | 20 | 20 | 3 | N |  |  | OP | X | 1 | 1977 |  |  | Y | Industrial CHP | 7 | T | BLQ | NG | WDS |  |  |  | NG |  |  |  | N | N |  | 12H | [23 empty] | Y | Y | N
5352 | Dow Chemical Co - St Charles | 50152 | Dow St Charles Operations | LA | St Charles | STG | Natural Gas Fired Combined Cycle | CA | CC1 | S | Y | X |  |  | 22 | 0.95 | 20 | 20 | 5 | N |  |  | OP | X | 2 | 1997 |  |  | Y | Industrial CHP | 7 | T T T: T; OBS BLQ BLQ: NG; OBS NG PUR: OG |  |  |  | N | N |  | 12H | [23 empty] | N
11241 | Entergy Louisiana LLC | 1391 | Louisiana 1 | LA | East Baton Rouge | 1A | Other Gases | ST |  | S | X | X |  |  | 23 | 0.85 | 18 | 18 | 2 | N |  |  | OP | X | 10 | 1951 |  |  | Y | Industrial CHP | 7 | B | OG | NG | DFO |  |  |  | NG | OG |  |  | N |  |  | 12H | [23 empty] | Y |  | N
18155 | Westrock (LA) | 50810 | Westrock Hodge (LA) | LA | Jackson | NO 9 | Wood/Wood Waste Biomass | ST |  | S | X | X |  |  | 23.3 | 0.9 | 23.3 | 23.3 | 1 | N |  |  | OP | X | 10 | 1972 |  |  | Y | Industrial CHP | 7 | T | BLQ | NG | WDS |  |  |  | NG |  |  |  | N | N |  | 12H | [23 empty] | N | N | N
56097 | Gramercy Holdings I LLC | 50846 | Gramercy Holdings LLC | LA | St James | GT4 | Natural Gas Fired Combustion Turbine | GT |  | S | X | X |  |  | 24.7 | 0.95 | 21 | 24 | 1 | N |  |  | OP | X | 4 | 1974 |  |  | Y | Industrial CHP | 7 | [11 empty] | N | N |  | 12H | [23 empty] | N | bar: T T T to OBS BLQ BLQ
55938 | Industrial Power Generating Company LLC | 56680 | Wicomico | MD | Wicomico | 1 | Landfill Gas | IC |  | S | X | X | 45565913 |  | 0.3 | 1 | 0.3 | 0.3 | 0.1 | N |  |  | OP | X | 5 | 2007 |  |  | N | IPP Non-CHP | 2 | T T T: X; OBS BLQ BLQ: LFG; OBS NG PUR: DFO; DFO NG NG: DFO |  |  |  | N | N |  | 1H | [23 empty] | Y | Y | N
55938 | Industrial Power Generating Company LLC | 56680 | Wicomico | MD | Wicomico | 10 | Landfill Gas | IC |  | S | X | X | 45565913 |  | 0.3 | 1 | 0.3 | 0.3 | 0.1 | N |  |  | OP | X | 5 | 2007 |  |  | N | IPP Non-CHP | 2 | T T T: X; OBS BLQ BLQ: LFG; OBS NG PUR: DFO; DFO NG NG: DFO |  |  |  | N | N |  | 1H | [23 empty] | Y | Y | N
55938 | Industrial Power Generating Company LLC | 56680 | Wicomico | MD | Wicomico | 11 | Landfill Gas | IC |  | S | X | X | 45565913 |  | 0.3 | 1 | 0.3 | 0.3 | 0.1 | N |  |  | OP | X | 5 | 2007 |  |  | N | IPP Non-CHP | 2 | T T T: X; OBS BLQ BLQ: LFG; OBS NG PUR: DFO; DFO NG NG: DFO |  |  |  | N | N |  | 1H | [23 empty] | Y | Y | N
55938 | Industrial Power Generating Company LLC | 56680 | Wicomico | MD | Wicomico | 12 | Landfill Gas | IC |  | S | X | X | 45565913 |  | 0.3 | 1 | 0.3 | 0.3 | 0.1 | N |  |  | OP | X | 5 | 2007 |  |  | N | IPP Non-CHP | 2 | T T T: X; OBS BLQ BLQ: LFG; OBS NG PUR: DFO; DFO NG NG: DFO |  |  |  | N | N |  | 1H | [23 empty] | Y | Y | N
55938 | Industrial Power Generating Company LLC | 56680 | Wicomico | MD | Wicomico | 13 | Landfill Gas | IC |  | S | X | X | 45565913 |  | 0.3 | 1 | 0.3 | 0.3 | 0.1 | N |  |  | OP | X | 5 | 2007 |  |  | N | IPP Non-CHP | 2 | T T T: X; OBS BLQ BLQ: LFG; OBS NG PUR: DFO; DFO NG NG: DFO |  |  |  | N | N |  | 1H | [23 empty] | Y | Y | N
55938 | Industrial Power Generating Company LLC | 56680 | Wicomico | MD | Wicomico | 14 | Landfill Gas | IC |  | S | X | X | 45565913 |  | 0.3 | 1 | 0.3 | 0.3 | 0.1 | N |  |  | OP | X | 5 | 2007 |  |  | N | IPP Non-CHP | 2 | T T T: X; OBS BLQ BLQ: LFG; OBS NG PUR: DFO; DFO NG NG: DFO |  |  |  | N | N |  | 1H | [23 empty] | Y | Y | N
55938 | Industrial Power Generating Company LLC | 56680 | Wicomico | MD | Wicomico | 15 | Landfill Gas | IC |  | S | X | X | 45565913 |  | 0.3 | 1 | 0.3 | 0.3 | 0.1 | N |  |  | OP | X | 5 | 2007 |  |  | N | IPP Non-CHP | 2 | T T T: X; OBS BLQ BLQ: LFG; OBS NG PUR: DFO; DFO NG NG: DFO |  |  |  | N | N |  | 1H | [23 empty] | Y | Y | N
55938 | Industrial Power Generating Company LLC | 56680 | Wicomico | MD | Wicomico | 16 | Landfill Gas | IC |  | S | X | X | 45565913 |  | 0.3 | 1 | 0.3 | 0.3 | 0.1 | N |  |  | OP | X | 5 | 2007 |  |  | N | IPP Non-CHP | 2 | T T T: X; OBS BLQ BLQ: LFG; OBS NG PUR: DFO; DFO NG NG: DFO |  |  |  | N | N |  | 1H | [23 empty] | Y | Y | N
55938 | Industrial Power Generating Company LLC | 56680 | Wicomico | MD | Wicomico | 17 | Landfill Gas | IC |  | S | X | X | 45565913 |  | 0.3 | 1 | 0.3 | 0.3 | 0.1 | N |  |  | OP | X | 5 | 2007 |  |  | N | IPP Non-CHP | 2 | T T T: X; OBS BLQ BLQ: LFG; OBS NG PUR: DFO; DFO NG NG: DFO |  |  |  | N | N |  | 1H | [23 empty] | Y | Y | N
55938 | Industrial Power Generating Company LLC | 56680 | Wicomico | MD | Wicomico | 18 | Landfill Gas | IC |  | S | X | X | 45565913 |  | 0.3 | 1 | 0.3 | 0.3 | 0.1 | N |  |  | OP | X | 5 | 2007 |  |  | N | IPP Non-CHP | 2 | T T T: X; OBS BLQ BLQ: LFG; OBS NG PUR: DFO; DFO NG NG: DFO |  |  |  | N | N |  | 1H | [23 empty] | Y | Y | N
55938 | Industrial Power Generating Company LLC | 56680 | Wicomico | MD | Wicomico | 2 | Landfill Gas | IC |  | S | X | X | 45565913 |  | 0.3 | 1 | 0.3 | 0.3 | 0.1 | N |  |  | OP | X | 5 | 2007 |  |  | N | IPP Non-CHP | 2 | T T T: X; OBS BLQ BLQ: LFG; OBS NG PUR: DFO; DFO NG NG: DFO |  |  |  | N | N |  | 1H | [23 empty] | Y | Y | N
55938 | Industrial Power Generating Company LLC | 56680 | Wicomico | MD | Wicomico | 3 | Landfill Gas | IC |  | S | X | X | 45565913 |  | 0.3 | 1 | 0.3 | 0.3 | 0.1 | N |  |  | OP | X | 5 | 2007 |  |  | N | IPP Non-CHP | 2 | T T T: X; OBS BLQ BLQ: LFG; OBS NG PUR: DFO; DFO NG NG: DFO |  |  |  | N | N |  | 1H | [23 empty] | Y | Y | N
55938 | Industrial Power Generating Company LLC | 56680 | Wicomico | MD | Wicomico | 4 | Landfill Gas | IC |  | S | X | X | 45565913 |  | 0.3 | 1 | 0.3 | 0.3 | 0.1 | N |  |  | OP | X | 5 | 2007 |  |  | N | IPP Non-CHP | 2 | T T T: X; OBS BLQ BLQ: LFG; OBS NG PUR: DFO; DFO NG NG: DFO |  |  |  | N | N |  | 1H | [23 empty] | Y | Y | N
55938 | Industrial Power Generating Company LLC | 56680 | Wicomico | MD | Wicomico | 5 | Landfill Gas | IC |  | S | X | X | 45565913 |  | 0.3 | 1 | 0.3 | 0.3 | 0.1 | N |  |  | OP | X | 5 | 2007 |  |  | N | IPP Non-CHP | 2 | T T T: X; OBS BLQ BLQ: LFG; OBS NG PUR: DFO; DFO NG NG: DFO |  |  |  | N | N |  | 1H | [23 empty] | Y | Y | N
55938 | Industrial Power Generating Company LLC | 56680 | Wicomico | MD | Wicomico | 6 | Landfill Gas | IC |  | S | X | X | 45565913 |  | 0.3 | 1 | 0.3 | 0.3 | 0.1 | N |  |  | OP | X | 5 | 2007 |  |  | N | IPP Non-CHP | 2 | T T T: X; OBS BLQ BLQ: LFG; OBS NG PUR: DFO; DFO NG NG: DFO |  |  |  | N | N |  | 1H | [23 empty] | Y | Y | N
55938 | Industrial Power Generating Company LLC | 56680 | Wicomico | MD | Wicomico | 7 | Landfill Gas | IC |  | S | X | X | 45565913 |  | 0.3 | 1 | 0.3 | 0.3 | 0.1 | N |  |  | OP | X | 5 | 2007 |  |  | N | IPP Non-CHP | 2 | T T T: X; OBS BLQ BLQ: LFG; OBS NG PUR: DFO; DFO NG NG: DFO |  |  |  | N | N |  | 1H | [23 empty] | Y | Y | N
55938 | Industrial Power Generating Company LLC | 56680 | Wicomico | MD | Wicomico | 8 | Landfill Gas | IC |  | S | X | X | 45565913 |  | 0.3 | 1 | 0.3 | 0.3 | 0.1 | N |  |  | OP | X | 5 | 2007 |  |  | N | IPP Non-CHP | 2 | T T T: X; OBS BLQ BLQ: LFG; OBS NG PUR: DFO; DFO NG NG: DFO |  |  |  | N | N |  | 1H | [23 empty] | Y | Y | N
55938 | Industrial Power Generating Company LLC | 56680 | Wicomico | MD | Wicomico | 9 | Landfill Gas | IC |  | S | X | X | 45565913 |  | 0.3 | 1 | 0.3 | 0.3 | 0.1 | N |  |  | OP | X | 5 | 2007 |  |  | N | IPP Non-CHP | 2 | T T T: X; OBS BLQ BLQ: LFG; OBS NG PUR: DFO; DFO NG NG: DFO |  |  |  | N | N |  | 1H | [23 empty] | Y | Y | N
84 | A & N Electric Coop | 6391 | Smith Island | MD | Somerset | 2 | Petroleum Liquids | IC |  | S | X | X |  |  | 0.5 | 0.8 | 0.4 | 0.4 | 0.1 | N |  |  | OP | X | 3 | 1994 |  |  | N | Electric Utility | 1 | T T T: X; OBS BLQ BLQ: DFO |  |  |  | N |  |  | 10M | [23 empty] | N
56318 | CB&I | 55885 | Montgomery County Oaks LFGE Plant | MD | Montgomery | GEJGC | Landfill Gas | IC |  | W | X | X |  |  | 0.8 | 0.8 | 0.8 | 0.8 | 0.4 | N |  |  | OP | X | 6 | 2009 |  |  | N | IPP Non-CHP | 2 | T T T: X; OBS BLQ BLQ: LFG |  |  |  | N | N |  | 1H | [23 empty] | N | N | N
15380 | Prince George's County | 50060 | Brown Station Road Plant I | MD | Prince Georges | 3972 | Landfill Gas | IC |  | S | X | X | RITCHIE 69 KV PG COGEN |  | 0.9 | 0.8 | 0.8 | 0.8 | 0.4 | N |  |  | OS | X | 10 | 1987 |  |  | N | Commercial Non-CHP | 4 | T T T: X; OBS BLQ BLQ: LFG |  |  |  | N | N |  | 12H | [23 empty] | N | N | N
15380 | Prince George's County | 50060 | Brown Station Road Plant I | MD | Prince Georges | 9314 | Landfill Gas | IC |  | S | X | X | RITCHIE 69 KV PG COGEN |  | 0.9 | 0.8 | 0.8 | 0.8 | 0.4 | N |  |  | OS | X | 10 | 1987 |  |  | N | Commercial Non-CHP | 4 | T T T: X; OBS BLQ BLQ: LFG |  |  |  | N | N |  | 12H | [23 empty] | N | N | N
15380 | Prince George's County | 50060 | Brown Station Road Plant I | MD | Prince Georges | 9340 | Landfill Gas | IC |  | S | X | X | RITCHIE 69 KV PG COGEN |  | 0.9 | 0.8 | 0.8 | 0.8 | 0.4 | N |  |  | OS | X | 10 | 1987 |  |  | N | Commercial Non-CHP | 4 | T T T: X; OBS BLQ BLQ: LFG |  |  |  | N | N |  | 12H | [23 empty] | N | N | N
11704 | Maryland Environmental Service | 10693 | Eastern Correctional Institute | MD | Somerset | DG1 | Petroleum Liquids | IC |  | S | X | X |  |  | 1 | 0.8 | 1 | 1 | 0.4 | N |  |  | SB | Y | 11 | 1988 |  |  | N | Commercial CHP | 5 | T T T: X; OBS BLQ BLQ: DFO |  |  |  | N | N |  | 10M | [23 empty] | N
11704 | Maryland Environmental Service | 10693 | Eastern Correctional Institute | MD | Somerset | DG2 | Petroleum Liquids | IC |  | S | X | X |  |  | 1 | 0.8 | 1 | 1 | 0.4 | N |  |  | SB | Y | 11 | 1988 |  |  | N | Commercial CHP | 5 | T T T: X; OBS BLQ BLQ: DFO |  |  |  | N | N |  | 10M | [23 empty] | N
15380 | Prince George's County | 55964 | Brown Station Road Plant II | MD | Prince Georges | 1 | Landfill Gas | IC |  | S | X | X | RITCHIE 69 KV BROWNLF |  | 1 | 0.8 | 0.8 | 0.8 | 0.4 | N |  |  | OP | X | 12 | 2003 |  |  | N | Commercial Non-CHP | 4 | T T T: X; OBS BLQ BLQ: LFG; OBS NG PUR: WO |  |  |  | N | N |  | 12H | [23 empty] | N | N | N
15380 | Prince George's County | 55964 | Brown Station Road Plant II | MD | Prince Georges | 2 | Landfill Gas | IC |  | S | X | X | RITCHIE 69 KV BROWNLF |  | 1 | 0.8 | 0.8 | 0.8 | 0.4 | N |  |  | OP | X | 12 | 2003 |  |  | N | Commercial Non-CHP | 4 | T T T: X; OBS BLQ BLQ: LFG; OBS NG PUR: WO |  |  |  | N | N |  | 12H | [23 empty] | N | N | N
15380 | Prince George's County | 55964 | Brown Station Road Plant II | MD | Prince Georges | 3 | Landfill Gas | IC |  | S | X | X | RITCHIE 69 KV BROWNLF |  | 1 | 0.8 | 0.8 | 0.8 | 0.4 | N |  |  | OP | X | 12 | 2003 |  |  | N | Commercial Non-CHP | 4 | T T T: X; OBS BLQ BLQ: LFG |  |  |  | N | N |  | 12H | [23 empty] | N | N | N
15380 | Prince George's County | 55964 | Brown Station Road Plant II | MD | Prince Georges | 4 | Landfill Gas | IC |  | S | X | X | RITCHIE 69 KV BROWNLF |  | 1 | 0.8 | 0.8 | 0.8 | 0.4 | N |  |  | OP | X | 12 | 2003 |  |  | N | Commercial Non-CHP | 4 | T T T: X; OBS BLQ BLQ: LFG |  |  |  | N | N |  | 12H | [23 empty] | N | N | N
62884 | Energy Power Partners | 56571 | Eastern Landfill Gas LLC | MD | Baltimore | 1 | Landfill Gas | IC |  | W | X | X | 5021702 | 5021702 | 1 | 0.8 | 1.3 | 1.3 | 0.5 | N |  |  | OP | X | 10 | 2006 |  |  | N | IPP Non-CHP | 2 | T T T: X; OBS BLQ BLQ: LFG |  |  |  | N | N |  | 1H | [23 empty] | N
62884 | Energy Power Partners | 56571 | Eastern Landfill Gas LLC | MD | Baltimore | 2 | Landfill Gas | IC |  | W | X | X | 5021702 | 5021702 | 1 | 0.8 | 1.3 | 1.3 | 0.5 | N |  |  | OP | X | 10 | 2006 |  |  | N | IPP Non-CHP | 2 | T T T: X; OBS BLQ BLQ: LFG |  |  |  | N | N |  | 1H | [23 empty] | N
62884 | Energy Power Partners | 56571 | Eastern Landfill Gas LLC | MD | Baltimore | 3 | Landfill Gas | IC |  | W | X | X | 5021702 | 5021702 | 1 | 0.8 | 1.3 | 1.3 | 0.5 | N |  |  | OP | X | 10 | 2006 |  |  | N | IPP Non-CHP | 2 | T T T: X; OBS BLQ BLQ: LFG |  |  |  | N | N |  | 1H | [23 empty] | N
58229 | Howard County - Maryland | 58252 | Alpha Ridge LFG | MD | Howard | JEN1 | Landfill Gas | IC |  | S | X | X |  |  | 1 | 0.8 | 1 | 1 | 0.7 | N |  |  | OP | X | 7 | 2012 |  |  | N | IPP Non-CHP | 2 | T T T: X; OBS BLQ BLQ: LFG |  |  |  | N | N |  | 10M | [23 empty] | N | N
58889 | Dominion Cove Point LNG, LP | 59073 | Cove Point LNG Terminal | MD | Calvert | 5EG | Petroleum Liquids | IC |  | S | X | X | N/A | N/A | 1 | 0.8 | 1 | 1 | 0 | N |  |  | OP | X | 4 | 2018 |  |  | N | Commercial Non-CHP | 4 | T T T: X; OBS BLQ BLQ: DFO |  |  |  | N | N |  | 10M |  |  |  |  | N | [18 empty] | N | N | N
1615 | Town of Berlin - (MD) | 6565 | Berlin | MD | Worcester | 1A | Petroleum Liquids | IC |  | S | X | X |  |  | 1.1 | 0.8 | 1.1 | 1.1 | 0.8 | N |  |  | OP | X | 6 | 1961 |  |  | N | Electric Utility | 1 | T T T: X; OBS BLQ BLQ: DFO |  |  |  | N | N |  | 10M | [23 empty] | N | N | N
58870 | Mayor and City Council of Baltimore City | 59026 | Back River Waste Water Treatment | MD | Baltimore City | CHP 1 | Other Waste Biomass | IC |  | S | X | X |  |  | 1.1 | 0.85 | 0.9 | 0.7 | 0.5 | N |  |  | OP | X | 1 | 2009 |  |  | N | IPP Non-CHP | 2 | T T T: X; OBS BLQ BLQ: OBG |  |  |  | N | N |  | 1H | [23 empty] | N | N | N
58870 | Mayor and City Council of Baltimore City | 59026 | Back River Waste Water Treatment | MD | Baltimore City | CHP 2 | Other Waste Biomass | IC |  | S | X | X |  |  | 1.1 | 0.85 | 0.9 | 0.7 | 0.5 | N |  |  | OP | X | 1 | 2009 |  |  | N | IPP Non-CHP | 2 | T T T: X; OBS BLQ BLQ: OBG |  |  |  | N | N |  | 1H | [23 empty] | N | N | N
84 | A & N Electric Coop | 6391 | Smith Island | MD | Somerset | 3 | Petroleum Liquids | IC |  | S | X | X |  |  | 1.2 | 0.8 | 1.2 | 1.2 | 0.1 | N |  |  | OS | X | 3 | 1994 |  |  | N | Electric Utility | 1 | T T T: X; OBS BLQ BLQ: DFO |  |  |  | N |  |  | 1H | [23 empty] | N
5625 | Easton Utilities Comm | 1580 | Easton | MD | Talbot | 101 | Petroleum Liquids | IC |  | S | X | X |  |  | 1.5 | 0.8 | 1.5 | 1.5 | 0 | N |  |  | OP | X | 12 | 1995 |  |  | N | Electric Utility | 1 | T T T: X; OBS BLQ BLQ: DFO |  |  |  | N | N |  | 1H | [23 empty] | N | N | N
5625 | Easton Utilities Comm | 1580 | Easton | MD | Talbot | 102 | Petroleum Liquids | IC |  | S | X | X |  |  | 1.5 | 0.8 | 1.5 | 1.5 | 0 | N |  |  | OP | X | 12 | 1995 |  |  | N | Electric Utility | 1 | T T T: X; OBS BLQ BLQ: DFO |  |  |  | N | N |  | 1H | [23 empty] | N | N | N
5625 | Easton Utilities Comm | 4257 | Easton 2 | MD | Talbot | 201 | Petroleum Liquids | IC |  | S | X | X |  |  | 1.5 | 0.8 | 1.5 | 1.5 | 0 | N |  |  | OP | X | 5 | 1995 |  |  | N | Electric Utility | 1 | T T T: X; OBS BLQ BLQ: DFO |  |  |  | N | N |  | 1H | [23 empty] | N | N | N
5625 | Easton Utilities Comm | 4257 | Easton 2 | MD | Talbot | 202 | Petroleum Liquids | IC |  | S | X | X |  |  | 1.5 | 0.8 | 1.5 | 1.5 | 0 | N |  |  | OP | X | 5 | 1995 |  |  | N | Electric Utility | 1 | T T T: X; OBS BLQ BLQ: DFO |  |  |  | N | N |  | 1H | [23 empty] | N | N | N
56318 | CB&I | 55885 | Montgomery County Oaks LFGE Plant | MD | Montgomery | CAT35 | Landfill Gas | IC |  | W | X | X |  |  | 1.6 | 1 | 1.5 | 1.5 | 0.7 | N |  |  | OP | X | 6 | 2009 |  |  | N | IPP Non-CHP | 2 | T T T: X; OBS BLQ BLQ: LFG |  |  |  | N | N |  | 1H | [23 empty] | N | N | N
58221 | LES Operations Services LLC | 58246 | Millersville LFG | MD | Anne Arundel | CAT1 | Landfill Gas | IC |  | S | X | X |  |  | 1.6 | 0.8 | 1.5 | 1.5 | 0.7 | N |  |  | OP | X | 7 | 2012 |  |  | N | IPP Non-CHP | 2 | T T T: X; OBS BLQ BLQ: LFG |  |  |  | N | N |  | 10M | [23 empty] | N | N
58221 | LES Operations Services LLC | 58246 | Millersville LFG | MD | Anne Arundel | CAT2 | Landfill Gas | IC |  | S | X | X |  |  | 1.6 | 0.8 | 1.5 | 1.5 | 0.7 | N |  |  | OP | X | 7 | 2012 |  |  | N | IPP Non-CHP | 2 | T T T: X; OBS BLQ BLQ: LFG |  |  |  | N | N |  | 10M | [23 empty] | N | N
11704 | Maryland Environmental Service | 10693 | Eastern Correctional Institute | MD | Somerset | 1147 | Wood/Wood Waste Biomass | ST |  | S | X | X |  |  | 1.9 | 0.8 | 1.3 | 0.8 | 0.5 | N |  |  | OP | X | 8 | 1987 |  |  | Y | Commercial CHP | 5 | T T T: T; OBS BLQ BLQ: WDS; OBS NG PUR: DFO; DFO NG NG: PG | DFO |  |  | N | N |  | 12H |  |  | N | [20 empty] | Y | Y | N
11704 | Maryland Environmental Service | 10693 | Eastern Correctional Institute | MD | Somerset | 1148 | Wood/Wood Waste Biomass | ST |  | S | X | X |  |  | 1.9 | 0.8 | 1.3 | 0.8 | 0.5 | N |  |  | OP | X | 8 | 1987 |  |  | Y | Commercial CHP | 5 | T T T: T; OBS BLQ BLQ: WDS; OBS NG PUR: DFO; DFO NG NG: PG | DFO |  |  | N | N |  | 12H |  |  | N | [20 empty] | Y | Y | N
1615 | Town of Berlin - (MD) | 6565 | Berlin | MD | Worcester | 8A | Natural Gas Internal Combustion Engine | IC |  | S | X | X |  |  | 2 | 1 | 2 | 2 | 1 | N |  |  | OP | X | 9 | 2020 |  |  | N | Electric Utility | 1 | [11 empty] | N | N |  | 10M | [23 empty] | N | bar: T T T to OBS BLQ BLQ
19198 | Trigen Inner Harbor East, LLC | 56050 | Inner Harbor East Heating | MD | Baltimore City | 1 | Natural Gas Internal Combustion Engine | IC |  | S | X | X |  |  | 2.1 | 0.8 | 2.1 | 2.1 | 0.8 | N |  |  | SB | Y | 9 | 2004 |  |  | Y | Commercial CHP | 5 | [11 empty] | N | N |  | 1H | [23 empty] | N | N | N | bar: T T T to OBS BLQ BLQ
58178 | GSA Metropolitan Service Center | 58207 | Central Utility Plant at White Oak | MD | Montgomery | G10 | Petroleum Liquids | IC |  | S | X | X |  |  | 2.3 | 0.8 | 2.3 | 2.3 | 0.5 | N |  |  | OP | X | 2 | 2014 |  |  | N | Commercial CHP | 5 | T T T: X; OBS BLQ BLQ: DFO |  |  |  | N | N |  | 10M | [23 empty] | N | N | N
58178 | GSA Metropolitan Service Center | 58207 | Central Utility Plant at White Oak | MD | Montgomery | G11 | Petroleum Liquids | IC |  | S | X | X |  |  | 2.3 | 0.8 | 2.3 | 2.3 | 0.5 | N |  |  | OP | X | 2 | 2014 |  |  | N | Commercial CHP | 5 | T T T: X; OBS BLQ BLQ: DFO |  |  |  | N | N |  | 10M | [23 empty] | N | N | N
58178 | GSA Metropolitan Service Center | 58207 | Central Utility Plant at White Oak | MD | Montgomery | G2 | Petroleum Liquids | IC |  | S | X | X |  |  | 2.3 | 0.8 | 2.3 | 2.3 | 0.5 | N |  |  | SB | Y | 11 | 2003 |  |  | N | Commercial CHP | 5 | T T T: X; OBS BLQ BLQ: DFO |  |  |  | N | N |  | 10M | [23 empty] | N | N | N
5625 | Easton Utilities Comm | 1580 | Easton | MD | Talbot | 7 | Petroleum Liquids | IC |  | S | X | X |  |  | 2.5 | 0.8 | 2 | 2 | 0 | N |  |  | OP | X | 11 | 1954 |  |  | N | Electric Utility | 1 | T T T: X; OBS BLQ BLQ: DFO; OBS NG PUR: NG |  |  |  | N | N |  | 1H | [23 empty] | N | N | N
5625 | Easton Utilities Comm | 1580 | Easton | MD | Talbot | 8 | Petroleum Liquids | IC |  | S | X | X |  |  | 2.5 | 0.8 | 2 | 2 | 0 | N |  |  | OP | X | 5 | 1957 |  |  | N | Electric Utility | 1 | T T T: X; OBS BLQ BLQ: DFO |  |  |  | N | N |  | 1H | [23 empty] | N | N | N
1615 | Town of Berlin - (MD) | 6565 | Berlin | MD | Worcester | 5A | Petroleum Liquids | IC |  | S | X | X |  |  | 2.5 | 0.8 | 2.5 | 2.5 | 1.2 | N |  |  | OP | X | 12 | 1989 |  |  | N | Electric Utility | 1 | T T T: X; OBS BLQ BLQ: DFO |  |  |  | N | N |  | 1H | [23 empty] | N | N | N
5277 | American Sugar Refining, Inc. | 54795 | Domino Sugar Baltimore | MD | Baltimore City | GEN2 | Natural Gas Steam Turbine | ST |  | S | X | X |  |  | 2.5 | 0.8 | 2.5 | 2.5 | 0.5 | N |  |  | OP | X | 6 | 1955 |  |  | Y | Industrial CHP | 7 | T T T: B; OBS BLQ BLQ: NG; OBS NG PUR: RFO; DFO NG NG: NG | RFO |  |  | N | N |  | 12H | [23 empty] | Y | N | Y
56609 | Calpine Mid-Atlantic Generation LLC | 1563 | Crisfield | MD | Somerset | CRIS | Petroleum Liquids | IC |  | S | X | X | 50881 | 50881 | 2.9 | 0.8 | 2.6 | 2.6 | 2 | N |  |  | SB | Y | 5 | 1968 |  |  | N | IPP Non-CHP | 2 | T T T: X; OBS BLQ BLQ: DFO |  |  |  | N | N |  | 1H | [23 empty] | N | N
56609 | Calpine Mid-Atlantic Generation LLC | 1563 | Crisfield | MD | Somerset | CRS2 | Petroleum Liquids | IC |  | S | X | X | 50882 | 50882 | 2.9 | 0.8 | 2.6 | 2.6 | 2 | N |  |  | SB | Y | 5 | 1968 |  |  | N | IPP Non-CHP | 2 | T T T: X; OBS BLQ BLQ: DFO |  |  |  | N | N |  | 1H | [23 empty] | N | N
56609 | Calpine Mid-Atlantic Generation LLC | 1563 | Crisfield | MD | Somerset | CRS3 | Petroleum Liquids | IC |  | S | X | X | 50883 | 50883 | 2.9 | 0.8 | 2.6 | 2.6 | 2 | N |  |  | SB | Y | 5 | 1968 |  |  | N | IPP Non-CHP | 2 | T T T: X; OBS BLQ BLQ: DFO |  |  |  | N | N |  | 1H | [23 empty] | N | N
56609 | Calpine Mid-Atlantic Generation LLC | 1563 | Crisfield | MD | Somerset | CRS4 | Petroleum Liquids | IC |  | S | X | X | 50884 | 50884 | 2.9 | 0.8 | 2.6 | 2.6 | 2 | N |  |  | SB | Y | 5 | 1968 |  |  | N | IPP Non-CHP | 2 | T T T: X; OBS BLQ BLQ: DFO |  |  |  | N |  |  | 1H | [23 empty] | N | N
5625 | Easton Utilities Comm | 1580 | Easton | MD | Talbot | 9 | Petroleum Liquids | IC |  | S | X | X |  |  | 3 | 0.8 | 2.5 | 2.5 | 0 | N |  |  | OP | X | 12 | 1961 |  |  | N | Electric Utility | 1 | T T T: X; OBS BLQ BLQ: DFO |  |  |  | N | N |  | 1H | [23 empty] | N | N | N
5625 | Easton Utilities Comm | 1580 | Easton | MD | Talbot | 10 | Petroleum Liquids | IC |  | S | X | X |  |  | 3.5 | 0.8 | 3.5 | 3.5 | 0 | N |  |  | OP | X | 5 | 1966 |  |  | N | Electric Utility | 1 | T T T: X; OBS BLQ BLQ: DFO; OBS NG PUR: NG |  |  |  | N | N |  | 1H | [20 empty] | N |  |  | N | N | N
5625 | Easton Utilities Comm | 1580 | Easton | MD | Talbot | 11 | Petroleum Liquids | IC |  | S | X | X |  |  | 3.8 | 0.8 | 3.6 | 3.6 | 0 | N |  |  | OP | X | 6 | 1968 |  |  | N | Electric Utility | 1 | T T T: X; OBS BLQ BLQ: DFO; OBS NG PUR: NG |  |  |  | N | N |  | 1H | [23 empty] | N | N | N
5625 | Easton Utilities Comm | 1580 | Easton | MD | Talbot | 12 | Petroleum Liquids | IC |  | S | X | X |  |  | 4.1 | 0.8 | 4.1 | 4.1 | 0 | N |  |  | OP | X | 7 | 1970 |  |  | N | Electric Utility | 1 | T T T: X; OBS BLQ BLQ: DFO; OBS NG PUR: NG |  |  |  | N | N |  | 1H | [23 empty] | N | N | N
20541 | Wheelabrator Environmental Systems | 10629 | Wheelabrator Baltimore Refuse | MD | Baltimore City | GEN2 | Municipal Solid Waste | ST |  | S | X | X |  |  | 4.3 | 0.9 | 4.3 | 4.3 | 2 | N |  |  | OP | X | 1 | 2001 |  |  | Y | IPP CHP | 3 | T T T: T; OBS BLQ BLQ: MSW; DFO NG NG: NG |  |  |  | N | N |  | 12H |  |  |  | N | N | [18 empty] | N | N
58178 | GSA Metropolitan Service Center | 58207 | Central Utility Plant at White Oak | MD | Montgomery | G3 | Natural Gas Fired Combustion Turbine | GT |  | S | X | X |  |  | 4.3 | 0.8 | 4.3 | 4.6 | 0.5 | N |  |  | OP | X | 11 | 2003 |  |  | Y | Commercial CHP | 5 | [11 empty] | N | N |  | 1H | [23 empty] | N | N | N | bar: T T T to OBS BLQ BLQ
58178 | GSA Metropolitan Service Center | 58207 | Central Utility Plant at White Oak | MD | Montgomery | G4 | Natural Gas Fired Combustion Turbine | GT |  | S | X | X |  |  | 4.3 | 0.8 | 4.3 | 4.6 | 0.5 | N |  |  | OP | X | 4 | 2008 |  |  | Y | Commercial CHP | 5 | [11 empty] | N | N |  | 1H | [23 empty] | N | N | N | bar: T T T to OBS BLQ BLQ
58178 | GSA Metropolitan Service Center | 58207 | Central Utility Plant at White Oak | MD | Montgomery | G5 | Natural Gas Fired Combustion Turbine | GT |  | S | X | X |  |  | 4.3 | 0.8 | 4.3 | 4.6 | 0.5 | N |  |  | OP | X | 3 | 2009 |  |  | Y | Commercial CHP | 5 | [11 empty] | N | N |  | 1H | [23 empty] | N | N | N | bar: T T T to OBS BLQ BLQ
58178 | GSA Metropolitan Service Center | 58207 | Central Utility Plant at White Oak | MD | Montgomery | G6 | Natural Gas Fired Combustion Turbine | GT |  | S | X | X |  |  | 4.3 | 0.8 | 4.3 | 4.6 | 0.5 | N |  |  | OP | X | 5 | 2010 |  |  | N | Commercial CHP | 5 | [11 empty] | N |  |  | 1H | [23 empty] | N | N | N | bar: T T T to OBS BLQ BLQ
58178 | GSA Metropolitan Service Center | 58207 | Central Utility Plant at White Oak | MD | Montgomery | G9 | Natural Gas Fired Combined Cycle | CT | CC1 | S | X | Y |  |  | 4.5 | 0.8 | 4.5 | 4.5 | 0.5 | N |  |  | OP | X | 2 | 2014 |  |  | Y | Commercial CHP | 5 | [11 empty] | N | N |  | 1H | [23 empty] | N | N | N | bar: T T T to OBS BLQ BLQ
5277 | American Sugar Refining, Inc. | 54795 | Domino Sugar Baltimore | MD | Baltimore City | GEN1 | Natural Gas Steam Turbine | ST |  | S | X | X |  |  | 5 | 0.8 | 5 | 5 | 1 | N |  |  | OP | X | 6 | 1959 |  |  | Y | Industrial CHP | 7 | T T T: B; OBS BLQ BLQ: NG; OBS NG PUR: RFO; DFO NG NG: NG | RFO |  |  | N | N |  | 12H | [23 empty] | Y | N | Y
58178 | GSA Metropolitan Service Center | 58207 | Central Utility Plant at White Oak | MD | Montgomery | G12 | Natural Gas Fired Combined Cycle | CA | CC1 | S | Y | X |  |  | 5 | 0.8 | 5 | 5 | 0.5 | N |  |  | OP | X | 2 | 2014 |  |  | Y | Commercial CHP | 5 | [11 empty] | N | N |  | 12H | [23 empty] | N | N | N | bar: T T T to OBS BLQ BLQ
5625 | Easton Utilities Comm | 4257 | Easton 2 | MD | Talbot | 203 | Petroleum Liquids | GT |  | S | X | X |  |  | 5.4 | 0.8 | 4.5 | 5.1 | 0 | N |  |  | OP | X | 11 | 2004 |  |  | N | Electric Utility | 1 | T T T: X; OBS BLQ BLQ: DFO; OBS NG PUR: NG |  |  |  | N | N |  | 1H | [23 empty] | N | N | N
5625 | Easton Utilities Comm | 4257 | Easton 2 | MD | Talbot | 204 | Petroleum Liquids | GT |  | S | X | X |  |  | 5.4 | 0.8 | 4.5 | 5.1 | 0 | N |  |  | OP | X | 11 | 2004 |  |  | N | Electric Utility | 1 | T T T: X; OBS BLQ BLQ: DFO; OBS NG PUR: NG |  |  |  | N | N |  | 1H | [23 empty] | N | N | N
19165 | Trigen-Cinergy Solutions College Park | 56038 | UMCP CHP Plant | MD | Prince Georges | 3 | Natural Gas Steam Turbine | ST |  | W | X | X |  |  | 5.4 | 0.9 | 2 | 5.1 | 2 | N |  |  | OP | X | 7 | 2003 |  |  | Y | IPP CHP | 3 | T T T: T; OBS BLQ BLQ: NG; OBS NG PUR: DFO; DFO NG NG: WH |  |  |  | N |  |  | 1H | [23 empty] | Y | N | Y
5625 | Easton Utilities Comm | 1580 | Easton | MD | Talbot | 13 | Petroleum Liquids | IC |  | S | X | X |  |  | 5.6 | 0.8 | 5.6 | 5.6 | 0 | N |  |  | OP | X | 7 | 1973 |  |  | N | Electric Utility | 1 | T T T: X; OBS BLQ BLQ: DFO; OBS NG PUR: NG |  |  |  | N | N |  | 1H | [23 empty] | N | N | N
5625 | Easton Utilities Comm | 1580 | Easton | MD | Talbot | 14 | Petroleum Liquids | IC |  | S | X | X |  |  | 5.6 | 0.8 | 5.6 | 5.6 | 0 | N |  |  | OP | X | 7 | 1973 |  |  | N | Electric Utility | 1 | T T T: X; OBS BLQ BLQ: DFO; OBS NG PUR: NG |  |  |  | N | N |  | 1H | [23 empty] | N | N | N
58178 | GSA Metropolitan Service Center | 58207 | Central Utility Plant at White Oak | MD | Montgomery | G1 | Natural Gas Internal Combustion Engine | IC | CC1 | S | X | X |  |  | 5.7 | 0.8 | 5.6 | 5.6 | 1 | N |  |  | OP | X | 11 | 2003 |  |  | Y | Commercial CHP | 5 | T T T: T; OBS BLQ BLQ: NG; OBS NG PUR: DFO |  |  |  | N | N |  | 1H | [23 empty] | Y | N | Y
5625 | Easton Utilities Comm | 4257 | Easton 2 | MD | Talbot | 21 | Petroleum Liquids | IC |  | S | X | X |  |  | 6.2 | 0.8 | 6.2 | 6.2 | 0 | N |  |  | OP | X | 3 | 1978 |  |  | N | Electric Utility | 1 | T T T: X; OBS BLQ BLQ: DFO; OBS NG PUR: RFO |  |  |  | N | N |  | 1H | [23 empty] | N | N | N
5625 | Easton Utilities Comm | 4257 | Easton 2 | MD | Talbot | 22 | Petroleum Liquids | IC |  | S | X | X |  |  | 6.2 | 0.8 | 6.2 | 6.2 | 0 | N |  |  | OP | X | 3 | 1978 |  |  | N | Electric Utility | 1 | T T T: X; OBS BLQ BLQ: DFO; OBS NG PUR: RFO |  |  |  | N | N |  | 1H | [23 empty] | N | N | N
5625 | Easton Utilities Comm | 4257 | Easton 2 | MD | Talbot | 23 | Petroleum Liquids | IC |  | S | X | X |  |  | 6.3 | 0.8 | 6.3 | 6.3 | 0 | N |  |  | OP | X | 6 | 1989 |  |  | N | Electric Utility | 1 | T T T: X; OBS BLQ BLQ: RFO; OBS NG PUR: DFO |  |  |  | N | N |  | 1H | [23 empty] | N | N | N
5625 | Easton Utilities Comm | 4257 | Easton 2 | MD | Talbot | 24 | Petroleum Liquids | IC |  | S | X | X |  |  | 6.3 | 0.8 | 6.3 | 6.3 | 0 | N |  |  | OP | X | 6 | 1989 |  |  | N | Electric Utility | 1 | T T T: X; OBS BLQ BLQ: RFO; OBS NG PUR: DFO |  |  |  | N | N |  | 1H | [23 empty] | N | N | N
58178 | GSA Metropolitan Service Center | 58207 | Central Utility Plant at White Oak | MD | Montgomery | G7 | Natural Gas Fired Combined Cycle | CT | CC1 | S | X | N |  |  | 7.5 | 0.8 | 7.5 | 7.5 | 0.5 | N |  |  | OP | X | 2 | 2014 |  |  | Y | Commercial CHP | 5 | T T T: T; OBS BLQ BLQ: NG; OBS NG PUR: DFO |  |  |  | N | N |  | 1H | [23 empty] | Y | N | Y
58178 | GSA Metropolitan Service Center | 58207 | Central Utility Plant at White Oak | MD | Montgomery | G8 | Natural Gas Fired Combined Cycle | CT | CC1 | S | X | N |  |  | 7.5 | 0.8 | 7.5 | 7.5 | 0.5 | N |  |  | OP | X | 2 | 2014 |  |  | Y | Commercial CHP | 5 | T T T: T; OBS BLQ BLQ: NG; OBS NG PUR: DFO |  |  |  | N | N |  | 1H | [23 empty] | Y | N | Y
60890 | US Dept of Army, Garrison, APG | 61282 | APG Combined Heat and Power Plant | MD | Harford | GEN1 | Natural Gas Fired Combustion Turbine | GT |  | S | X | X |  |  | 7.9 | 0.99 | 6.2 | 9 | 3.9 | N |  |  | OP | X | 12 | 2016 |  |  | Y | Commercial CHP | 5 | T T T: T; OBS BLQ BLQ: NG; OBS NG PUR: DFO | [6 empty] | 12H | [23 empty] | Y | N | N
58889 | Dominion Cove Point LNG, LP | 59073 | Cove Point LNG Terminal | MD | Calvert | 111JA | Natural Gas Fired Combustion Turbine | GT |  | S | X | X | N/A | N/A | 9.4 | 0.8 | 8.5 | 9.4 | 1 | N |  |  | OP | X | 1 | 1978 |  |  | N | Commercial Non-CHP | 4 | [11 empty] | N | N |  | 1H | [23 empty] | N | N | N | bar: T T T to OBS BLQ BLQ
58889 | Dominion Cove Point LNG, LP | 59073 | Cove Point LNG Terminal | MD | Calvert | 111JB | Natural Gas Fired Combustion Turbine | GT |  | S | X | X | N/A | N/A | 9.4 | 0.8 | 8.5 | 9.4 | 1 | N |  |  | OP | X | 1 | 1978 |  |  | N | Commercial Non-CHP | 4 | [11 empty] | N | N |  | 1H | [23 empty] | N | N | N | bar: T T T to OBS BLQ BLQ
58889 | Dominion Cove Point LNG, LP | 59073 | Cove Point LNG Terminal | MD | Calvert | 111JC | Natural Gas Fired Combustion Turbine | GT |  | S | X | X | N/A | N/A | 9.4 | 0.8 | 8.5 | 9.4 | 1 | N |  |  | OP | X | 1 | 1978 |  |  | N | Commercial Non-CHP | 4 | [11 empty] | N | N |  | 1H | [23 empty] | N | N | N | bar: T T T to OBS BLQ BLQ
5277 | American Sugar Refining, Inc. | 54795 | Domino Sugar Baltimore | MD | Baltimore City | GEN4 | Natural Gas Steam Turbine | ST |  | S | X | X |  |  | 10 | 0.9 | 10 | 10 | 1 | N |  |  | OP | X | 6 | 2001 |  |  | Y | Industrial CHP | 7 | [11 empty] | N | N |  | 12H | [23 empty] | N | N | N | bar: T T T to OBS BLQ BLQ; DFO NG NG
19165 | Trigen-Cinergy Solutions College Park | 56038 | UMCP CHP Plant | MD | Prince Georges | 1 | Natural Gas Fired Combustion Turbine | GT |  | W | X | X |  |  | 11 | 0.9 | 9.4 | 10.8 | 6 | N |  |  | OP | X | 6 | 2003 |  |  | Y | IPP CHP | 3 | T T T: T; OBS BLQ BLQ: NG; OBS NG PUR: DFO |  |  |  | N |  |  | 1H | [23 empty] | Y | N | Y
19165 | Trigen-Cinergy Solutions College Park | 56038 | UMCP CHP Plant | MD | Prince Georges | 2 | Natural Gas Fired Combustion Turbine | GT |  | W | X | X |  |  | 11 | 0.9 | 9.4 | 10.8 | 6 | N |  |  | OP | X | 6 | 2003 |  |  | Y | IPP CHP | 3 | T T T: T; OBS BLQ BLQ: NG; OBS NG PUR: DFO |  |  |  | N |  |  | 1H | [23 empty] | Y | N | Y
58889 | Dominion Cove Point LNG, LP | 59073 | Cove Point LNG Terminal | MD | Calvert | 311JA | Natural Gas Fired Combustion Turbine | GT |  | S | X | X | N/A | N/A | 15.6 | 0.85 | 12.9 | 15.6 | 1 | N |  |  | OP | X | 2 | 2009 |  |  | N | Commercial Non-CHP | 4 | [11 empty] | N | N |  | 1H | [23 empty] | N | N | N | bar: T T T to OBS BLQ BLQ
60422 | H.A. Wagner LLC | 1554 | Herbert A Wagner | MD | Anne Arundel | GT1 | Petroleum Liquids | GT |  | S | X | X | 50688 | 50688 | 16 | 0.85 | 12.9 | 12.9 | 2 | N |  |  | OP | X | 8 | 1967 |  |  | N | IPP Non-CHP | 2 | T T T: X; OBS BLQ BLQ: DFO |  |  |  | N | N |  | 1H | [23 empty] | N |  | N
12628 | Chalk Point Steam, LLC | 1571 | Chalk Point LLC | MD | Prince Georges | GT1 | Petroleum Liquids | GT |  | S | X | X | 50809 | CHALKPT 4 KV CT1 | 16 | 0.85 | 20 | 20 | 5 | N |  |  | OP | X | 4 | 1967 |  |  | N | IPP Non-CHP | 2 | T T T: X; OBS BLQ BLQ: DFO |  |  |  | N |  |  | 1H | [20 empty] | N |  |  | N
12653 | Lanyard Power Holdings, LLC | 1573 | Morgantown Generating Plant | MD | Charles | GT1 | Petroleum Liquids | GT |  | S | X | X | 50832 | MORGANTO13KV UNITC1 | 18 | 0.8 | 13 | 17 | 7 | N |  |  | OP | X | 12 | 1970 | 9 | 2022 | N | IPP Non-CHP | 2 | T T T: X; OBS BLQ BLQ: DFO |  |  |  | N | N |  | 1H | [20 empty] | N |  |  | N
12653 | Lanyard Power Holdings, LLC | 1573 | Morgantown Generating Plant | MD | Charles | GT2 | Petroleum Liquids | GT |  | S | X | X | 50833 | MORGANTO13KV UNITC2 | 18 | 0.8 | 13 | 17 | 7 | N |  |  | OP | X | 2 | 1971 | 9 | 2022 | N | IPP Non-CHP | 2 | T T T: X; OBS BLQ BLQ: DFO |  |  |  | N | N |  | 1H | [20 empty] | N |  |  | N
19830 | NRG Vienna Operations Inc | 1564 | Vienna Operations | MD | Dorchester | 10 | Petroleum Liquids | GT |  | W | X | X |  |  | 18.6 | 0.85 | 14.3 | 14.3 | 14 | N |  |  | OP | X | 1 | 1968 |  |  | N | IPP Non-CHP | 2 | T T T: X; OBS BLQ BLQ: DFO |  |  |  | N | N |  | 1H | [23 empty] | N | N | N
12653 | Lanyard Power Holdings, LLC | 1572 | Dickerson | MD | Montgomery | GT1 | Petroleum Liquids | GT |  | S | X | X | 50819 | DICKERSH 13 KV HCT1 | 19 | 0.85 | 18 | 18 | 18 | N |  |  | OP | X | 3 | 1967 |  |  | N | IPP Non-CHP | 2 | T T T: X; OBS BLQ BLQ: DFO |  |  |  | N | N |  | 1H | [23 empty] | N | N | N
4161 | Constellation Power Source Gen | 1557 | Philadelphia | MD | Baltimore City | GT1 | Petroleum Liquids | GT |  | S | X | X | PHILADRD4 KVCT 1 | PHILADRD4 KVCT 1 | 20.7 | 0.85 | 15.3 | 16 | 3 | N |  |  | OP | X | 8 | 1970 |  |  | N | IPP Non-CHP | 2 | T T T: X; OBS BLQ BLQ: DFO |  |  |  | N | N |  | 1H | [20 empty] | N |  |  | N
4161 | Constellation Power Source Gen | 1557 | Philadelphia | MD | Baltimore City | GT2 | Petroleum Liquids | GT |  | S | X | X | PHILADRD4 KVCT 2 | PHILADRD4 KVCT 2 | 20.7 | 0.85 | 16 | 16 | 3 | N |  |  | OP | X | 8 | 1970 |  |  | N | IPP Non-CHP | 2 | T T T: X; OBS BLQ BLQ: DFO |  |  |  | N | N |  | 1H | [20 empty] | N |  |  | N
4161 | Constellation Power Source Gen | 1557 | Philadelphia | MD | Baltimore City | GT3 | Petroleum Liquids | GT |  | S | X | X | PHILADRD4 KVCT 3 | PHILADRD4 KVCT 3 | 20.7 | 0.85 | 14.8 | 16 | 3 | N |  |  | OP | X | 9 | 1970 |  |  | N | IPP Non-CHP | 2 | T T T: X; OBS BLQ BLQ: DFO |  |  |  | N | N |  | 1H | [20 empty] | N |  |  | N
4161 | Constellation Power Source Gen | 1557 | Philadelphia | MD | Baltimore City | GT4 | Petroleum Liquids | GT |  | S | X | X | PHILADRD4 KVCT 4 | PHILADRD4 KVCT 4 | 20.7 | 0.85 | 14.8 | 16 | 3 | N |  |  | OP | X | 9 | 1970 |  |  | N | IPP Non-CHP | 2 | T T T: X; OBS BLQ BLQ: DFO |  |  |  | N | N |  | 1H | [20 empty] | N |  |  | N
58889 | Dominion Cove Point LNG, LP | 59073 | Cove Point LNG Terminal | MD | Calvert | 214JA | Natural Gas Fired Combustion Turbine | GT |  | S | X | X | N/A | N/A | 23.9 | 0.85 | 21.7 | 23.9 | 1 | N |  |  | OP | X | 2 | 2009 |  |  | N | Commercial Non-CHP | 4 | [11 empty] | N | N |  | 1H | [23 empty] | N | N | N | bar: T T T to OBS BLQ BLQ
58889 | Dominion Cove Point LNG, LP | 59073 | Cove Point LNG Terminal | MD | Calvert | 214JB | Natural Gas Fired Combustion Turbine | GT |  | S | X | X | N/A | N/A | 23.9 | 0.85 | 21.7 | 23.9 | 1 | N |  |  | OP | X | 2 | 2009 |  |  | N | Commercial Non-CHP | 4 | [11 empty] | N | N |  | 1H | [23 empty] | N | N | N | bar: T T T to OBS BLQ BLQ
13945 | Beaumont Hospital Dearborn Campus | 50260 | Beaumont Hospital Dearborn Campus | MI | Wayne | 500A | Petroleum Liquids | IC |  | S | X | X |  |  | 0.5 | 0.8 | 0.5 | 0.5 | 0 | N |  |  | SB | N | 2 | 2006 |  |  | N | Commercial Non-CHP | 4 | T T T: X; OBS BLQ BLQ: DFO |  |  |  | N | N |  | 10M | [20 empty] | N |  |  | N
17886 | City of St Louis - (MI) | 1852 | St Louis | MI | Gratiot | 2 | Petroleum Liquids | IC |  | S | X | X |  |  | 0.6 | 0.9 | 0.6 | 0.6 | 0.1 | N |  |  | SB | Y | 1 | 1945 |  |  | N | Electric Utility | 1 | T T T: X; OBS BLQ BLQ: DFO |  |  |  | N | N |  | 1H | [23 empty] | N
16873 | City of Sebewaing - (MI) | 1853 | Main Street (MI) | MI | Huron | 6 | Petroleum Liquids | IC |  | S | X | X | CONS.MPPA | MISO-CONS.MPPA | 0.6 | 0.95 | 0.6 | 0.6 | 0.1 | N |  |  | SB | Y | 4 | 1967 |  |  | N | Electric Utility | 1 | T T T: X; OBS BLQ BLQ: DFO; OBS NG PUR: NG |  |  |  | N | N |  | 12H | [23 empty] | N | N | N
18895 | Thumb Electric Coop of Mich | 1875 | Ubly | MI | Huron | 1 | Petroleum Liquids | IC |  | S | X | X |  |  | 0.6 | 0.8 | 0.6 | 0.6 | 0.3 | N |  |  | OP | X | 6 | 1938 |  |  | N | Electric Utility | 1 | T T T: X; OBS BLQ BLQ: DFO |  |  |  | N | N |  | 1H | [23 empty] | N |  | N
4562 | City of Croswell - (MI) | 7497 | Croswell | MI | Sanilac | 1 | Petroleum Liquids | IC |  | S | X | X |  |  | 0.6 | 0.9 | 0.6 | 0.6 | 0.3 | N |  |  | SB | Y | 11 | 1982 |  |  | N | Electric Utility | 1 | T T T: X; OBS BLQ BLQ: DFO; OBS NG PUR: NG |  |  |  | N |  |  | 1H | [23 empty] | Y | N | N
55858 | EDL Inc | 54757 | Grand Blanc Generating Station | MI | Genesee | CIB | Landfill Gas | IC |  | S | X | X |  |  | 0.6 | 1 | 0.6 | 0.6 | 0.6 | N |  |  | OP | X | 8 | 2010 |  |  | N | IPP Non-CHP | 2 | T T T: X; OBS BLQ BLQ: LFG |  |  |  | N | N |  | 12H | [23 empty] | N
55858 | EDL Inc | 54910 | Brent Run Generating Station | MI | Genesee | 7-3 | Landfill Gas | IC |  | S | X | X |  |  | 0.6 | 0.8 | 0.6 | 0.6 | 0.6 | N |  |  | OP | X | 11 | 2010 |  |  | N | IPP Non-CHP | 2 | T T T: X; OBS BLQ BLQ: LFG |  |  |  | N | N |  | 1H | [23 empty] | N
13525 | Newberry Water & Light Board | 1846 | Newberry | MI | Luce | 2 | Petroleum Liquids | IC |  | S | X | X |  |  | 0.7 | 0.9 | 0.5 | 0.5 | 0.5 | N |  |  | OP | X | 9 | 1948 |  |  | N | Electric Utility | 1 | T T T: X; OBS BLQ BLQ: DFO |  |  |  | N | N |  | 1H | [20 empty] | N |  |  | N | N | N
18895 | Thumb Electric Coop of Mich | 1875 | Ubly | MI | Huron | 2 | Petroleum Liquids | IC |  | S | X | X |  |  | 0.7 | 0.8 | 0.6 | 0.6 | 0.3 | N |  |  | OP | X | 6 | 1938 |  |  | N | Electric Utility | 1 | T T T: X; OBS BLQ BLQ: DFO |  |  |  | N | N |  | 1H | [23 empty] | N |  | N
18895 | Thumb Electric Coop of Mich | 1875 | Ubly | MI | Huron | 3 | Petroleum Liquids | IC |  | S | X | X |  |  | 0.7 | 0.8 | 0.7 | 0.7 | 0.4 | N |  |  | OP | X | 6 | 1938 |  |  | N | Electric Utility | 1 | T T T: X; OBS BLQ BLQ: DFO |  |  |  | N | N |  | 1H | [23 empty] | N |  | N
4562 | City of Croswell - (MI) | 7497 | Croswell | MI | Sanilac | 2 | Petroleum Liquids | IC |  | S | X | X |  |  | 0.7 | 0.9 | 0.7 | 0.7 | 0.3 | N |  |  | SB | Y | 11 | 1984 |  |  | N | Electric Utility | 1 | T T T: X; OBS BLQ BLQ: DFO; OBS NG PUR: NG |  |  |  | N |  |  | 1H | [23 empty] | Y | N | N
15246 | City of Portland - (MI) | 1851 | Frank Jenkins | MI | Ionia | 4 | Petroleum Liquids | IC |  | S | X | X |  |  | 0.8 | 1 | 0.8 | 0.8 | 0.1 | N |  |  | SB | Y | 5 | 1950 |  |  | N | Electric Utility | 1 | T T T: X; OBS BLQ BLQ: DFO |  |  |  | N | N |  | 12H | [23 empty] | N
55858 | EDL Inc | 10532 | Grand River | MI | Clinton | 2-1 | Landfill Gas | IC |  | S | X | X |  |  | 0.8 | 1 | 0.8 | 0.8 | 0.6 | N |  |  | OP | X | 4 | 1991 |  |  | N | IPP Non-CHP | 2 | T T T: X; OBS BLQ BLQ: LFG |  |  |  | N | N |  | 1H | [23 empty] | N
55858 | EDL Inc | 10532 | Grand River | MI | Clinton | 2-3 | Landfill Gas | IC |  | S | X | X |  |  | 0.8 | 1 | 0.8 | 0.8 | 0.6 | N |  |  | OP | X | 4 | 1991 |  |  | N | IPP Non-CHP | 2 | T T T: X; OBS BLQ BLQ: LFG |  |  |  | N | N |  | 1H | [23 empty] | N
55858 | EDL Inc | 10532 | Grand River | MI | Clinton | 2-4 | Landfill Gas | IC |  | S | X | X |  |  | 0.8 | 1 | 0.8 | 0.8 | 0.6 | N |  |  | OP | X | 1 | 1996 |  |  | N | IPP Non-CHP | 2 | T T T: X; OBS BLQ BLQ: LFG |  |  |  | N | N |  | 1H | [23 empty] | N
55858 | EDL Inc | 10532 | Grand River | MI | Clinton | 2-5 | Landfill Gas | IC |  | S | X | X |  |  | 0.8 | 1 | 0.8 | 0.8 | 0.6 | N |  |  | OP | X | 8 | 1997 |  |  | N | IPP Non-CHP | 2 | T T T: X; OBS BLQ BLQ: LFG |  |  |  | N | N |  | 1H | [23 empty] | N
56355 | LES Project Holdings LLC | 54536 | Sumpter Energy Associates | MI | Wayne | 0202 | Landfill Gas | IC |  | S | X | X |  |  | 0.8 | 0.95 | 0.8 | 0.8 | 0.3 | N |  |  | OP | X | 7 | 1998 |  |  | N | IPP Non-CHP | 2 | T T T: X; OBS BLQ BLQ: LFG |  |  |  | N | N |  | 10M | [23 empty] | N
56355 | LES Project Holdings LLC | 54536 | Sumpter Energy Associates | MI | Wayne | 0203 | Landfill Gas | IC |  | S | X | X |  |  | 0.8 | 0.95 | 0.8 | 0.8 | 0.3 | N |  |  | OP | X | 7 | 1998 |  |  | N | IPP Non-CHP | 2 | T T T: X; OBS BLQ BLQ: LFG |  |  |  | N | N |  | 10M | [23 empty] | N
56355 | LES Project Holdings LLC | 54536 | Sumpter Energy Associates | MI | Wayne | 0204 | Landfill Gas | IC |  | S | X | X |  |  | 0.8 | 0.95 | 0.8 | 0.8 | 0.3 | N |  |  | OP | X | 7 | 1998 |  |  | N | IPP Non-CHP | 2 | T T T: X; OBS BLQ BLQ: LFG |  |  |  | N |  |  | 10M | [23 empty] | N
56355 | LES Project Holdings LLC | 54536 | Sumpter Energy Associates | MI | Wayne | 0205 | Landfill Gas | IC |  | S | X | X |  |  | 0.8 | 0.95 | 0.8 | 0.8 | 0.3 | N |  |  | OP | X | 7 | 1998 |  |  | N | IPP Non-CHP | 2 | T T T: X; OBS BLQ BLQ: LFG |  |  |  | N |  |  | 10M | [23 empty] | N
56355 | LES Project Holdings LLC | 54536 | Sumpter Energy Associates | MI | Wayne | 0386 | Landfill Gas | IC |  | S | X | X |  |  | 0.8 | 0.95 | 0.8 | 0.8 | 0.3 | N |  |  | OP | X | 7 | 1992 |  |  | N | IPP Non-CHP | 2 | T T T: X; OBS BLQ BLQ: LFG |  |  |  | N |  |  | 10M | [23 empty] | N
56355 | LES Project Holdings LLC | 54536 | Sumpter Energy Associates | MI | Wayne | 0388 | Landfill Gas | IC |  | S | X | X |  |  | 0.8 | 0.95 | 0.8 | 0.8 | 0.3 | N |  |  | OP | X | 7 | 1992 |  |  | N | IPP Non-CHP | 2 | T T T: X; OBS BLQ BLQ: LFG |  |  |  | N |  |  | 10M | [23 empty] | N
56355 | LES Project Holdings LLC | 54536 | Sumpter Energy Associates | MI | Wayne | 0389 | Landfill Gas | IC |  | S | X | X |  |  | 0.8 | 0.95 | 0.8 | 0.8 | 0.3 | N |  |  | OP | X | 7 | 1992 |  |  | N | IPP Non-CHP | 2 | T T T: X; OBS BLQ BLQ: LFG |  |  |  | N |  |  | 10M | [23 empty] | N
56355 | LES Project Holdings LLC | 54536 | Sumpter Energy Associates | MI | Wayne | 0392 | Landfill Gas | IC |  | S | X | X |  |  | 0.8 | 0.95 | 0.8 | 0.8 | 0.3 | N |  |  | OP | X | 7 | 1992 |  |  | N | IPP Non-CHP | 2 | T T T: X; OBS BLQ BLQ: LFG |  |  |  | N |  |  | 10M | [23 empty] | N
56355 | LES Project Holdings LLC | 54536 | Sumpter Energy Associates | MI | Wayne | 0435 | Landfill Gas | IC |  | S | X | X |  |  | 0.8 | 0.95 | 0.8 | 0.8 | 0.3 | N |  |  | OP | X | 7 | 1992 |  |  | N | IPP Non-CHP | 2 | T T T: X; OBS BLQ BLQ: LFG |  |  |  | N |  |  | 10M | [23 empty] | N
56355 | LES Project Holdings LLC | 54536 | Sumpter Energy Associates | MI | Wayne | 0437 | Landfill Gas | IC |  | S | X | X |  |  | 0.8 | 0.95 | 0.8 | 0.8 | 0.3 | N |  |  | OP | X | 7 | 1992 |  |  | N | IPP Non-CHP | 2 | T T T: X; OBS BLQ BLQ: LFG |  |  |  | N |  |  | 10M | [23 empty] | N
56355 | LES Project Holdings LLC | 54536 | Sumpter Energy Associates | MI | Wayne | 0440 | Landfill Gas | IC |  | S | X | X |  |  | 0.8 | 0.95 | 0.8 | 0.8 | 0.3 | N |  |  | OP | X | 7 | 1992 |  |  | N | IPP Non-CHP | 2 | T T T: X; OBS BLQ BLQ: LFG |  |  |  | N |  |  | 10M | [23 empty] | N
56355 | LES Project Holdings LLC | 54536 | Sumpter Energy Associates | MI | Wayne | 0447 | Landfill Gas | IC |  | S | X | X |  |  | 0.8 | 0.95 | 0.8 | 0.8 | 0.3 | N |  |  | OP | X | 7 | 1992 |  |  | N | IPP Non-CHP | 2 | T T T: X; OBS BLQ BLQ: LFG |  |  |  | N |  |  | 10M | [23 empty] | N
56355 | LES Project Holdings LLC | 54536 | Sumpter Energy Associates | MI | Wayne | 0464 | Landfill Gas | IC |  | S | X | X |  |  | 0.8 | 0.95 | 0.8 | 0.8 | 0.3 | N |  |  | OP | X | 7 | 1992 |  |  | N | IPP Non-CHP | 2 | T T T: X; OBS BLQ BLQ: LFG |  |  |  | N |  |  | 10M | [23 empty] | N
56355 | LES Project Holdings LLC | 54536 | Sumpter Energy Associates | MI | Wayne | 0467 | Landfill Gas | IC |  | S | X | X |  |  | 0.8 | 0.95 | 0.8 | 0.8 | 0.3 | N |  |  | OP | X | 7 | 1992 |  |  | N | IPP Non-CHP | 2 | T T T: X; OBS BLQ BLQ: LFG |  |  |  | N |  |  | 10M | [23 empty] | N
54842 | WM Renewable Energy LLC | 54539 | Venice Resources Gas Recovery | MI | Shiawassee | GEN1 | Landfill Gas | IC |  | S | X | X | Zonal | Zonal | 0.8 | 0.98 | 0.8 | 0.8 | 0.5 | N |  |  | OP | X | 3 | 1992 |  |  | N | IPP Non-CHP | 2 | T T T: X; OBS BLQ BLQ: LFG |  |  |  | N | N |  | 1H | [23 empty] | N | N | N
54842 | WM Renewable Energy LLC | 54539 | Venice Resources Gas Recovery | MI | Shiawassee | GEN2 | Landfill Gas | IC |  | S | X | X | Zonal | Zonal | 0.8 | 0.98 | 0.8 | 0.8 | 0.5 | N |  |  | OP | X | 3 | 1992 |  |  | N | IPP Non-CHP | 2 | T T T: X; OBS BLQ BLQ: LFG |  |  |  | N | N | 0 | 1H | [23 empty] | N | N | N
55858 | EDL Inc | 54549 | Wood Road | MI | Clinton | 1-1 | Landfill Gas | IC |  | S | X | X |  |  | 0.8 | 1 | 0.8 | 0.8 | 0.6 | N |  |  | OP | X | 1 | 1993 |  |  | N | IPP Non-CHP | 2 | T T T: X; OBS BLQ BLQ: LFG |  |  |  | N | N |  | 1H | [23 empty] | N
55858 | EDL Inc | 54549 | Wood Road | MI | Clinton | 1-2 | Landfill Gas | IC |  | S | X | X |  |  | 0.8 | 1 | 0.8 | 0.8 | 0.6 | N |  |  | OP | X | 1 | 1993 |  |  | N | IPP Non-CHP | 2 | T T T: X; OBS BLQ BLQ: LFG |  |  |  | N | N |  | 1H | [23 empty] | N
55858 | EDL Inc | 54549 | Wood Road | MI | Clinton | 1-3 | Landfill Gas | IC |  | S | X | X |  |  | 0.8 | 1 | 0.8 | 0.8 | 0.6 | N |  |  | OP | X | 1 | 1994 |  |  | N | IPP Non-CHP | 2 | T T T: X; OBS BLQ BLQ: LFG |  |  |  | N | N |  | 1H | [23 empty] | N
55858 | EDL Inc | 54549 | Wood Road | MI | Clinton | 1-4 | Landfill Gas | IC |  | S | X | X |  |  | 0.8 | 1 | 0.8 | 0.8 | 0.6 | N |  |  | OP | X | 12 | 1997 |  |  | N | IPP Non-CHP | 2 | T T T: X; OBS BLQ BLQ: LFG |  |  |  | N |  |  | 1H | [23 empty] | N
55858 | EDL Inc | 54756 | Coopersville | MI | Ottawa | 3-1 | Landfill Gas | IC |  | S | X | X |  |  | 0.8 | 1 | 0.8 | 0.8 | 0.6 | N |  |  | OP | X | 6 | 1994 |  |  | N | IPP Non-CHP | 2 | T T T: X; OBS BLQ BLQ: LFG |  |  |  | N | N |  | 1H | [23 empty] | N
55858 | EDL Inc | 54756 | Coopersville | MI | Ottawa | 3-2 | Landfill Gas | IC |  | S | X | X |  |  | 0.8 | 1 | 0.8 | 0.8 | 0.6 | N |  |  | OP | X | 6 | 1994 |  |  | N | IPP Non-CHP | 2 | T T T: X; OBS BLQ BLQ: LFG |  |  |  | N | N |  | 1H | [23 empty] | N
55858 | EDL Inc | 54756 | Coopersville | MI | Ottawa | 3-3 | Landfill Gas | IC |  | S | X | X |  |  | 0.8 | 1 | 0.8 | 0.8 | 0.6 | N |  |  | OP | X | 6 | 1994 |  |  | N | IPP Non-CHP | 2 | T T T: X; OBS BLQ BLQ: LFG |  |  |  | N | N |  | 1H | [23 empty] | N
55858 | EDL Inc | 54756 | Coopersville | MI | Ottawa | 3-4 | Landfill Gas | IC |  | S | X | X |  |  | 0.8 | 1 | 0.8 | 0.8 | 0.6 | N |  |  | OP | X | 6 | 1994 |  |  | N | IPP Non-CHP | 2 | T T T: X; OBS BLQ BLQ: LFG |  |  |  | N | N |  | 1H | [23 empty] | N
55858 | EDL Inc | 54756 | Coopersville | MI | Ottawa | 3-5 | Landfill Gas | IC |  | S | X | X |  |  | 0.8 | 1 | 0.8 | 0.8 | 0.6 | N |  |  | OP | X | 6 | 1994 |  |  | N | IPP Non-CHP | 2 | T T T: X; OBS BLQ BLQ: LFG |  |  |  | N | N |  | 1H | [23 empty] | N
55858 | EDL Inc | 54756 | Coopersville | MI | Ottawa | 3-6 | Landfill Gas | IC |  | S | X | X |  |  | 0.8 | 1 | 0.8 | 0.8 | 0.6 | N |  |  | OP | X | 6 | 1994 |  |  | N | IPP Non-CHP | 2 | T T T: X; OBS BLQ BLQ: LFG |  |  |  | N | N |  | 1H | [23 empty] | N
55858 | EDL Inc | 54757 | Grand Blanc Generating Station | MI | Genesee | 4-1 | Landfill Gas | IC |  | S | X | X |  |  | 0.8 | 1 | 0.8 | 0.8 | 0.6 | N |  |  | OP | X | 7 | 1994 |  |  | N | IPP Non-CHP | 2 | T T T: X; OBS BLQ BLQ: LFG |  |  |  | N | N |  | 1H | [23 empty] | N
55858 | EDL Inc | 54757 | Grand Blanc Generating Station | MI | Genesee | 4-2 | Landfill Gas | IC |  | S | X | X |  |  | 0.8 | 1 | 0.8 | 0.8 | 0.6 | N |  |  | OP | X | 7 | 1994 |  |  | N | IPP Non-CHP | 2 | T T T: X; OBS BLQ BLQ: LFG |  |  |  | N | N |  | 1H | [23 empty] | N
55858 | EDL Inc | 54757 | Grand Blanc Generating Station | MI | Genesee | 4-3 | Landfill Gas | IC |  | S | X | X |  |  | 0.8 | 1 | 0.8 | 0.8 | 0.6 | N |  |  | OP | X | 7 | 1994 |  |  | N | IPP Non-CHP | 2 | T T T: X; OBS BLQ BLQ: LFG |  |  |  | N | N |  | 1H | [23 empty] | N
55858 | EDL Inc | 54757 | Grand Blanc Generating Station | MI | Genesee | 4-4 | Landfill Gas | IC |  | S | X | X |  |  | 0.8 | 1 | 0.8 | 0.8 | 0.6 | N |  |  | OP | X | 10 | 2000 |  |  | N | IPP Non-CHP | 2 | T T T: X; OBS BLQ BLQ: LFG |  |  |  | N | N |  | 1H | [23 empty] | N
55858 | EDL Inc | 54757 | Grand Blanc Generating Station | MI | Genesee | 4-5 | Landfill Gas | IC |  | S | X | X |  |  | 0.8 | 1 | 0.8 | 0.8 | 0.6 | N |  |  | OP | X | 1 | 2003 |  |  | N | IPP Non-CHP | 2 | T T T: X; OBS BLQ BLQ: LFG |  |  |  | N | N |  | 1H | [23 empty] | N
56355 | LES Project Holdings LLC | 54903 | Adrian Energy Associates LLC | MI | Lenawee | UNT1 | Landfill Gas | IC |  | J | X | X |  |  | 0.8 | 0.95 | 0.8 | 0.8 | 0.3 | N |  |  | OP | X | 12 | 1994 |  |  | N | IPP Non-CHP | 2 | T T T: X; OBS BLQ BLQ: LFG |  |  |  | N | N |  | 10M | [23 empty] | N
56355 | LES Project Holdings LLC | 54903 | Adrian Energy Associates LLC | MI | Lenawee | UNT2 | Landfill Gas | IC |  | J | X | X |  |  | 0.8 | 0.95 | 0.8 | 0.8 | 0.3 | N |  |  | OP | X | 12 | 1994 |  |  | N | IPP Non-CHP | 2 | T T T: X; OBS BLQ BLQ: LFG |  |  |  | N | N |  | 10M | [23 empty] | N
56355 | LES Project Holdings LLC | 54903 | Adrian Energy Associates LLC | MI | Lenawee | UNT3 | Landfill Gas | IC |  | J | X | X |  |  | 0.8 | 0.95 | 0.8 | 0.8 | 0.3 | N |  |  | OP | X | 12 | 1994 |  |  | N | IPP Non-CHP | 2 | T T T: X; OBS BLQ BLQ: LFG |  |  |  | N | N |  | 10M | [23 empty] | N
56355 | LES Project Holdings LLC | 54989 | Pine Tree Acres | MI | Macomb | GEN1 | Landfill Gas | IC |  | S | X | X |  |  | 0.8 | 0.95 | 0.8 | 0.8 | 0.3 | N |  |  | OP | X | 6 | 1998 |  |  | N | IPP Non-CHP | 2 | T T T: X; OBS BLQ BLQ: LFG |  |  |  | N | N |  | 10M | [23 empty] | N
56355 | LES Project Holdings LLC | 54989 | Pine Tree Acres | MI | Macomb | GEN2 | Landfill Gas | IC |  | S | X | X |  |  | 0.8 | 0.95 | 0.8 | 0.8 | 0.3 | N |  |  | OP | X | 6 | 1998 |  |  | N | IPP Non-CHP | 2 | T T T: X; OBS BLQ BLQ: LFG |  |  |  | N | N |  | 10M | [23 empty] | N
56355 | LES Project Holdings LLC | 54989 | Pine Tree Acres | MI | Macomb | GEN3 | Landfill Gas | IC |  | S | X | X |  |  | 0.8 | 0.95 | 0.8 | 0.8 | 0.3 | N |  |  | OP | X | 6 | 1998 |  |  | N | IPP Non-CHP | 2 | T T T: X; OBS BLQ BLQ: LFG |  |  |  | N | N |  | 10M | [23 empty] | N
56355 | LES Project Holdings LLC | 54989 | Pine Tree Acres | MI | Macomb | GEN4 | Landfill Gas | IC |  | S | X | X |  |  | 0.8 | 0.95 | 0.8 | 0.8 | 0.3 | N |  |  | OP | X | 6 | 1998 |  |  | N | IPP Non-CHP | 2 | T T T: X; OBS BLQ BLQ: LFG |  |  |  | N | N |  | 10M | [23 empty] | N
56355 | LES Project Holdings LLC | 54989 | Pine Tree Acres | MI | Macomb | GEN5 | Landfill Gas | IC |  | S | X | X |  |  | 0.8 | 0.95 | 0.8 | 0.8 | 0.3 | N |  |  | OP | X | 6 | 1998 |  |  | N | IPP Non-CHP | 2 | T T T: X; OBS BLQ BLQ: LFG |  |  |  | N | N |  | 10M | [23 empty] | N
56355 | LES Project Holdings LLC | 54989 | Pine Tree Acres | MI | Macomb | GEN6 | Landfill Gas | IC |  | S | X | X |  |  | 0.8 | 0.95 | 0.8 | 0.8 | 0.3 | N |  |  | OP | X | 12 | 2003 |  |  | N | IPP Non-CHP | 2 | T T T: X; OBS BLQ BLQ: LFG |  |  |  | N | N |  | 10M | [23 empty] | N
56355 | LES Project Holdings LLC | 54989 | Pine Tree Acres | MI | Macomb | GEN7 | Landfill Gas | IC |  | S | X | X |  |  | 0.8 | 0.95 | 0.8 | 0.8 | 0.3 | N |  |  | OP | X | 12 | 2003 |  |  | N | IPP Non-CHP | 2 | T T T: X; OBS BLQ BLQ: LFG |  |  |  | N | N |  | 10M | [23 empty] | N
58106 | Western Michigan University | 58161 | Western Michigan University Power Plant | MI | Kalamazoo | EG-1 | Natural Gas Internal Combustion Engine | IC |  | S | X | X |  |  | 0.8 | 0.8 | 0.8 | 0.8 | 0.8 | N |  |  | OP | X | 3 | 1999 |  |  | N | Commercial CHP | 5 | [11 empty] | N | N |  | 10M | [23 empty] | N | N | bar: T T T to OBS BLQ BLQ
55858 | EDL Inc | 58546 | Watervliet | MI | Berrien | GEN3 | Landfill Gas | IC |  | S | X | X |  |  | 0.8 | 0.8 | 0.8 | 0.8 | 0.4 | N |  |  | OP | X | 7 | 2019 |  |  | N | IPP Non-CHP | 2 | T T T: X; OBS BLQ BLQ: LFG | [6 empty] | 1H | [23 empty] | N | N | N
13559 | North American Natural Res | 59436 | Lennon Generating | MI | Shiawassee | 3 | Landfill Gas | IC |  | S | X | X |  |  | 0.8 | 0.96 | 0.8 | 0.8 | 0.5 | N |  |  | OP | X | 2 | 2001 |  |  | N | IPP Non-CHP | 2 | T T T: X; OBS BLQ BLQ: LFG |  |  |  |  | N |  | 10M | [23 empty] | N
13559 | North American Natural Res | 59436 | Lennon Generating | MI | Shiawassee | 4 | Landfill Gas | IC |  | S | X | X |  |  | 0.8 | 0.96 | 0.8 | 0.8 | 0.5 | N |  |  | OP | X | 2 | 2006 |  |  | N | IPP Non-CHP | 2 | T T T: X; OBS BLQ BLQ: LFG |  |  |  |  | N |  | 10M | [23 empty] | N
13559 | North American Natural Res | 59436 | Lennon Generating | MI | Shiawassee | 5 | Landfill Gas | IC |  | S | X | X |  |  | 0.8 | 0.96 | 0.8 | 0.8 | 0.5 | N |  |  | OP | X | 1 | 2007 |  |  | N | IPP Non-CHP | 2 | T T T: X; OBS BLQ BLQ: LFG |  |  |  |  | N |  | 10M | [23 empty] | N
13559 | North American Natural Res | 59436 | Lennon Generating | MI | Shiawassee | 6 | Landfill Gas | IC |  | S | X | X |  |  | 0.8 | 0.96 | 0.8 | 0.8 | 0.5 | N |  |  | OP | X | 9 | 2007 |  |  | N | IPP Non-CHP | 2 | T T T: X; OBS BLQ BLQ: LFG |  |  |  |  | N |  | 10M | [23 empty] | N
59876 | Lorin Industries | 60102 | Lorin Industries | MI | Muskegon | 1 | Natural Gas Internal Combustion Engine | IC |  | S | X | X |  |  | 0.8 | 0.8 | 0.8 | 0.8 | 0.2 | N |  |  | OP | X | 1 | 1990 |  |  | Y | Industrial CHP | 7 | [11 empty] | N | N |  | 1H | [23 empty] | N | N | bar: T T T to OBS BLQ BLQ
59876 | Lorin Industries | 60102 | Lorin Industries | MI | Muskegon | 2 | Natural Gas Internal Combustion Engine | IC |  | S | X | X |  |  | 0.8 | 0.8 | 0.8 | 0.8 | 0.2 | N |  |  | OP | X | 1 | 1990 |  |  | Y | Industrial CHP | 7 | [11 empty] | N | N |  | 1H | [23 empty] | N | N | bar: T T T to OBS BLQ BLQ
59876 | Lorin Industries | 60102 | Lorin Industries | MI | Muskegon | 3 | Natural Gas Internal Combustion Engine | IC |  | S | X | X |  |  | 0.8 | 0.8 | 0.8 | 0.8 | 0.2 | N |  |  | OP | X | 1 | 1990 |  |  | Y | Industrial CHP | 7 | [11 empty] | N | N |  | 1H | [23 empty] | N | N | bar: T T T to OBS BLQ BLQ
59876 | Lorin Industries | 60102 | Lorin Industries | MI | Muskegon | 4 | Natural Gas Internal Combustion Engine | IC |  | S | X | X |  |  | 0.8 | 0.8 | 0.8 | 0.8 | 0.2 | N |  |  | OP | X | 1 | 1990 |  |  | Y | Industrial CHP | 7 | [11 empty] | N | N |  | 1H | [23 empty] | N | N | bar: T T T to OBS BLQ BLQ
13559 | North American Natural Res | 63709 | Autumn Hills Generating Facility | MI | Ottawa | 1 | Landfill Gas | IC |  | S | X | X |  |  | 0.8 | 0.8 | 0.8 | 0.8 | 0.5 | N |  |  | OP | X | 7 | 2009 |  |  | N | IPP Non-CHP | 2 | T T T: X; OBS BLQ BLQ: LFG | [6 empty] | 10M | [23 empty] | N
63632 | North American Central - LLC | 63977 | Central Generating | MI | Montcalm | 2 | Landfill Gas | IC |  | S | X | X |  |  | 0.8 | 0.9 | 0.8 | 0.8 | 0.5 | N |  |  | OP | X | 9 | 2018 |  |  | N | IPP Non-CHP | 2 | T T T: X; OBS BLQ BLQ: LFG |  |  |  |  | N |  | 10M | [23 empty] | N
17886 | City of St Louis - (MI) | 1852 | St Louis | MI | Gratiot | 3 | Petroleum Liquids | IC |  | S | X | X |  |  | 0.9 | 0.9 | 0.9 | 0.9 | 0.1 | N |  |  | SB | Y | 1 | 1951 |  |  | N | Electric Utility | 1 | T T T: X; OBS BLQ BLQ: DFO |  |  |  | N | N |  | 1H | [23 empty] | N
16873 | City of Sebewaing - (MI) | 1853 | Main Street (MI) | MI | Huron | 2 | Petroleum Liquids | IC |  | S | X | X | CONS.MPPA | MISO-CONS.MPPA | 0.9 | 0.95 | 0.8 | 0.9 | 0.1 | N |  |  | SB | Y | 6 | 1947 |  |  | N | Electric Utility | 1 | T T T: X; OBS BLQ BLQ: DFO |  |  |  | N | N |  | 12H | [23 empty] | N | N | N
18895 | Thumb Electric Coop of Mich | 1875 | Ubly | MI | Huron | 4 | Petroleum Liquids | IC |  | S | X | X |  |  | 0.9 | 0.8 | 0.9 | 0.9 | 0.5 | N |  |  | OP | X | 8 | 1947 |  |  | N | Electric Utility | 1 | T T T: X; OBS BLQ BLQ: DFO |  |  |  | N | N |  | 1H | [23 empty] | N |  | N
38084 | Great Lakes Energy Coop | 7831 | Beaver Island | MI | Charlevoix | 3 | Petroleum Liquids | IC |  | S | X | X |  |  | 0.9 | 0.8 | 0.8 | 0.8 | 0.3 | N |  |  | SB | Y | 1 | 2001 |  |  | N | Electric Utility | 1 | T T T: X; OBS BLQ BLQ: DFO |  |  |  | N | N |  | 1H | [20 empty] | N |  |  | N | N | N
58106 | Western Michigan University | 58161 | Western Michigan University Power Plant | MI | Kalamazoo | STG-1 | Natural Gas Fired Combined Cycle | CA | CC1 | S | Y | X |  |  | 0.9 | 0.8 | 0.9 | 0.9 | 0.2 | N |  |  | OP | X | 3 | 1999 |  |  | Y | Commercial CHP | 5 | [11 empty] | N | N |  | 12H | [23 empty] | N | N | bar: T T T to OBS BLQ BLQ
11713 | City of Marshall - (MI) | 1844 | Marshall (MI) | MI | Calhoun | IC4 | Petroleum Liquids | IC |  | S | X | X |  |  | 1 | 0.8 | 0.7 | 0.7 | 0.3 | N |  |  | OS | X | 1 | 1942 | 5 | 2021 | N | Electric Utility | 1 | T T T: X; OBS BLQ BLQ: DFO |  |  |  | N | N |  | 1H | [23 empty] | N | N | N
15246 | City of Portland - (MI) | 1851 | Frank Jenkins | MI | Ionia | 6 | Petroleum Liquids | IC |  | S | X | X |  |  | 1 | 1 | 1 | 1 | 0.1 | N |  |  | SB | Y | 7 | 2002 |  |  | N | Electric Utility | 1 | T T T: X; OBS BLQ BLQ: DFO; OBS NG PUR: NG |  |  |  | N | N |  | 12H | [23 empty] | Y | Y | Y
16873 | City of Sebewaing - (MI) | 1853 | Main Street (MI) | MI | Huron | 1 | Petroleum Liquids | IC |  | S | X | X | CONS.MPPA | MISO-CONS.MPPA | 1 | 0.95 | 0.9 | 1 | 0.1 | N |  |  | SB | Y | 3 | 1961 |  |  | N | Electric Utility | 1 | T T T: X; OBS BLQ BLQ: DFO; OBS NG PUR: NG |  |  |  | N | N |  | 12H | [23 empty] | N | N | N
3828 | Cloverland Electric Co-op | 1868 | Dafter | MI | Chippewa | 1 | Petroleum Liquids | IC |  | S | X | X | MIUP.DFTR13N1 |  | 1 | 0.9 | 0.9 | 0.9 | 0.9 | N |  |  | OP | X | 11 | 1955 |  |  | N | Electric Utility | 1 | T T T: X; OBS BLQ BLQ: DFO |  |  |  | N | N |  | 1H | [23 empty] | N
3828 | Cloverland Electric Co-op | 1868 | Dafter | MI | Chippewa | 3 | Petroleum Liquids | IC |  | S | X | X | MIUP.DFTR13N1 |  | 1 | 0.9 | 0.9 | 0.9 | 0.9 | N |  |  | OP | X | 11 | 1955 |  |  | N | Electric Utility | 1 | T T T: X; OBS BLQ BLQ: DFO |  |  |  | N | N |  | 1H | [23 empty] | N
20910 | Wolverine Power Supply Coop | 1877 | George Johnson | MI | Osceola | 11 | Petroleum Liquids | IC |  | S | X | X |  |  | 1 | 0.8 | 1 | 1 | 0.6 | N |  |  | SB | Y | 9 | 1993 |  |  | N | Electric Utility | 1 | T T T: X; OBS BLQ BLQ: DFO |  |  |  | N |  |  | 1H | [23 empty] | N
56478 | University of Michigan NCampus Research | 54604 | Warner Lambert | MI | Washtenaw | 016E | Petroleum Liquids | IC |  | S | X | X |  |  | 1 | 0.8 | 1 | 1 | 0 | N |  |  | SB | N | 6 | 1992 |  |  | N | Commercial CHP | 5 | T T T: X; OBS BLQ BLQ: DFO |  |  |  | N | N |  | 10M | [23 empty] | N | N | N
25049 | Gas Recovery Systems Inc | 55597 | GRS C&C | MI | Calhoun | 1 | Landfill Gas | IC |  | S | X | X |  |  | 1 | 0.98 | 0.9 | 0.9 | 0.8 | N |  |  | OP | X | 2 | 1995 |  |  | N | IPP Non-CHP | 2 | T T T: X; OBS BLQ BLQ: LFG |  |  |  |  | N |  | 1H | [23 empty] | N
25049 | Gas Recovery Systems Inc | 55597 | GRS C&C | MI | Calhoun | 2 | Landfill Gas | IC |  | S | X | X |  |  | 1 | 0.98 | 0.9 | 0.9 | 0.8 | N |  |  | OS | X | 2 | 1995 |  |  | N | IPP Non-CHP | 2 | T T T: X; OBS BLQ BLQ: LFG |  |  |  |  | N |  | 1H | [23 empty] | N
25049 | Gas Recovery Systems Inc | 55597 | GRS C&C | MI | Calhoun | 3 | Landfill Gas | IC |  | S | X | X |  |  | 1 | 0.98 | 0.9 | 0.9 | 0.8 | N |  |  | OP | X | 2 | 1995 |  |  | N | IPP Non-CHP | 2 | T T T: X; OBS BLQ BLQ: LFG |  |  |  |  | N |  | 1H | [23 empty] | N
3304 | Central Michigan University | 56190 | Central Michigan University | MI | Isabella | STM1 | Natural Gas Steam Turbine | ST |  | S | X | X |  |  | 1 | 0.85 | 1 | 1 | 0.2 | N |  |  | OP | X | 12 | 1987 |  |  | Y | Commercial CHP | 5 | T T T: T; OBS BLQ BLQ: NG; OBS NG PUR: WDS; DFO NG NG: NG |  |  |  | N |  |  | 12H | [23 empty] | Y | Y | N
21158 | City of Zeeland - (MI) | 56504 | Municipal Power Plant | MI | Ottawa | 1 | Natural Gas Internal Combustion Engine | IC |  | S | X | X | CONS.MPPA | CONS.MPPA | 1 | 0.8 | 1 | 1 | 0.2 | N |  |  | SB | Y | 6 | 2002 |  |  | N | Electric Utility | 1 | [11 empty] | N | N |  | 10M | [23 empty] | N | N | N | bar: T T T to OBS BLQ BLQ
21158 | City of Zeeland - (MI) | 56504 | Municipal Power Plant | MI | Ottawa | 2 | Natural Gas Internal Combustion Engine | IC |  | S | X | X | CONS.MPPA | CONS.MPPA | 1 | 0.8 | 1 | 1 | 0.2 | N |  |  | SB | Y | 6 | 2002 |  |  | N | Electric Utility | 1 | [11 empty] | N | N |  | 10M | [23 empty] | N | N | N | bar: T T T to OBS BLQ BLQ
57324 | Michigan Sugar Company | 57949 | MSC Sebewaing | MI | Huron | 2 | Conventional Steam Coal | ST |  | S | X | X | generator can not deliver power to the grid | generator can not deliver power to the grid | 1 | 0.8 |  | 0.9 | 0.1 | N |  |  | OS | X | 10 | 1979 |  |  | N | Industrial CHP | 7 | T T T: X; OBS BLQ BLQ: BIT; OBS NG PUR: NG; DFO NG NG: NG |  |  |  | N | N |  | OVER |  | N | Y |  | Y | [18 empty] | Y | N | N
11713 | City of Marshall - (MI) | 1844 | Marshall (MI) | MI | Calhoun | IC2 | Natural Gas Internal Combustion Engine | IC |  | S | X | X |  |  | 1.1 | 0.8 | 0.9 | 0.9 | 0.6 | N |  |  | OS | X | 11 | 1953 | 5 | 2021 | N | Electric Utility | 1 | T T T: X; OBS BLQ BLQ: NG; OBS NG PUR: DFO |  |  |  | N | N |  | 1H | [23 empty] | Y | N | Y
17886 | City of St Louis - (MI) | 1852 | St Louis | MI | Gratiot | 7 | Petroleum Liquids | IC |  | S | X | X |  |  | 1.1 | 0.9 | 1.1 | 1.1 | 0.1 | N |  |  | SB | Y | 7 | 1996 |  |  | N | Electric Utility | 1 | T T T: X; OBS BLQ BLQ: DFO; OBS NG PUR: NG |  |  |  | N |  |  | 1H | [23 empty] | Y | N | Y
16873 | City of Sebewaing - (MI) | 1853 | Main Street (MI) | MI | Huron | 3 | Petroleum Liquids | IC |  | S | X | X | CONS.MPPA | MISO-CONS.MPPA | 1.1 | 0.95 | 1.1 | 1.1 | 0.1 | N |  |  | SB | Y | 8 | 1966 |  |  | N | Electric Utility | 1 | T T T: X; OBS BLQ BLQ: DFO; OBS NG PUR: NG |  |  |  | N | N |  | 12H | [23 empty] | N | N | N
16873 | City of Sebewaing - (MI) | 1853 | Main Street (MI) | MI | Huron | 5 | Petroleum Liquids | IC |  | S | X | X | CONS.MPPA | MISO-CONS.MPPA | 1.1 | 0.95 | 1 | 1.1 | 0.1 | N |  |  | SB | Y | 9 | 1979 |  |  | N | Electric Utility | 1 | T T T: X; OBS BLQ BLQ: DFO; OBS NG PUR: NG |  |  |  | N | N |  | 12H | [23 empty] | N | N | N
21158 | City of Zeeland - (MI) | 1867 | Zeeland | MI | Ottawa | 2 | Natural Gas Internal Combustion Engine | IC |  | S | X | X | CONS.MPPA | CONS.MPPA | 1.1 | 0.8 | 1.2 | 1.2 | 0.6 | N |  |  | OP | X | 3 | 1967 |  |  | N | Electric Utility | 1 | T T T: X; OBS BLQ BLQ: NG; OBS NG PUR: DFO |  |  |  | N | N |  | 1H | [23 empty] | Y | N | Y
4562 | City of Croswell - (MI) | 7497 | Croswell | MI | Sanilac | 3 | Petroleum Liquids | IC |  | S | X | X |  |  | 1.2 | 0.9 | 1.2 | 1.2 | 0.6 | N |  |  | SB | Y | 11 | 1988 |  |  | N | Electric Utility | 1 | T T T: X; OBS BLQ BLQ: DFO |  |  |  | N |  |  | 1H | [23 empty] | N | N | N
38084 | Great Lakes Energy Coop | 7831 | Beaver Island | MI | Charlevoix | 1 | Petroleum Liquids | IC |  | S | X | X |  |  | 1.2 | 0.8 | 1 | 1 | 0.4 | N |  |  | SB | Y | 9 | 2000 |  |  | N | Electric Utility | 1 | T T T: X; OBS BLQ BLQ: DFO |  |  |  | N | N |  | 1H | [20 empty] | N |  |  | N | N | N
38084 | Great Lakes Energy Coop | 7831 | Beaver Island | MI | Charlevoix | 2 | Petroleum Liquids | IC |  | S | X | X |  |  | 1.2 | 0.8 | 1 | 1 | 0.4 | N |  |  | SB | Y | 9 | 2000 |  |  | N | Electric Utility | 1 | T T T: X; OBS BLQ BLQ: DFO |  |  |  | N | N |  | 1H | [20 empty] | N |  |  | N | N | N
17886 | City of St Louis - (MI) | 1852 | St Louis | MI | Gratiot | 1 | Petroleum Liquids | IC |  | S | X | X |  |  | 1.3 | 0.9 | 1.3 | 1.3 | 0.1 | N |  |  | SB | Y | 1 | 1958 |  |  | N | Electric Utility | 1 | T T T: X; OBS BLQ BLQ: DFO; OBS NG PUR: NG |  |  |  | N | N |  | 1H | [23 empty] | Y | N | Y
17886 | City of St Louis - (MI) | 1852 | St Louis | MI | Gratiot | 9 | Petroleum Liquids | IC |  | S | X | X |  |  | 1.3 | 0.9 | 1.1 | 1.1 | 0.1 | N |  |  | SB | Y | 5 | 2003 |  |  | N | Electric Utility | 1 | T T T: X; OBS BLQ BLQ: DFO |  |  |  | N |  |  | 1H | [23 empty] | N
16873 | City of Sebewaing - (MI) | 1853 | Main Street (MI) | MI | Huron | 4 | Petroleum Liquids | IC |  | S | X | X | CONS.MPPA | MISO-CONS.MPPA | 1.3 | 0.95 | 1.2 | 1.3 | 0.1 | N |  |  | SB | Y | 10 | 1966 |  |  | N | Electric Utility | 1 | T T T: X; OBS BLQ BLQ: DFO; OBS NG PUR: NG |  |  |  | N | N |  | 12H | [23 empty] | N | N | N
18895 | Thumb Electric Coop of Mich | 1874 | Caro | MI | Tuscola | 1 | Petroleum Liquids | IC |  | S | X | X |  |  | 1.3 | 0.8 | 1 | 1 | 0.5 | N |  |  | OP | X | 8 | 1949 |  |  | N | Electric Utility | 1 | T T T: X; OBS BLQ BLQ: DFO |  |  |  | N | N |  | 1H | [23 empty] | N |  | N
18895 | Thumb Electric Coop of Mich | 1874 | Caro | MI | Tuscola | 2 | Petroleum Liquids | IC |  | S | X | X |  |  | 1.3 | 0.8 | 1 | 1 | 0.5 | N |  |  | OP | X | 8 | 1949 |  |  | N | Electric Utility | 1 | T T T: X; OBS BLQ BLQ: DFO |  |  |  | N |  |  | 1H | [23 empty] | N |  | N
18895 | Thumb Electric Coop of Mich | 1874 | Caro | MI | Tuscola | 3 | Petroleum Liquids | IC |  | S | X | X |  |  | 1.3 | 0.8 | 1 | 1 | 0.5 | N |  |  | OP | X | 8 | 1952 |  |  | N | Electric Utility | 1 | T T T: X; OBS BLQ BLQ: DFO |  |  |  | N |  |  | 1H | [23 empty] | N |  | N
4562 | City of Croswell - (MI) | 7497 | Croswell | MI | Sanilac | 4 | Petroleum Liquids | IC |  | S | X | X |  |  | 1.3 | 0.9 | 1.3 | 1.3 | 0.6 | N |  |  | SB | Y | 11 | 1990 |  |  | N | Electric Utility | 1 | T T T: X; OBS BLQ BLQ: DFO; OBS NG PUR: NG |  |  |  | N |  |  | 1H | [23 empty] | Y | N | N
4562 | City of Croswell - (MI) | 7497 | Croswell | MI | Sanilac | 5 | Petroleum Liquids | IC |  | S | X | X |  |  | 1.3 | 0.9 | 1.3 | 1.3 | 0.6 | N |  |  | SB | Y | 10 | 1996 |  |  | N | Electric Utility | 1 | T T T: X; OBS BLQ BLQ: DFO; OBS NG PUR: NG |  |  |  | N |  |  | 1H | [23 empty] | Y | N | N
57324 | Michigan Sugar Company | 57950 | MSC Croswell | MI | Sanilac | 1 | Natural Gas Steam Turbine | ST |  | S | X | X |  |  | 1.3 | 0.8 |  | 1.2 | 0.1 | N |  |  | OP | X | 10 | 1948 |  |  | Y | Industrial CHP | 7 | [11 empty] | N | N |  | OVER |  |  |  |  | N | [18 empty] | N | N | N | bar: T T T to OBS BLQ BLQ; DFO NG NG
8205 | City of Hart Hydro - (MI) | 1827 | Hart | MI | Oceana | 4 | Natural Gas Internal Combustion Engine | IC |  | S | X | X |  |  | 1.4 | 0.8 | 1.4 | 1.4 | 0.4 | N |  |  | OP | X | 3 | 1964 |  |  | N | Electric Utility | 1 | T T T: X; OBS BLQ BLQ: NG; OBS NG PUR: DFO |  |  |  | N | N |  | 1H | [23 empty] | Y | N | Y
21158 | City of Zeeland - (MI) | 1867 | Zeeland | MI | Ottawa | 1 | Natural Gas Internal Combustion Engine | IC |  | S | X | X | CONS.MPPA | CONS.MPPA | 1.4 | 0.8 | 1.5 | 1.5 | 0.7 | N |  |  | OP | X | 11 | 1966 |  |  | N | Electric Utility | 1 | T T T: X; OBS BLQ BLQ: NG; OBS NG PUR: DFO |  |  |  | N | N |  | 1H | [23 empty] | Y | N | Y
17886 | City of St Louis - (MI) | 1852 | St Louis | MI | Gratiot | 8 | Petroleum Liquids | IC |  | S | X | X |  |  | 1.5 | 0.9 | 1.5 | 1.5 | 0.1 | N |  |  | OP | X | 5 | 2003 |  |  | N | Electric Utility | 1 | T T T: X; OBS BLQ BLQ: DFO |  |  |  | N |  |  | 1H | [23 empty] | N
18895 | Thumb Electric Coop of Mich | 1874 | Caro | MI | Tuscola | 4 | Petroleum Liquids | IC |  | S | X | X |  |  | 1.5 | 1 | 1.5 | 1.5 | 0.8 | N |  |  | OP | X | 8 | 1984 |  |  | N | Electric Utility | 1 | T T T: X; OBS BLQ BLQ: DFO |  |  |  | N | N |  | 1H | [23 empty] | N |  | N
18895 | Thumb Electric Coop of Mich | 1875 | Ubly | MI | Huron | 5 | Petroleum Liquids | IC |  | S | X | X |  |  | 1.5 | 0.8 | 1.5 | 1.5 | 0.8 | N |  |  | OP | X | 10 | 1987 |  |  | N | Electric Utility | 1 | T T T: X; OBS BLQ BLQ: DFO |  |  |  | N | N |  | 1H | [23 empty] | N |  | N
18895 | Thumb Electric Coop of Mich | 1875 | Ubly | MI | Huron | 6 | Petroleum Liquids | IC |  | S | X | X |  |  | 1.5 | 0.8 | 1.5 | 1.5 | 0.8 | N |  |  | OP | X | 11 | 1993 |  |  | N | Electric Utility | 1 | T T T: X; OBS BLQ BLQ: DFO; OBS NG PUR: NG |  |  |  | N | N |  | 1H | [23 empty] | Y | N | Y
18895 | Thumb Electric Coop of Mich | 1875 | Ubly | MI | Huron | 9 | Petroleum Liquids | IC |  | S | X | X |  |  | 1.5 | 1 | 1.5 | 1.5 | 0.8 | N |  |  | OP | X | 8 | 2002 |  |  | N | Electric Utility | 1 | T T T: X; OBS BLQ BLQ: DFO; OBS NG PUR: NG |  |  |  | N | N |  | 1H | [23 empty] | Y | N | Y
56478 | University of Michigan NCampus Research | 54604 | Warner Lambert | MI | Washtenaw | 0550 | Petroleum Liquids | IC |  | S | X | X |  |  | 1.5 | 0.8 | 1.5 | 1.5 | 0 | N |  |  | SB | N | 6 | 2002 |  |  | N | Commercial CHP | 5 | T T T: X; OBS BLQ BLQ: DFO |  |  |  | N | N |  | 10M | [23 empty] | N | N | N
57324 | Michigan Sugar Company | 57949 | MSC Sebewaing | MI | Huron | 1 | Conventional Steam Coal | ST |  | S | X | X | generator can not deliver power to the grid | generator can not deliver power to the grid | 1.5 | 0.8 |  | 1.4 | 0.1 | N |  |  | OP | X | 10 | 1990 |  |  | Y | Industrial CHP | 7 | T T T: T; OBS BLQ BLQ: BIT; OBS NG PUR: NG; DFO NG NG: NG |  |  |  | N | N |  | OVER |  | N | Y |  | Y | [18 empty] | Y | N | N
55858 | EDL Inc | 54549 | Wood Road | MI | Clinton | 1-5 | Landfill Gas | IC |  | S | X | X |  |  | 1.6 | 1 | 1.6 | 1.6 | 1.2 | N |  |  | OP | X | 12 | 2008 |  |  | N | IPP Non-CHP | 2 | T T T: X; OBS BLQ BLQ: LFG |  |  |  | N | N |  | 1H | [23 empty] | N
55858 | EDL Inc | 54549 | Wood Road | MI | Clinton | 1-6 | Landfill Gas | IC |  | S | X | X |  |  | 1.6 | 1 | 1.6 | 1.6 | 1.2 | N |  |  | OP | X | 12 | 2008 |  |  | N | IPP Non-CHP | 2 | T T T: X; OBS BLQ BLQ: LFG |  |  |  | N | N |  | 1H | [23 empty] | N
55858 | EDL Inc | 54549 | Wood Road | MI | Clinton | 1-7 | Landfill Gas | IC |  | S | X | X |  |  | 1.6 | 1 | 1.6 | 1.6 | 1.2 | N |  |  | OP | X | 12 | 2008 |  |  | N | IPP Non-CHP | 2 | T T T: X; OBS BLQ BLQ: LFG |  |  |  | N | N |  | 1H | [23 empty] | N
55858 | EDL Inc | 54756 | Coopersville | MI | Ottawa | 3-7 | Landfill Gas | IC |  | S | X | X |  |  | 1.6 | 1 | 1.6 | 1.6 | 0.6 | N |  |  | OP | X | 2 | 2006 |  |  | N | IPP Non-CHP | 2 | T T T: X; OBS BLQ BLQ: LFG |  |  |  | N | N |  | 1H | [23 empty] | N
55858 | EDL Inc | 54757 | Grand Blanc Generating Station | MI | Genesee | 4-7 | Landfill Gas | IC |  | S | X | X |  |  | 1.6 | 1 | 1.6 | 1.6 | 1 | N |  |  | OP | X | 8 | 2012 |  |  | N | IPP Non-CHP | 2 | T T T: X; OBS BLQ BLQ: LFG |  |  |  | N | N |  | 12H | [23 empty] | N
55858 | EDL Inc | 54757 | Grand Blanc Generating Station | MI | Genesee | 4-8 | Landfill Gas | IC |  | S | X | X |  |  | 1.6 | 1 | 1.6 | 1.6 | 1 | N |  |  | OP | X | 8 | 2012 |  |  | N | IPP Non-CHP | 2 | T T T: X; OBS BLQ BLQ: LFG |  |  |  | N | N |  | 12H | [23 empty] | N
55858 | EDL Inc | 54910 | Brent Run Generating Station | MI | Genesee | 7-1 | Landfill Gas | IC |  | S | X | X |  |  | 1.6 | 0.8 | 1.6 | 1.6 | 0.6 | N |  |  | OP | X | 1 | 1998 |  |  | N | IPP Non-CHP | 2 | T T T: X; OBS BLQ BLQ: LFG |  |  |  | N | N |  | 1H | [23 empty] | N
55858 | EDL Inc | 54910 | Brent Run Generating Station | MI | Genesee | 7-2 | Landfill Gas | IC |  | S | X | X |  |  | 1.6 | 0.8 | 1.6 | 1.6 | 0.6 | N |  |  | OP | X | 1 | 1998 |  |  | N | IPP Non-CHP | 2 | T T T: X; OBS BLQ BLQ: LFG |  |  |  | N | N |  | 1H | [23 empty] | N
55858 | EDL Inc | 54910 | Brent Run Generating Station | MI | Genesee | 7-4 | Landfill Gas | IC |  | S | X | X |  |  | 1.6 | 0.8 | 1.6 | 1.6 | 0.6 | N |  |  | OP | X | 11 | 2012 |  |  | N | IPP Non-CHP | 2 | T T T: X; OBS BLQ BLQ: LFG |  |  |  | N | N |  | 1H | [23 empty] | N
55858 | EDL Inc | 54910 | Brent Run Generating Station | MI | Genesee | 7-5 | Landfill Gas | IC |  | S | X | X |  |  | 1.6 | 0.8 | 1.6 | 1.6 | 0.6 | N |  |  | OP | X | 11 | 2012 |  |  | N | IPP Non-CHP | 2 | T T T: X; OBS BLQ BLQ: LFG |  |  |  | N | N |  | 1H | [23 empty] | N
56355 | LES Project Holdings LLC | 54989 | Pine Tree Acres | MI | Macomb | GEN8 | Landfill Gas | IC |  | S | X | X |  |  | 1.6 | 0.95 | 1.6 | 1.6 | 0.3 | N |  |  | OP | X | 9 | 2010 |  |  | N | IPP Non-CHP | 2 | T T T: X; OBS BLQ BLQ: LFG |  |  |  | N | N |  | 10M | [23 empty] | N
56355 | LES Project Holdings LLC | 54989 | Pine Tree Acres | MI | Macomb | GEN9 | Landfill Gas | IC |  | S | X | X |  |  | 1.6 | 0.95 | 1.6 | 1.6 | 0.3 | N |  |  | OP | X | 9 | 2010 |  |  | N | IPP Non-CHP | 2 | T T T: X; OBS BLQ BLQ: LFG |  |  |  | N | N |  | 10M | [23 empty] | N
55858 | EDL Inc | 56851 | Bryon Center | MI | KENT | 1 | Landfill Gas | IC |  | S | X | X |  |  | 1.6 | 1 | 1.5 | 1.5 | 1.2 | N |  |  | OP | X | 3 | 2009 |  |  | N | IPP Non-CHP | 2 | T T T: X; OBS BLQ BLQ: LFG |  |  |  | N | N |  | 1H | [23 empty] | N
55858 | EDL Inc | 56851 | Bryon Center | MI | KENT | 2 | Landfill Gas | IC |  | S | X | X |  |  | 1.6 | 1 | 1.5 | 1.5 | 1.2 | N |  |  | OP | X | 3 | 2009 |  |  | N | IPP Non-CHP | 2 | T T T: X; OBS BLQ BLQ: LFG |  |  |  | N | N |  | 1H | [23 empty] | N
55858 | EDL Inc | 56852 | Pinconning White Feather | MI | BAY | 1 | Landfill Gas | IC |  | S | X | X |  |  | 1.6 | 1 | 1.5 | 1.5 | 1.2 | N |  |  | OP | X | 3 | 2009 |  |  | N | IPP Non-CHP | 2 | T T T: X; OBS BLQ BLQ: LFG |  |  |  | N | N |  | 1H | [23 empty] | N
55858 | EDL Inc | 56852 | Pinconning White Feather | MI | BAY | 2 | Landfill Gas | IC |  | S | X | X |  |  | 1.6 | 1 | 1.5 | 1.5 | 1.2 | N |  |  | OP | X | 3 | 2009 |  |  | N | IPP Non-CHP | 2 | T T T: X; OBS BLQ BLQ: LFG |  |  |  | N | N |  | 1H | [23 empty] | N
54842 | WM Renewable Energy LLC | 57024 | Waste Management Northern Oaks LFGTE | MI | Clare | GEN1 | Landfill Gas | IC |  | S | X | X | Zonal | Zonal | 1.6 | 0.98 | 1.6 | 1.6 | 0.8 | N |  |  | OP | X | 11 | 2010 |  |  | N | IPP Non-CHP | 2 | T T T: X; OBS BLQ BLQ: LFG | [6 empty] | 1H | [23 empty] | N | N | N
54842 | WM Renewable Energy LLC | 57405 | Eagle Valley (MI) | MI | Oakland | GEN1 | Landfill Gas | IC |  | S | X | X | DTE | DTE | 1.6 | 0.98 | 1.6 | 1.6 | 0.8 | N |  |  | OP | X | 7 | 2011 |  |  | N | IPP Non-CHP | 2 | T T T: X; OBS BLQ BLQ: LFG |  |  |  | N |  |  | 1H | [23 empty] | N | N | N
54842 | WM Renewable Energy LLC | 57405 | Eagle Valley (MI) | MI | Oakland | GEN2 | Landfill Gas | IC |  | S | X | X | DTE | DTE | 1.6 | 0.98 | 1.6 | 1.6 | 0.8 | N |  |  | OP | X | 7 | 2011 |  |  | N | IPP Non-CHP | 2 | T T T: X; OBS BLQ BLQ: LFG |  |  |  | N |  |  | 1H | [23 empty] | N | N | N
54842 | WM Renewable Energy LLC | 57443 | Pine Tree Acres WM LFGTE | MI | Macomb | GEN1 | Landfill Gas | IC |  | S | X | X | DECO.PINE_TREE | DECO.PINE_TREE | 1.6 | 0.98 | 1.6 | 1.6 | 0.8 | N |  |  | OP | X | 3 | 2012 |  |  | N | IPP Non-CHP | 2 | T T T: X; OBS BLQ BLQ: LFG |  |  |  | N |  |  | 1H | [23 empty] | N | N | N
54842 | WM Renewable Energy LLC | 57443 | Pine Tree Acres WM LFGTE | MI | Macomb | GEN2 | Landfill Gas | IC |  | S | X | X | DECO.PINE_TREE | DECO.PINE_TREE | 1.6 | 0.98 | 1.6 | 1.6 | 0.8 | N |  |  | OP | X | 3 | 2012 |  |  | N | IPP Non-CHP | 2 | T T T: X; OBS BLQ BLQ: LFG |  |  |  | N |  |  | 1H | [23 empty] | N | N | N
54842 | WM Renewable Energy LLC | 57443 | Pine Tree Acres WM LFGTE | MI | Macomb | GEN3 | Landfill Gas | IC |  | S | X | X | DECO.PINE_TREE | DECO.PINE_TREE | 1.6 | 0.98 | 1.6 | 1.6 | 0.8 | N |  |  | OP | X | 3 | 2012 |  |  | N | IPP Non-CHP | 2 | T T T: X; OBS BLQ BLQ: LFG |  |  |  | N |  |  | 1H | [23 empty] | N | N | N
54842 | WM Renewable Energy LLC | 57443 | Pine Tree Acres WM LFGTE | MI | Macomb | GEN4 | Landfill Gas | IC |  | S | X | X | DECO.PINE_TREE | DECO.PINE_TREE | 1.6 | 0.98 | 1.6 | 1.6 | 0.8 | N |  |  | OP | X | 3 | 2012 |  |  | N | IPP Non-CHP | 2 | T T T: X; OBS BLQ BLQ: LFG |  |  |  | N |  |  | 1H | [23 empty] | N | N | N
54842 | WM Renewable Energy LLC | 57443 | Pine Tree Acres WM LFGTE | MI | Macomb | GEN5 | Landfill Gas | IC |  | S | X | X | DECO.PINE_TREE | DECO.PINE_TREE | 1.6 | 0.98 | 1.6 | 1.6 | 0.8 | N |  |  | OP | X | 3 | 2012 |  |  | N | IPP Non-CHP | 2 | T T T: X; OBS BLQ BLQ: LFG |  |  |  | N |  |  | 1H | [23 empty] | N | N | N
54842 | WM Renewable Energy LLC | 57443 | Pine Tree Acres WM LFGTE | MI | Macomb | GEN6 | Landfill Gas | IC |  | S | X | X | DECO.PINE_TREE | DECO.PINE_TREE | 1.6 | 0.98 | 1.6 | 1.6 | 0.8 | N |  |  | OP | X | 3 | 2012 |  |  | N | IPP Non-CHP | 2 | T T T: X; OBS BLQ BLQ: LFG |  |  |  | N |  |  | 1H | [23 empty] | N | N | N
54842 | WM Renewable Energy LLC | 57443 | Pine Tree Acres WM LFGTE | MI | Macomb | GEN7 | Landfill Gas | IC |  | S | X | X | DECO.PINE_TREE | DECO.PINE_TREE | 1.6 | 0.98 | 1.6 | 1.6 | 0.8 | N |  |  | OP | X | 3 | 2012 |  |  | N | IPP Non-CHP | 2 | T T T: X; OBS BLQ BLQ: LFG |  |  |  | N |  |  | 1H | [23 empty] | N | N | N
54842 | WM Renewable Energy LLC | 57443 | Pine Tree Acres WM LFGTE | MI | Macomb | GEN8 | Landfill Gas | IC |  | S | X | X | DECO.PINE_TREE | DECO.PINE_TREE | 1.6 | 0.98 | 1.6 | 1.6 | 0.8 | N |  |  | OP | X | 3 | 2012 |  |  | N | IPP Non-CHP | 2 | T T T: X; OBS BLQ BLQ: LFG |  |  |  | N |  |  | 1H | [23 empty] | N | N | N
57029 | Blue Water Renewables Inc | 57706 | Blue Water Renewables Inc | MI | St Clair | 1 | Landfill Gas | IC |  | S | X | X |  |  | 1.6 | 0.8 | 1.6 | 1.6 | 1.1 | N |  |  | OP | X | 12 | 2011 |  |  | N | IPP Non-CHP | 2 | T T T: X; OBS BLQ BLQ: LFG |  |  |  | N | N |  | 1H |  |  |  |  | N | [15 empty] | N |  |  | N | N | N
57029 | Blue Water Renewables Inc | 57706 | Blue Water Renewables Inc | MI | St Clair | 2 | Landfill Gas | IC |  | S | X | X |  |  | 1.6 | 0.8 | 1.6 | 1.6 | 1.1 | N |  |  | OP | X | 12 | 2011 |  |  | N | IPP Non-CHP | 2 | T T T: X; OBS BLQ BLQ: LFG |  |  |  | N | N |  | 1H |  |  |  |  | N | [15 empty] | N |  |  | N | N | N
55858 | EDL Inc | 58546 | Watervliet | MI | Berrien | GEN1 | Landfill Gas | IC |  | S | X | X |  |  | 1.6 | 1 | 1.6 | 1.6 | 1.2 | N |  |  | OP | X | 2 | 2013 |  |  | N | IPP Non-CHP | 2 | T T T: X; OBS BLQ BLQ: LFG |  |  |  | N | N |  | 1H | [23 empty] | N
55858 | EDL Inc | 58546 | Watervliet | MI | Berrien | GEN2 | Landfill Gas | IC |  | S | X | X |  |  | 1.6 | 1 | 1.6 | 1.6 | 1.2 | N |  |  | OP | X | 2 | 2013 |  |  | N | IPP Non-CHP | 2 | T T T: X; OBS BLQ BLQ: LFG |  |  |  | N | N |  | 1H | [23 empty] | N
58643 | Zeeland Farm Services | 58704 | Zeeland Farm Services | MI | Ottawa | CAT-1 | Other Waste Biomass | IC |  | S | X | X |  |  | 1.6 | 0.8 | 1.4 | 1.5 | 0.8 | N |  |  | OP | X | 3 | 2006 |  |  | N | IPP Non-CHP | 2 | T T T: X; OBS BLQ BLQ: OBG | [6 empty] | 10M | [23 empty] | N
58643 | Zeeland Farm Services | 58704 | Zeeland Farm Services | MI | Ottawa | CAT-2 | Other Waste Biomass | IC |  | S | X | X |  |  | 1.6 | 0.8 | 1.5 | 1.5 | 0.8 | N |  |  | OP | X | 8 | 2009 |  |  | N | IPP Non-CHP | 2 | T T T: X; OBS BLQ BLQ: OBG | [6 empty] | 10M | [23 empty] | N
13559 | North American Natural Res | 59436 | Lennon Generating | MI | Shiawassee | 10 | Landfill Gas | IC |  | S | X | X |  |  | 1.6 | 0.96 | 1.5 | 1.5 | 1.4 | N |  |  | OP | X | 9 | 2012 |  |  | N | IPP Non-CHP | 2 | T T T: X; OBS BLQ BLQ: LFG |  |  |  |  | N |  | 10M | [23 empty] | N
13559 | North American Natural Res | 59436 | Lennon Generating | MI | Shiawassee | 7 | Landfill Gas | IC |  | S | X | X |  |  | 1.6 | 0.96 | 1.5 | 1.5 | 1.4 | N |  |  | OP | X | 5 | 2014 |  |  | N | IPP Non-CHP | 2 | T T T: X; OBS BLQ BLQ: LFG |  |  |  | N | N |  | 10M | [23 empty] | N
13559 | North American Natural Res | 59436 | Lennon Generating | MI | Shiawassee | 8 | Landfill Gas | IC |  | S | X | X |  |  | 1.6 | 0.96 | 1.5 | 1.5 | 1.4 | N |  |  | OP | X | 5 | 2014 |  |  | N | IPP Non-CHP | 2 | T T T: X; OBS BLQ BLQ: LFG |  |  |  | N | N |  | 10M | [23 empty] | N
13559 | North American Natural Res | 59436 | Lennon Generating | MI | Shiawassee | 9 | Landfill Gas | IC |  | S | X | X |  |  | 1.6 | 0.96 | 1.5 | 1.5 | 1.4 | N |  |  | OP | X | 9 | 2012 |  |  | N | IPP Non-CHP | 2 | T T T: X; OBS BLQ BLQ: LFG |  |  |  | N | N |  | 10M | [23 empty] | N
13559 | North American Natural Res | 63709 | Autumn Hills Generating Facility | MI | Ottawa | 2 | Landfill Gas | IC |  | S | X | X |  |  | 1.6 | 0.8 | 1.6 | 1.6 | 1.2 | N |  |  | OP | X | 7 | 2009 |  |  | N | IPP Non-CHP | 2 | T T T: X; OBS BLQ BLQ: LFG | [6 empty] | 10M | [23 empty] | N
13559 | North American Natural Res | 63709 | Autumn Hills Generating Facility | MI | Ottawa | 3 | Landfill Gas | IC |  | S | X | X |  |  | 1.6 | 0.8 | 1.6 | 1.6 | 1.2 | N |  |  | OP | X | 7 | 2009 |  |  | N | IPP Non-CHP | 2 | T T T: X; OBS BLQ BLQ: LFG | [6 empty] | 10M | [23 empty] | N
63632 | North American Central - LLC | 63977 | Central Generating | MI | Montcalm | 1 | Landfill Gas | IC |  | S | X | X |  |  | 1.6 | 0.9 | 1.6 | 1.6 | 1.2 | N |  |  | OP | X | 9 | 2018 |  |  | N | IPP Non-CHP | 2 | T T T: X; OBS BLQ BLQ: LFG |  |  |  |  | N |  | 10M | [23 empty] | N
63632 | North American Central - LLC | 63977 | Central Generating | MI | Montcalm | 3 | Landfill Gas | IC |  | S | X | X |  |  | 1.6 | 0.9 | 1.6 | 1.6 | 1.2 | N |  |  | OP | X | 8 | 2020 |  |  | N | IPP Non-CHP | 2 | T T T: X; OBS BLQ BLQ: LFG |  |  |  |  | N |  | 10M | [23 empty] | N
8205 | City of Hart Hydro - (MI) | 1827 | Hart | MI | Oceana | IC1 | Petroleum Liquids | IC |  | S | X | X |  |  | 1.7 | 0.8 | 1.7 | 1.7 | 0.4 | N |  |  | OP | X | 3 | 1985 |  |  | N | Electric Utility | 1 | T T T: X; OBS BLQ BLQ: DFO; OBS NG PUR: NG |  |  |  | N | N |  | 1H | [23 empty] | Y | N | Y
11713 | City of Marshall - (MI) | 1844 | Marshall (MI) | MI | Calhoun | IC5 | Natural Gas Internal Combustion Engine | IC |  | S | X | X |  |  | 1.7 | 0.8 | 1.4 | 1.4 | 0.5 | N |  |  | OP | X | 4 | 1948 |  |  | N | Electric Utility | 1 | T T T: X; OBS BLQ BLQ: NG; OBS NG PUR: DFO |  |  |  | N | N |  | 1H | [23 empty] | Y | N | Y
21158 | City of Zeeland - (MI) | 1867 | Zeeland | MI | Ottawa | 8 | Natural Gas Internal Combustion Engine | IC |  | S | X | X | CONS.MPPA | CONS.MPPA | 1.7 | 0.8 | 1.6 | 1.6 | 0.9 | N |  |  | OP | X | 1 | 1963 |  |  | N | Electric Utility | 1 | T T T: X; OBS BLQ BLQ: NG; OBS NG PUR: DFO |  |  |  | N | N |  | 1H | [23 empty] | Y | N | Y
13525 | Newberry Water & Light Board | 1846 | Newberry | MI | Luce | 4 | Petroleum Liquids | IC |  | S | X | X |  |  | 1.8 | 0.9 | 1.5 | 1.5 | 1.5 | N |  |  | OP | X | 7 | 1988 |  |  | N | Electric Utility | 1 | T T T: X; OBS BLQ BLQ: DFO |  |  |  | N | N | 0 | 1H | [20 empty] | N |  |  | N | N | N
21048 | Wyandotte Municipal Serv Comm | 1866 | Wyandotte | MI | Wayne | DG1 | Petroleum Liquids | IC |  | S | X | X |  |  | 1.8 | 0.85 | 1.8 | 1.8 | 1.8 | N |  |  | OP | X | 1 | 2007 |  |  | N | Electric Utility | 1 | T T T: X; OBS BLQ BLQ: DFO |  |  |  | N | N |  | 1H | [23 empty] | N | N | N
21048 | Wyandotte Municipal Serv Comm | 1866 | Wyandotte | MI | Wayne | DG2 | Petroleum Liquids | IC |  | S | X | X |  |  | 1.8 | 0.85 | 1.8 | 1.8 | 1.8 | N |  |  | OP | X | 1 | 2007 |  |  | N | Electric Utility | 1 | T T T: X; OBS BLQ BLQ: DFO |  |  |  | N | N |  | 1H | [23 empty] | N | N | N
21048 | Wyandotte Municipal Serv Comm | 1866 | Wyandotte | MI | Wayne | DG3 | Petroleum Liquids | IC |  | S | X | X |  |  | 1.8 | 0.85 | 1.8 | 1.8 | 1.8 | N |  |  | OP | X | 1 | 2007 |  |  | N | Electric Utility | 1 | T T T: X; OBS BLQ BLQ: DFO |  |  |  | N | N |  | 1H | [23 empty] | N | N | N
7475 | Graphic Packaging Corp | 10698 | Graphic Packaging | MI | Kalamazoo | GEN2 | Natural Gas Steam Turbine | ST |  | S | X | X |  |  | 1.8 | 0.8 | 1.5 | 1.5 | 0.3 | N |  |  | OP | X | 1 | 1992 |  |  | Y | Industrial CHP | 7 | [11 empty] | N | N |  | OVER | [23 empty] | N | N | N | bar: T T T to OBS BLQ BLQ; DFO NG NG
20680 | William Beaumont Hospital | 50937 | William Beaumont Hospital | MI | Oakland | GENA | Petroleum Liquids | IC |  | S | X | X |  |  | 1.9 | 0.8 | 1.9 | 1.9 | 0.5 | N |  |  | SB | Y | 10 | 1992 |  |  | N | Commercial Non-CHP | 4 | T T T: X; OBS BLQ BLQ: DFO; OBS NG PUR: NG |  |  |  | N |  |  | 10M | [23 empty] | Y | Y | Y
20680 | William Beaumont Hospital | 50937 | William Beaumont Hospital | MI | Oakland | GENB | Petroleum Liquids | IC |  | S | X | X |  |  | 1.9 | 0.8 | 1.9 | 1.9 | 0.5 | N |  |  | SB | Y | 10 | 1992 |  |  | N | Commercial Non-CHP | 4 | T T T: X; OBS BLQ BLQ: DFO; OBS NG PUR: NG |  |  |  | N |  |  | 10M | [23 empty] | Y | Y | Y
3828 | Cloverland Electric Co-op | 1750 | Manistique | MI | Schoolcraft | 1 | Petroleum Liquids | IC |  | S | X | X | MIUP.MANSTQN1 |  | 2 | 0.9 | 2 | 2 | 2 | N |  |  | OP | X | 7 | 1960 |  |  | N | Electric Utility | 1 | T T T: X; OBS BLQ BLQ: DFO |  |  |  | N | N |  | 1H | [23 empty] | N | N | N
8205 | City of Hart Hydro - (MI) | 1827 | Hart | MI | Oceana | IC3 | Petroleum Liquids | IC |  | S | X | X |  |  | 2 | 0.8 | 2 | 2 | 0.4 | N |  |  | OP | X | 4 | 1985 |  |  | N | Electric Utility | 1 | T T T: X; OBS BLQ BLQ: DFO; OBS NG PUR: NG |  |  |  | N |  |  | 1H | [23 empty] | Y | N | Y
15246 | City of Portland - (MI) | 1851 | Frank Jenkins | MI | Ionia | 5 | Petroleum Liquids | IC |  | S | X | X |  |  | 2 | 1 | 1.7 | 1.7 | 0.2 | N |  |  | SB | Y | 8 | 1995 |  |  | N | Electric Utility | 1 | T T T: X; OBS BLQ BLQ: DFO; OBS NG PUR: NG |  |  |  | N | N |  | 12H | [23 empty] | Y | Y | Y
21158 | City of Zeeland - (MI) | 1867 | Zeeland | MI | Ottawa | 7 | Natural Gas Internal Combustion Engine | IC |  | S | X | X | CONS.MPPA | CONS.MPPA | 2 | 0.8 | 2 | 2 | 1 | N |  |  | OP | X | 1 | 1957 |  |  | N | Electric Utility | 1 | T T T: X; OBS BLQ BLQ: NG; OBS NG PUR: DFO |  |  |  | N | N |  | 1H | [23 empty] | Y | N | Y
18895 | Thumb Electric Coop of Mich | 1874 | Caro | MI | Tuscola | 5 | Petroleum Liquids | IC |  | S | X | X |  |  | 2 | 1 | 2 | 2 | 1 | N |  |  | OP | X | 5 | 1999 |  |  | N | Electric Utility | 1 | T T T: X; OBS BLQ BLQ: DFO |  |  |  | N | N |  | 1H | [23 empty] | N |  | N
18895 | Thumb Electric Coop of Mich | 1874 | Caro | MI | Tuscola | 6 | Petroleum Liquids | IC |  | S | X | X |  |  | 2 | 1 | 2 | 2 | 1 | N |  |  | OP | X | 4 | 2000 |  |  | N | Electric Utility | 1 | T T T: X; OBS BLQ BLQ: DFO |  |  |  | N | N |  | 1H | [23 empty] | N |  | N
13945 | Beaumont Hospital Dearborn Campus | 50260 | Beaumont Hospital Dearborn Campus | MI | Wayne | 1 2M | Petroleum Liquids | IC |  | S | X | X |  |  | 2 | 0.8 | 2 | 2 | 0 | N |  |  | SB | N | 1 | 2006 |  |  | N | Commercial Non-CHP | 4 | T T T: X; OBS BLQ BLQ: DFO |  |  |  | N | N |  | 10M | [20 empty] | N |  |  | N | N | N
13945 | Beaumont Hospital Dearborn Campus | 50260 | Beaumont Hospital Dearborn Campus | MI | Wayne | 2 2M | Petroleum Liquids | IC |  | S | X | X |  |  | 2 | 0.8 | 2 | 2 | 0 | N |  |  | SB | N | 1 | 2006 |  |  | N | Commercial Non-CHP | 4 | T T T: X; OBS BLQ BLQ: DFO |  |  |  | N | N |  | 10M | [20 empty] | N |  |  | N | N | N
2769 | Cargill Inc | 54965 | Cargill Salt | MI | St Clair | ACTG | Natural Gas Steam Turbine | ST |  | S | X | X |  |  | 2 | 0.8 | 2 | 2 | 0.9 | N |  |  | OP | X | 1 | 1968 |  |  | Y | Industrial CHP | 7 | [11 empty] | N | N |  | 12H | N | N |  |  | N | N | N | [16 empty] | N | N | N | bar: T T T to OBS BLQ BLQ; DFO NG NG
21158 | City of Zeeland - (MI) | 56503 | Riley Generating Station | MI | Ottawa | 1 | Natural Gas Internal Combustion Engine | IC |  | S | X | X | CONS.MPPA | CONS.MPPA | 2 | 0.8 | 2 | 2.1 | 0.2 | N |  |  | OP | X | 7 | 2006 |  |  | N | Electric Utility | 1 | [11 empty] | N | N |  | 1H | [23 empty] | N | N | N | bar: T T T to OBS BLQ BLQ
21158 | City of Zeeland - (MI) | 56503 | Riley Generating Station | MI | Ottawa | 2 | Natural Gas Internal Combustion Engine | IC |  | S | X | X | CONS.MPPA | CONS.MPPA | 2 | 0.8 | 2 | 2.1 | 0.2 | N |  |  | OP | X | 7 | 2006 |  |  | N | Electric Utility | 1 | [11 empty] | N | N |  | 1H | [23 empty] | N | N | N | bar: T T T to OBS BLQ BLQ
21158 | City of Zeeland - (MI) | 56503 | Riley Generating Station | MI | Ottawa | 3 | Natural Gas Internal Combustion Engine | IC |  | S | X | X | CONS.MPPA | CONS.MPPA | 2 | 0.8 | 2 | 2.1 | 0.2 | N |  |  | OP | X | 7 | 2006 |  |  | N | Electric Utility | 1 | [11 empty] | N | N |  | 1H | [23 empty] | N | N | N | bar: T T T to OBS BLQ BLQ
21158 | City of Zeeland - (MI) | 56503 | Riley Generating Station | MI | Ottawa | 4 | Natural Gas Internal Combustion Engine | IC |  | S | X | X | CONS.MPPA | CONS.MPPA | 2 | 0.8 | 2 | 2.1 | 0.2 | N |  |  | OP | X | 7 | 2006 |  |  | N | Electric Utility | 1 | [11 empty] | N | N |  | 1H | [23 empty] | N | N | N | bar: T T T to OBS BLQ BLQ
21158 | City of Zeeland - (MI) | 56503 | Riley Generating Station | MI | Ottawa | 5 | Natural Gas Internal Combustion Engine | IC |  | S | X | X | CONS.MPPA | CONS.MPPA | 2 | 0.8 | 2 | 2.1 | 0.2 | N |  |  | OP | X | 7 | 2006 |  |  | N | Electric Utility | 1 | [11 empty] | N | N |  | 1H | [23 empty] | N | N | N | bar: T T T to OBS BLQ BLQ
57427 | RockTenn-Battle Creek Mill | 58052 | Battle Creek Mill | MI | Calhoun | 1TG | Natural Gas Steam Turbine | ST |  | S | X | X |  |  | 2 | 0.8 | 0.8 | 1.2 | 0.1 | N |  |  | OP | X | 12 | 2000 |  |  | Y | Industrial CHP | 7 | T T T: T; OBS BLQ BLQ: NG; OBS NG PUR: DFO; DFO NG NG: NG |  |  |  | N | N |  | 12H | [20 empty] | N |  |  | Y | N | Y
57427 | RockTenn-Battle Creek Mill | 58052 | Battle Creek Mill | MI | Calhoun | 2TG | Natural Gas Steam Turbine | ST |  | S | X | X |  |  | 2 | 0.8 | 0.8 | 1.2 | 0.2 | N |  |  | OS | X | 1 | 1951 |  |  | Y | Industrial CHP | 7 | T T T: T; OBS BLQ BLQ: NG; OBS NG PUR: DFO; DFO NG NG: NG |  |  |  | N | N |  | 12H | [23 empty] | Y | N | Y
58313 | The Andersons Albion Ethanol LLC | 58330 | The Andersons Albion Ethanol LLC | MI | Calhoun | 9611 | Natural Gas Steam Turbine | ST |  | S | X | X |  |  | 2 | 0.9 | 1.2 | 1.2 | 0.1 | N |  |  | OP | X | 8 | 2006 |  |  | Y | Industrial CHP | 7 | [11 empty] | N | N |  | 12H | [23 empty] | N | bar: T T T to OBS BLQ BLQ; DFO NG NG
11713 | City of Marshall - (MI) | 1844 | Marshall (MI) | MI | Calhoun | IC3 | Natural Gas Internal Combustion Engine | IC |  | S | X | X |  |  | 2.1 | 0.8 | 1.9 | 1.9 | 1 | N |  |  | OP | X | 8 | 1973 |  |  | N | Electric Utility | 1 | T T T: X; OBS BLQ BLQ: NG; OBS NG PUR: DFO |  |  |  | N | N |  | 1H | [23 empty] | Y | N | Y
58170 | Cargill Salt Hersey | 58196 | Cargill Salt Hersey | MI | Osceola | ST1 | Natural Gas Steam Turbine | ST |  | S | X | X |  |  | 2.1 | 0.8 | 2.1 | 2.1 | 0.6 | N |  |  | OP | X | 9 | 1998 |  |  | Y | Industrial CHP | 7 | [11 empty] | N | N |  | OVER | [20 empty] | N |  |  | N | N | N | bar: T T T to OBS BLQ BLQ; DFO NG NG
2769 | Cargill Inc | 54965 | Cargill Salt | MI | St Clair | EACTG | Natural Gas Steam Turbine | ST |  | S | X | X |  |  | 2.2 | 0.85 | 2.2 | 2.2 | 0.5 | N |  |  | OA | X | 8 | 2017 |  |  | Y | Industrial CHP | 7 | [11 empty] | N | N |  | 12H | [23 empty] | N | N | N | bar: T T T to OBS BLQ BLQ; DFO NG NG
56478 | University of Michigan NCampus Research | 54604 | Warner Lambert | MI | Washtenaw | 085-1 | Petroleum Liquids | IC |  | S | X | X |  |  | 2.3 | 0.8 | 2.3 | 2.3 | 0 | N |  |  | SB | Y | 12 | 2005 |  |  | N | Commercial CHP | 5 | T T T: X; OBS BLQ BLQ: DFO |  |  |  | N | N |  | 10M | [23 empty] | N | N | N
56478 | University of Michigan NCampus Research | 54604 | Warner Lambert | MI | Washtenaw | 085-2 | Petroleum Liquids | IC |  | S | X | X |  |  | 2.3 | 0.8 | 2.3 | 2.3 | 0 | N |  |  | SB | Y | 12 | 2005 |  |  | N | Commercial CHP | 5 | T T T: X; OBS BLQ BLQ: DFO |  |  |  | N | N |  | 10M | [20 empty] | N |  |  | N | N | N
56478 | University of Michigan NCampus Research | 54604 | Warner Lambert | MI | Washtenaw | 800-1 | Petroleum Liquids | IC |  | S | X | X |  |  | 2.3 | 0.8 | 2.3 | 2.3 | 0 | N |  |  | SB | Y | 11 | 2007 |  |  | N | Commercial CHP | 5 | T T T: X; OBS BLQ BLQ: DFO |  |  |  | N | N |  | 10M | [20 empty] | N |  |  | N |  | N
18895 | Thumb Electric Coop of Mich | 1875 | Ubly | MI | Huron | 7 | Petroleum Liquids | IC |  | S | X | X |  |  | 2.5 | 1 | 2.5 | 2.5 | 1.8 | N |  |  | OP | X | 5 | 2000 |  |  | N | Electric Utility | 1 | T T T: X; OBS BLQ BLQ: DFO |  |  |  | N | N |  | 1H | [23 empty] | N |  | N
18895 | Thumb Electric Coop of Mich | 1875 | Ubly | MI | Huron | 8 | Petroleum Liquids | IC |  | S | X | X |  |  | 2.5 | 1 | 2.5 | 2.5 | 1.8 | N |  |  | OP | X | 10 | 2001 |  |  | N | Electric Utility | 1 | T T T: X; OBS BLQ BLQ: DFO; OBS NG PUR: NG |  |  |  | N | N |  | 1H | [23 empty] | Y | N | Y
5109 | DTE Electric Company | 1725 | Colfax | MI | Livingston | 1 | Petroleum Liquids | IC |  | S | X | X |  |  | 2.7 | 0.8 | 2 | 2 | 0.6 | N |  |  | OP | X | 11 | 1969 |  |  | N | Electric Utility | 1 | T T T: X; OBS BLQ BLQ: DFO |  |  |  | N | N |  | 10M | [23 empty] | N |  | N
5109 | DTE Electric Company | 1725 | Colfax | MI | Livingston | 2 | Petroleum Liquids | IC |  | S | X | X |  |  | 2.7 | 0.8 | 3 | 3 | 0.6 | N |  |  | OP | X | 12 | 1969 |  |  | N | Electric Utility | 1 | T T T: X; OBS BLQ BLQ: DFO |  |  |  | N | N |  | 10M | [23 empty] | N |  | N
5109 | DTE Electric Company | 1725 | Colfax | MI | Livingston | 3 | Petroleum Liquids | IC |  | S | X | X |  |  | 2.7 | 0.8 | 3 | 3 | 0.6 | N |  |  | OP | X | 11 | 1969 |  |  | N | Electric Utility | 1 | T T T: X; OBS BLQ BLQ: DFO |  |  |  | N | N |  | 10M | [23 empty] | N |  | N
5109 | DTE Electric Company | 1725 | Colfax | MI | Livingston | 4 | Petroleum Liquids | IC |  | S | X | X |  |  | 2.7 | 0.8 | 3 | 3 | 0.6 | N |  |  | OP | X | 12 | 1969 |  |  | N | Electric Utility | 1 | T T T: X; OBS BLQ BLQ: DFO |  |  |  | N | N |  | 10M | [23 empty] | N
5109 | DTE Electric Company | 1725 | Colfax | MI | Livingston | 5 | Petroleum Liquids | IC |  | S | X | X |  |  | 2.7 | 0.8 | 3 | 3 | 0.6 | N |  |  | OP | X | 11 | 1969 |  |  | N | Electric Utility | 1 | T T T: X; OBS BLQ BLQ: DFO |  |  |  | N | N |  | 10M | [23 empty] | N
5109 | DTE Electric Company | 1733 | Monroe (MI) | MI | Monroe | IC1 | Petroleum Liquids | IC |  | S | X | X |  |  | 2.7 | 0.8 | 2 | 2 | 0.6 | N |  |  | OP | X | 11 | 1969 |  |  | N | Electric Utility | 1 | T T T: X; OBS BLQ BLQ: DFO |  |  |  | N | N |  | 10M | [23 empty] | N
5109 | DTE Electric Company | 1733 | Monroe (MI) | MI | Monroe | IC2 | Petroleum Liquids | IC |  | S | X | X |  |  | 2.7 | 0.8 | 3 | 3 | 0.6 | N |  |  | OP | X | 12 | 1969 |  |  | N | Electric Utility | 1 | T T T: X; OBS BLQ BLQ: DFO |  |  |  | N | N |  | 10M | [23 empty] | N
5109 | DTE Electric Company | 1733 | Monroe (MI) | MI | Monroe | IC3 | Petroleum Liquids | IC |  | S | X | X |  |  | 2.7 | 0.8 | 3 | 3 | 0.6 | N |  |  | OP | X | 11 | 1969 |  |  | N | Electric Utility | 1 | T T T: X; OBS BLQ BLQ: DFO |  |  |  | N | N |  | 10M | [23 empty] | N
5109 | DTE Electric Company | 1733 | Monroe (MI) | MI | Monroe | IC4 | Petroleum Liquids | IC |  | S | X | X |  |  | 2.7 | 0.8 | 3 | 3 | 0.6 | N |  |  | OP | X | 12 | 1969 |  |  | N | Electric Utility | 1 | T T T: X; OBS BLQ BLQ: DFO |  |  |  | N | N |  | 10M | [23 empty] | N
5109 | DTE Electric Company | 1733 | Monroe (MI) | MI | Monroe | IC5 | Petroleum Liquids | IC |  | S | X | X |  |  | 2.7 | 0.8 | 3 | 3 | 0.6 | N |  |  | OP | X | 11 | 1969 |  |  | N | Electric Utility | 1 | T T T: X; OBS BLQ BLQ: DFO |  |  |  | N | N |  | 10M | [23 empty] | N
5109 | DTE Electric Company | 1735 | Oliver | MI | Huron | 1 | Petroleum Liquids | IC |  | S | X | X |  |  | 2.7 | 0.8 | 2 | 2 | 0.6 | N |  |  | OP | X | 1 | 1970 |  |  | N | Electric Utility | 1 | T T T: X; OBS BLQ BLQ: DFO |  |  |  | N | N |  | 10M | [23 empty] | N
5109 | DTE Electric Company | 1735 | Oliver | MI | Huron | 2 | Petroleum Liquids | IC |  | S | X | X |  |  | 2.7 | 0.8 | 3 | 3 | 0.6 | N |  |  | OP | X | 1 | 1970 |  |  | N | Electric Utility | 1 | T T T: X; OBS BLQ BLQ: DFO |  |  |  | N | N |  | 10M | [23 empty] | N
5109 | DTE Electric Company | 1735 | Oliver | MI | Huron | 3 | Petroleum Liquids | IC |  | S | X | X |  |  | 2.7 | 0.8 | 3 | 3 | 0.6 | N |  |  | OP | X | 1 | 1970 |  |  | N | Electric Utility | 1 | T T T: X; OBS BLQ BLQ: DFO |  |  |  | N | N |  | 10M | [23 empty] | N
5109 | DTE Electric Company | 1735 | Oliver | MI | Huron | 4 | Petroleum Liquids | IC |  | S | X | X |  |  | 2.7 | 0.8 | 3 | 3 | 0.6 | N |  |  | OP | X | 1 | 1970 |  |  | N | Electric Utility | 1 | T T T: X; OBS BLQ BLQ: DFO |  |  |  | N | N |  | 10M | [23 empty] | N
5109 | DTE Electric Company | 1735 | Oliver | MI | Huron | 5 | Petroleum Liquids | IC |  | S | X | X |  |  | 2.7 | 0.8 | 3 | 3 | 0.6 | N |  |  | OP | X | 1 | 1970 |  |  | N | Electric Utility | 1 | T T T: X; OBS BLQ BLQ: DFO |  |  |  | N | N |  | 10M | [23 empty] | N
5109 | DTE Electric Company | 1737 | Placid 12 | MI | Oakland | 1 | Petroleum Liquids | IC |  | S | X | X |  |  | 2.7 | 0.8 | 2 | 2 | 0.6 | N |  |  | OP | X | 11 | 1970 |  |  | N | Electric Utility | 1 | T T T: X; OBS BLQ BLQ: DFO |  |  |  | N | N |  | 10M | [23 empty] | N
5109 | DTE Electric Company | 1737 | Placid 12 | MI | Oakland | 2 | Petroleum Liquids | IC |  | S | X | X |  |  | 2.7 | 0.8 | 3 | 3 | 0.6 | N |  |  | OP | X | 12 | 1970 |  |  | N | Electric Utility | 1 | T T T: X; OBS BLQ BLQ: DFO |  |  |  | N | N |  | 10M | [23 empty] | N
5109 | DTE Electric Company | 1737 | Placid 12 | MI | Oakland | 3 | Petroleum Liquids | IC |  | S | X | X |  |  | 2.7 | 0.8 | 3 | 3 | 0.6 | N |  |  | OP | X | 11 | 1970 |  |  | N | Electric Utility | 1 | T T T: X; OBS BLQ BLQ: DFO |  |  |  | N | N |  | 10M | [23 empty] | N
5109 | DTE Electric Company | 1737 | Placid 12 | MI | Oakland | 4 | Petroleum Liquids | IC |  | S | X | X |  |  | 2.7 | 0.8 | 3 | 3 | 0.6 | N |  |  | OP | X | 11 | 1970 |  |  | N | Electric Utility | 1 | T T T: X; OBS BLQ BLQ: DFO |  |  |  | N | N |  | 10M | [23 empty] | N
5109 | DTE Electric Company | 1737 | Placid 12 | MI | Oakland | 5 | Petroleum Liquids | IC |  | S | X | X |  |  | 2.7 | 0.8 | 3 | 3 | 0.6 | N |  |  | OP | X | 11 | 1970 |  |  | N | Electric Utility | 1 | T T T: X; OBS BLQ BLQ: DFO |  |  |  | N | N |  | 10M | [23 empty] | N
5109 | DTE Electric Company | 1739 | Putnam (MI) | MI | Oakland | 1 | Petroleum Liquids | IC |  | S | X | X |  |  | 2.7 | 0.8 | 2 | 2 | 0.6 | N |  |  | OP | X | 6 | 1971 |  |  | N | Electric Utility | 1 | T T T: X; OBS BLQ BLQ: DFO |  |  |  | N | N |  | 10M | [23 empty] | N
5109 | DTE Electric Company | 1739 | Putnam (MI) | MI | Oakland | 2 | Petroleum Liquids | IC |  | S | X | X |  |  | 2.7 | 0.8 | 3 | 3 | 0.6 | N |  |  | OP | X | 6 | 1971 |  |  | N | Electric Utility | 1 | T T T: X; OBS BLQ BLQ: DFO |  |  |  | N | N |  | 10M | [23 empty] | N
5109 | DTE Electric Company | 1739 | Putnam (MI) | MI | Oakland | 3 | Petroleum Liquids | IC |  | S | X | X |  |  | 2.7 | 0.8 | 3 | 3 | 0.6 | N |  |  | OP | X | 6 | 1971 |  |  | N | Electric Utility | 1 | T T T: X; OBS BLQ BLQ: DFO |  |  |  | N | N |  | 10M | [23 empty] | N
5109 | DTE Electric Company | 1739 | Putnam (MI) | MI | Oakland | 4 | Petroleum Liquids | IC |  | S | X | X |  |  | 2.7 | 0.8 | 3 | 3 | 0.6 | N |  |  | OP | X | 6 | 1971 |  |  | N | Electric Utility | 1 | T T T: X; OBS BLQ BLQ: DFO |  |  |  | N | N |  | 10M | [23 empty] | N
5109 | DTE Electric Company | 1739 | Putnam (MI) | MI | Oakland | 5 | Petroleum Liquids | IC |  | S | X | X |  |  | 2.7 | 0.8 | 3 | 3 | 0.6 | N |  |  | OP | X | 6 | 1971 |  |  | N | Electric Utility | 1 | T T T: X; OBS BLQ BLQ: DFO |  |  |  | N | N |  | 10M | [23 empty] | N
5109 | DTE Electric Company | 1740 | River Rouge | MI | Wayne | IC1 | Petroleum Liquids | IC |  | S | X | X |  |  | 2.7 | 0.8 | 2 | 2 | 0.8 | N |  |  | OP | X | 11 | 1967 |  |  | N | Electric Utility | 1 | T T T: X; OBS BLQ BLQ: DFO |  |  |  | N | N |  | 10M | [23 empty] | N
5109 | DTE Electric Company | 1740 | River Rouge | MI | Wayne | IC2 | Petroleum Liquids | IC |  | S | X | X |  |  | 2.7 | 0.8 | 3 | 3 | 0.8 | N |  |  | OP | X | 12 | 1967 |  |  | N | Electric Utility | 1 | T T T: X; OBS BLQ BLQ: DFO |  |  |  | N | N |  | 10M | [23 empty] | N
5109 | DTE Electric Company | 1740 | River Rouge | MI | Wayne | IC3 | Petroleum Liquids | IC |  | S | X | X |  |  | 2.7 | 0.8 | 3 | 3 | 0.8 | N |  |  | OP | X | 11 | 1967 |  |  | N | Electric Utility | 1 | T T T: X; OBS BLQ BLQ: DFO |  |  |  | N | N |  | 10M | [23 empty] | N
5109 | DTE Electric Company | 1740 | River Rouge | MI | Wayne | IC4 | Petroleum Liquids | IC |  | S | X | X |  |  | 2.7 | 0.8 | 3 | 3 | 0.8 | N |  |  | OP | X | 11 | 1967 |  |  | N | Electric Utility | 1 | T T T: X; OBS BLQ BLQ: DFO |  |  |  | N | N |  | 10M | [23 empty] | N
5109 | DTE Electric Company | 1741 | Slocum | MI | Wayne | 1 | Petroleum Liquids | IC |  | S | X | X |  |  | 2.7 | 0.8 | 2 | 2 | 0.6 | N |  |  | OP | X | 12 | 1968 |  |  | N | Electric Utility | 1 | T T T: X; OBS BLQ BLQ: DFO |  |  |  | N | N |  | 10M | [23 empty] | N
5109 | DTE Electric Company | 1741 | Slocum | MI | Wayne | 2 | Petroleum Liquids | IC |  | S | X | X |  |  | 2.7 | 0.8 | 3 | 3 | 0.6 | N |  |  | OP | X | 12 | 1968 |  |  | N | Electric Utility | 1 | T T T: X; OBS BLQ BLQ: DFO |  |  |  | N | N |  | 10M | [23 empty] | N
5109 | DTE Electric Company | 1741 | Slocum | MI | Wayne | 3 | Petroleum Liquids | IC |  | S | X | X |  |  | 2.7 | 0.8 | 3 | 3 | 0.6 | N |  |  | OP | X | 11 | 1968 |  |  | N | Electric Utility | 1 | T T T: X; OBS BLQ BLQ: DFO |  |  |  | N | N |  | 10M | [23 empty] | N
5109 | DTE Electric Company | 1741 | Slocum | MI | Wayne | 4 | Petroleum Liquids | IC |  | S | X | X |  |  | 2.7 | 0.8 | 3 | 3 | 0.6 | N |  |  | OP | X | 11 | 1968 |  |  | N | Electric Utility | 1 | T T T: X; OBS BLQ BLQ: DFO |  |  |  | N | N |  | 10M | [23 empty] | N
5109 | DTE Electric Company | 1741 | Slocum | MI | Wayne | 5 | Petroleum Liquids | IC |  | S | X | X |  |  | 2.7 | 0.8 | 3 | 3 | 0.6 | N |  |  | OP | X | 11 | 1968 |  |  | N | Electric Utility | 1 | T T T: X; OBS BLQ BLQ: DFO |  |  |  | N | N |  | 10M | [23 empty] | N
5109 | DTE Electric Company | 1743 | St Clair | MI | St Clair | 12A | Petroleum Liquids | IC |  | S | X | X |  |  | 2.7 | 0.8 | 2 | 2 | 0.6 | N |  |  | OP | X | 12 | 1970 |  |  | N | Electric Utility | 1 | T T T: X; OBS BLQ BLQ: DFO |  |  |  | N | N |  | 10M |  | N |  |  | N | [18 empty] | N | N | N
5109 | DTE Electric Company | 1743 | St Clair | MI | St Clair | 12B | Petroleum Liquids | IC |  | S | X | X |  |  | 2.7 | 0.8 | 3 | 3 | 0.6 | N |  |  | OP | X | 12 | 1970 |  |  | N | Electric Utility | 1 | T T T: X; OBS BLQ BLQ: DFO |  |  |  | N | N |  | 10M |  | N |  |  | N | [18 empty] | N | N | N
5109 | DTE Electric Company | 1746 | Wilmot | MI | Tuscola | 1 | Petroleum Liquids | IC |  | S | X | X |  |  | 2.7 | 0.8 | 2 | 2 | 0.6 | N |  |  | OP | X | 12 | 1968 |  |  | N | Electric Utility | 1 | T T T: X; OBS BLQ BLQ: DFO |  |  |  | N | N |  | 10M | [23 empty] | N
5109 | DTE Electric Company | 1746 | Wilmot | MI | Tuscola | 2 | Petroleum Liquids | IC |  | S | X | X |  |  | 2.7 | 0.8 | 3 | 3 | 0.6 | N |  |  | OP | X | 12 | 1968 |  |  | N | Electric Utility | 1 | T T T: X; OBS BLQ BLQ: DFO |  |  |  | N | N |  | 10M | [23 empty] | N
5109 | DTE Electric Company | 1746 | Wilmot | MI | Tuscola | 3 | Petroleum Liquids | IC |  | S | X | X |  |  | 2.7 | 0.8 | 3 | 3 | 0.6 | N |  |  | OP | X | 12 | 1968 |  |  | N | Electric Utility | 1 | T T T: X; OBS BLQ BLQ: DFO |  |  |  | N | N |  | 10M | [23 empty] | N
5109 | DTE Electric Company | 1746 | Wilmot | MI | Tuscola | 4 | Petroleum Liquids | IC |  | S | X | X |  |  | 2.7 | 0.8 | 3 | 3 | 0.6 | N |  |  | OP | X | 12 | 1968 |  |  | N | Electric Utility | 1 | T T T: X; OBS BLQ BLQ: DFO |  |  |  | N | N |  | 10M | [23 empty] | N
5109 | DTE Electric Company | 1746 | Wilmot | MI | Tuscola | 5 | Petroleum Liquids | IC |  | S | X | X |  |  | 2.7 | 0.8 | 3 | 3 | 0.6 | N |  |  | OP | X | 12 | 1968 |  |  | N | Electric Utility | 1 | T T T: X; OBS BLQ BLQ: DFO |  |  |  | N | N |  | 10M | [23 empty] | N
5109 | DTE Electric Company | 6034 | Belle River | MI | St Clair | 3 | Petroleum Liquids | IC |  | S | X | X |  |  | 2.7 | 0.8 | 3 | 3 | 0.6 | N |  |  | OP | X | 11 | 1981 |  |  | N | Electric Utility | 1 | T T T: X; OBS BLQ BLQ: DFO |  |  |  | N | N |  | 10M |  | N |  |  | N | [18 empty] | N | N
5109 | DTE Electric Company | 6034 | Belle River | MI | St Clair | 4 | Petroleum Liquids | IC |  | S | X | X |  |  | 2.7 | 0.8 | 3 | 3 | 0.6 | N |  |  | OP | X | 11 | 1981 |  |  | N | Electric Utility | 1 | T T T: X; OBS BLQ BLQ: DFO |  |  |  | N | N |  | 10M |  | N |  |  | N | [18 empty] | N | N
5109 | DTE Electric Company | 6034 | Belle River | MI | St Clair | 5 | Petroleum Liquids | IC |  | S | X | X |  |  | 2.7 | 0.8 | 3 | 3 | 0.6 | N |  |  | OP | X | 11 | 1981 |  |  | N | Electric Utility | 1 | T T T: X; OBS BLQ BLQ: DFO |  |  |  | N | N |  | 10M |  | N |  |  | N | [18 empty] | N | N
5109 | DTE Electric Company | 6034 | Belle River | MI | St Clair | IC1 | Petroleum Liquids | IC |  | S | X | X |  |  | 2.7 | 0.8 | 2 | 2 | 0.6 | N |  |  | OP | X | 11 | 1981 |  |  | N | Electric Utility | 1 | T T T: X; OBS BLQ BLQ: DFO |  |  |  | N | N |  | 10M |  | N |  |  | N | [18 empty] | N | N
5109 | DTE Electric Company | 6034 | Belle River | MI | St Clair | IC2 | Petroleum Liquids | IC |  | S | X | X |  |  | 2.7 | 0.8 | 3 | 3 | 0.6 | N |  |  | OP | X | 11 | 1981 |  |  | N | Electric Utility | 1 | T T T: X; OBS BLQ BLQ: DFO |  |  |  | N | N |  | 10M |  | N |  |  | N | [18 empty] | N | N
25049 | Gas Recovery Systems Inc | 55597 | GRS C&C | MI | Calhoun | 4 | Landfill Gas | GT |  | S | X | X |  |  | 2.7 | 0.98 | 2.3 | 2.6 | 2.2 | N |  |  | OP | X | 2 | 2007 |  |  | N | IPP Non-CHP | 2 | T T T: X; OBS BLQ BLQ: LFG |  |  |  | N |  |  | 1H | [23 empty] | N
3828 | Cloverland Electric Co-op | 1750 | Manistique | MI | Schoolcraft | 2 | Petroleum Liquids | IC |  | S | X | X | MIUP.MANSTQN1 |  | 2.8 | 0.9 | 2.8 | 2.8 | 2.8 | N |  |  | OP | X | 12 | 1972 |  |  | N | Electric Utility | 1 | T T T: X; OBS BLQ BLQ: DFO |  |  |  | N | N |  | 1H | [23 empty] | N | N | N
62127 | Generate Fremont Digester, LLC. | 59785 | Fremont Community Digester, LLC | MI | Newaygo | 19001 | Other Waste Biomass | IC |  | S | X | X |  |  | 2.9 | 0.8 | 2.9 | 2.9 | 1.5 | N |  |  | OP | X | 12 | 2012 |  |  | Y | IPP CHP | 3 | T T T: T; OBS BLQ BLQ: OBG; DFO NG NG: NG |  |  |  | N | N |  | 1H | [23 empty] | N | N | N
62127 | Generate Fremont Digester, LLC. | 59785 | Fremont Community Digester, LLC | MI | Newaygo | 19002 | Other Waste Biomass | IC |  | S | X | X |  |  | 2.9 | 0.8 | 2.9 | 2.9 | 1.5 | N |  |  | OP | X | 12 | 2012 |  |  | N | IPP CHP | 3 | T T T: X; OBS BLQ BLQ: OBG; DFO NG NG: NG | [6 empty] | 1H | [23 empty] | N | N
13525 | Newberry Water & Light Board | 1846 | Newberry | MI | Luce | 1 | Petroleum Liquids | IC |  | S | X | X |  |  | 3 | 0.9 | 2.5 | 2.5 | 2.5 | N |  |  | OP | X | 6 | 1974 |  |  | N | Electric Utility | 1 | T T T: X; OBS BLQ BLQ: DFO |  |  |  | N | N |  | 1H | [20 empty] | N |  |  | N | N | N
3828 | Cloverland Electric Co-op | 1868 | Dafter | MI | Chippewa | 4 | Petroleum Liquids | IC |  | S | X | X |  |  | 3 | 0.9 | 2.5 | 2.5 | 2.5 | N |  |  | OP | X | 6 | 1960 |  |  | N | Electric Utility | 1 | T T T: X; OBS BLQ BLQ: DFO |  |  |  | N |  |  | 1H | [23 empty] | N
3828 | Cloverland Electric Co-op | 1868 | Dafter | MI | Chippewa | 5 | Petroleum Liquids | IC |  | S | X | X |  |  | 3 | 0.9 | 2.5 | 2.5 | 2.5 | N |  |  | OP | X | 6 | 1960 |  |  | N | Electric Utility | 1 | T T T: X; OBS BLQ BLQ: DFO |  |  |  | N |  |  | 1H | [23 empty] | N
3828 | Cloverland Electric Co-op | 6369 | Detour | MI | Chippewa | 6 | Petroleum Liquids | IC |  | S | X | X | MIUP.DETRDBN1 |  | 3 | 0.9 | 2.5 | 2.5 | 2.5 | N |  |  | OP | X | 10 | 1973 |  |  | N | Electric Utility | 1 | T T T: X; OBS BLQ BLQ: DFO |  |  |  |  | N |  | 1H | [23 empty] | N
3828 | Cloverland Electric Co-op | 6369 | Detour | MI | Chippewa | 7 | Petroleum Liquids | IC |  | S | X | X | MIUP.DETRDBN1 |  | 3 | 0.9 | 2.5 | 2.5 | 2.5 | N |  |  | OP | X | 8 | 1976 |  |  | N | Electric Utility | 1 | T T T: X; OBS BLQ BLQ: DFO |  |  |  |  | N |  | 1H | [23 empty] | N
56478 | University of Michigan NCampus Research | 54604 | Warner Lambert | MI | Washtenaw | 5164 | Natural Gas Fired Combustion Turbine | GT |  | S | X | X |  |  | 3 | 0.8 | 2.8 | 3.2 | 0 | N |  |  | OP | X | 8 | 1989 |  |  | Y | Commercial CHP | 5 | T T T: T; OBS BLQ BLQ: NG; OBS NG PUR: DFO |  |  |  | N | N |  | 1H | [20 empty] | N |  |  | Y | N | Y
40430 | Lafarge Corp | 50305 | Alpena Cement Plant | MI | Alpena | GE10 | Petroleum Coke | ST |  | S | X | X |  |  | 3.2 | 0.8 | 3.2 | 3.2 | 0.5 | N |  |  | OP | X | 2 | 1999 |  |  | Y | Industrial CHP | 7 | B | PC | NG | OTH | OBL | WDS | OTH | NG |  |  |  | N | N |  | 12H | N | Y |  |  | Y | [15 empty] | N |  |  | Y | Y | N
13559 | North American Natural Res | 54890 | Peoples Generating Station | MI | Saginaw | GEN1 | Landfill Gas | IC |  | S | X | X |  |  | 3.2 | 0.9 | 2.2 | 2.2 | 2.2 | N |  |  | OP | X | 9 | 1995 |  |  | N | IPP Non-CHP | 2 | T B: X; NG PC: LFG |  |  |  | N | N |  | 10M | [23 empty] | N | N
16873 | City of Sebewaing - (MI) | 7806 | Pine Street | MI | Huron | 8 | Natural Gas Internal Combustion Engine | IC |  | S | X | X | CONS.MPPA | MISO-CONS.MPPA | 3.3 | 0.95 | 3.3 | 3.3 | 1.6 | N |  |  | OP | X | 3 | 2020 |  |  | N | Electric Utility | 1 | [11 empty] | N | N |  | 1H | [23 empty] | N | N | bar: T B to NG PC
16073 | Riverview Energy Systems | 54057 | Riverview Energy Systems | MI | Wayne | GEN1 | Landfill Gas | GT |  | S | X | X | n/a | n/a | 3.3 | 0.8 | 2.8 | 3.2 | 1.1 | N |  |  | OP | X | 1 | 1988 |  |  | N | IPP Non-CHP | 2 | T B: X; NG PC: LFG |  |  |  | N | N |  | 1H |  |  |  |  | N | [15 empty] | N |  |  | N | N | N
16073 | Riverview Energy Systems | 54057 | Riverview Energy Systems | MI | Wayne | GEN2 | Landfill Gas | GT |  | S | X | X |  |  | 3.3 | 0.8 | 2.8 | 3.2 | 1.1 | N |  |  | OP | X | 1 | 1988 |  |  | N | IPP Non-CHP | 2 | T B: X; NG PC: LFG |  |  |  | N | N |  | 1H |  |  |  |  | N | [15 empty] | N |  |  | N | N | N
19588 | University of Michigan | 50431 | University of Michigan | MI | Washtenaw | TG10 | Natural Gas Fired Combined Cycle | CT | CC1 | S | X | N |  |  | 3.5 | 0.8 | 3.5 | 5 | 0.5 | N |  |  | OP | X | 6 | 1992 |  |  | Y | Commercial CHP | 5 | T B: T; NG PC: NG; DFO NG: DFO |  |  |  | N | N |  | 12H | [23 empty] | Y | N | Y
19588 | University of Michigan | 50431 | University of Michigan | MI | Washtenaw | TG9 | Natural Gas Fired Combined Cycle | CT | CC1 | S | X | N |  |  | 3.5 | 0.8 | 3.5 | 5 | 0.5 | N |  |  | OP | X | 8 | 1990 |  |  | Y | Commercial CHP | 5 | T B: T; NG PC: NG; DFO NG: DFO |  |  |  | N | N |  | 12H | [23 empty] | Y | N | Y
11268 | City of Lowell - (MI) | 58254 | Chatham | MI | Kent | CT02R | Natural Gas Fired Combustion Turbine | GT |  | S | X | X |  |  | 3.6 | 0.8 | 3.2 | 3.6 | 1 | N |  |  | OP | X | 12 | 2016 |  |  | N | Electric Utility | 1 | [11 empty] | N | N |  | 1H | [23 empty] | N | N | N | bar: T B to NG PC
11268 | City of Lowell - (MI) | 58254 | Chatham | MI | Kent | CTOIS | Natural Gas Fired Combustion Turbine | GT |  | S | X | X |  |  | 3.7 | 0.8 | 3.4 | 3.7 | 1 | N |  |  | OP | X | 9 | 2013 |  |  | N | Electric Utility | 1 | [11 empty] | N | N |  | 1H | [23 empty] | N | N | N | bar: T B to NG PC
3304 | Central Michigan University | 56190 | Central Michigan University | MI | Isabella | GT1 | Natural Gas Fired Combustion Turbine | GT |  | S | X | X |  |  | 3.8 | 0.92 | 3.2 | 3.9 | 0.5 | N |  |  | OP | X | 12 | 1990 |  |  | Y | Commercial CHP | 5 | T B: T; NG PC: NG; DFO NG: DFO |  |  |  | N |  |  | 10M | [23 empty] | Y | N | Y
63509 | POET Biorefining Caro, LLC | 63831 | POET Biorefining Caro, LLC | MI | Tuscola | 1 | Natural Gas Steam Turbine | ST |  | S | X | X |  |  | 3.8 | 0.9 | 3.8 | 3.8 | 0.5 | N |  |  | OP | X | 6 | 2018 |  |  | Y | Industrial CHP | 7 | [11 empty] | N | N |  | 12H | [23 empty] | N | bar: T B to NG PC; DFO NG
3915 | Coldwater Board of Public Util | 59467 | Coldwater Peaking Plant | MI | Branch | GEN1 | Natural Gas Internal Combustion Engine | IC |  | S | X | X | CONS.MSCP | CONS.MSCP | 4.3 | 1 | 4.3 | 4.3 | 4.3 | N |  |  | OP | X | 7 | 2015 |  |  | N | Electric Utility | 1 | [11 empty] | N | N |  | 1H | [23 empty] | N | N | N | bar: T B to NG PC
3915 | Coldwater Board of Public Util | 59467 | Coldwater Peaking Plant | MI | Branch | GEN2 | Natural Gas Internal Combustion Engine | IC |  | S | X | X | CONS.MSCP | CONS.MSCP | 4.3 | 1 | 4.3 | 4.3 | 4.3 | N |  |  | OP | X | 7 | 2015 |  |  | N | Electric Utility | 1 | [11 empty] | N | N |  | 1H | [23 empty] | N | N | N | bar: T B to NG PC
3915 | Coldwater Board of Public Util | 59467 | Coldwater Peaking Plant | MI | Branch | GEN3 | Natural Gas Internal Combustion Engine | IC |  | S | X | X | CONS.MSCP | CONS.MSCP | 4.3 | 1 | 4.3 | 4.3 | 4.3 | N |  |  | OP | X | 7 | 2015 |  |  | N | Electric Utility | 1 | [11 empty] | N | N |  | 1H | [23 empty] | N | N | N | bar: T B to NG PC
16873 | City of Sebewaing - (MI) | 7806 | Pine Street | MI | Huron | 7 | Natural Gas Internal Combustion Engine | IC |  | S | X | X | CONS.MPPA | MISO-CONS.MPPA | 4.4 | 0.95 | 4.4 | 4.4 | 2.2 | N |  |  | OP | X | 2 | 2020 |  |  | N | Electric Utility | 1 | [11 empty] | N | N |  | 1H | [23 empty] | N | N | bar: T B to NG PC
21158 | City of Zeeland - (MI) | 1867 | Zeeland | MI | Ottawa | 9 | Natural Gas Internal Combustion Engine | IC |  | S | X | X | CONS.MPPA | CONS.MPPA | 4.5 | 0.8 | 5 | 5 | 2.3 | N |  |  | OP | X | 1 | 1971 |  |  | N | Electric Utility | 1 | T B: X; NG PC: NG; DFO NG: DFO |  |  |  | N |  |  | 1H | [23 empty] | Y | N | Y
13559 | North American Natural Res | 59574 | Southeast Berrien Generating Facility | MI | Berrien | SBL | Landfill Gas | IC |  | S | X | X |  |  | 4.8 | 0.8 | 4.6 | 4.6 | 1.2 | N |  |  | OP | X | 5 | 2009 |  |  | N | IPP Non-CHP | 2 | T B: X; NG PC: LFG | [6 empty] | 10M | [23 empty] | N
25049 | Gas Recovery Systems Inc | 55596 | GRS Arbor Hills | MI | Washtenaw | 0001 | Landfill Gas | CT | CC1 | S | X | Y |  |  | 5 | 0.98 | 3.8 | 4.2 | 1 | N |  |  | OP | X | 6 | 1996 |  |  | N | IPP Non-CHP | 2 | T B: X; NG PC: LFG; DFO NG: DFO |  |  |  |  | N |  | 1H | [23 empty] | Y | N | N
25049 | Gas Recovery Systems Inc | 55596 | GRS Arbor Hills | MI | Washtenaw | 0002 | Landfill Gas | CT | CC1 | S | X | Y |  |  | 5 | 0.98 | 3.8 | 4.2 | 1 | N |  |  | OP | X | 6 | 1996 |  |  | N | IPP Non-CHP | 2 | T B: X; NG PC: LFG; DFO NG: DFO |  |  |  |  | N |  | 1H | [23 empty] | Y | N | N
25049 | Gas Recovery Systems Inc | 55596 | GRS Arbor Hills | MI | Washtenaw | 0003 | Landfill Gas | CT | CC1 | S | X | Y |  |  | 5 | 0.98 | 3.8 | 4.2 | 1 | N |  |  | OP | X | 6 | 1996 |  |  | N | IPP Non-CHP | 2 | T B: X; NG PC: LFG; DFO NG: DFO |  |  |  |  | N |  | 1H | [23 empty] | Y | N | N
58106 | Western Michigan University | 58161 | Western Michigan University Power Plant | MI | Kalamazoo | GTG-7 | Natural Gas Fired Combined Cycle | CT | CC1 | S | X | Y |  |  | 5 | 0.8 | 4.2 | 5.6 | 4 | N |  |  | OP | X | 8 | 1997 |  |  | Y | Commercial CHP | 5 | [11 empty] | N | N |  | 1H | [23 empty] | N | N | bar: T B to NG PC
58106 | Western Michigan University | 58161 | Western Michigan University Power Plant | MI | Kalamazoo | GTG-8 | Natural Gas Fired Combined Cycle | CT | CC1 | S | X | Y |  |  | 5 | 0.8 | 4.2 | 5.6 | 4 | N |  |  | OP | X | 8 | 1997 |  |  | Y | Commercial CHP | 5 | [11 empty] | N | N |  | 1H | [23 empty] | N | N | bar: T B to NG PC
58194 | E.B. Eddy Paper Inc | 58222 | E.B. Eddy Paper Inc | MI | St Clair | 3TU | Natural Gas Steam Turbine | ST |  | S | X | X |  |  | 5 | 0.8 | 5 | 5 | 2 | N |  |  | OP | X | 8 | 1969 |  |  | Y | Industrial CHP | 7 | [8 empty] | DFO |  |  | N | N |  | 12H |  | N | [21 empty] | N | N | N | bar: T B to NG PC; DFO NG
5109 | DTE Electric Company | 62289 | Dearborn Energy Center | MI | Wayne | STG-1 | Natural Gas Fired Combined Cycle | CA | CTCA | S | N | X |  |  | 5 | 0.8 | 4.5 | 4.5 |  | N |  |  | OP | X | 12 | 2019 |  |  | Y | Electric Utility | 1 | [14 empty] | 12H | [23 empty] | N | bar: T B to NG PC
12492 | Midland Cogeneration Venture | 10745 | Midland Cogeneration Venture | MI | Midland | 1G12 | Petroleum Liquids | IC |  | S | X | X |  |  | 5.2 | 0.8 | 5.2 | 5.2 | 1 | N |  |  | SB | Y | 2 | 1990 |  |  | Y | IPP CHP | 3 | T B: T; NG PC: DFO |  |  |  | N | N |  | 12H | [23 empty] | N
25049 | Gas Recovery Systems Inc | 55596 | GRS Arbor Hills | MI | Washtenaw | 0005 | Landfill Gas | CT | CC1 | S | X | Y |  |  | 5.3 | 0.98 | 4.8 | 5.3 | 4.2 | N |  |  | OP | X | 11 | 2005 |  |  | N | IPP Non-CHP | 2 | T B: X; NG PC: LFG; DFO NG: DFO |  |  |  |  | N |  | 1H | [23 empty] | N
8631 | Hillsdale Board of Public Wks | 1829 | Hillsdale | MI | Hillsdale | 5 | Natural Gas Internal Combustion Engine | IC |  | S | X | X |  |  | 5.6 | 0.8 | 5.6 | 5.6 | 4.5 | N |  |  | OP | X | 9 | 1973 |  |  | N | Electric Utility | 1 | T B: X; NG PC: NG; DFO NG: DFO |  |  |  | N | N |  | 1H | [20 empty] | N |  |  | Y | N | Y
21158 | City of Zeeland - (MI) | 1867 | Zeeland | MI | Ottawa | 10 | Natural Gas Internal Combustion Engine | IC |  | S | X | X | CONS.MPPA | CONS.MPPA | 5.6 | 0.8 | 6 | 6.2 | 2.8 | N |  |  | OP | X | 12 | 1974 |  |  | N | Electric Utility | 1 | T B: X; NG PC: NG; DFO NG: DFO |  |  |  | N | N |  | 1H | [23 empty] | Y | N | Y
11713 | City of Marshall - (MI) | 1844 | Marshall (MI) | MI | Calhoun | IC6 | Natural Gas Internal Combustion Engine | IC |  | S | X | X |  |  | 5.7 | 0.8 | 5.6 | 5.6 | 1.2 | N |  |  | OP | X | 7 | 1978 |  |  | N | Electric Utility | 1 | T B: X; NG PC: NG; DFO NG: DFO |  |  |  |  | N |  | 1H | [23 empty] | Y | N | Y
1366 | City of Bay City - (MI) | 7398 | Water Street Station | MI | Bay | GEN1 | Natural Gas Internal Combustion Engine | IC |  | S | X | X |  |  | 5.7 | 0.8 | 5.5 | 5.5 | 1 | N |  |  | OP | X | 8 | 1980 |  |  | N | Electric Utility | 1 | T B: X; NG PC: NG; DFO NG: DFO |  |  |  | N | N |  | 1H | [23 empty] | Y | Y | Y
8631 | Hillsdale Board of Public Wks | 1829 | Hillsdale | MI | Hillsdale | 6 | Natural Gas Internal Combustion Engine | IC |  | S | X | X |  |  | 6 | 0.8 | 6 | 6 | 4.8 | N |  |  | OP | X | 4 | 1976 |  |  | N | Electric Utility | 1 | T B: X; NG PC: NG; DFO NG: DFO |  |  |  | N | N |  | 1H | [20 empty] | N |  |  | Y | N | Y
18252 | City of Sturgis | 1855 | Sturgis City Diesel Plant | MI | St Joseph | 6 | Natural Gas Internal Combustion Engine | IC |  | S | X | X |  |  | 6 | 1 | 6 | 6 | 3 | N |  |  | OP | X | 12 | 1981 |  |  | N | Electric Utility | 1 | T B: X; NG PC: NG; DFO NG: DFO; DFO NG: DFO |  |  |  | N | N |  | 1H | [23 empty] | Y | Y | Y
21158 | City of Zeeland - (MI) | 1867 | Zeeland | MI | Ottawa | 11 | Natural Gas Internal Combustion Engine | IC |  | S | X | X | CONS.MPPA | CONS.MPPA | 6 | 0.8 | 6.4 | 6.6 | 3 | N |  |  | OP | X | 7 | 1980 |  |  | N | Electric Utility | 1 | T B: X; NG PC: NG; DFO NG: DFO |  |  |  | N | N |  | 1H | [23 empty] | Y | N | Y
50021 | Neenah Paper Michigan Inc. | 54867 | Neenah Paper Munising Mill | MI | Alger | M387 | Conventional Steam Coal | ST |  | S | X | X |  |  | 6.2 | 0.8 | 5.8 | 5.8 | 1 | N |  |  | SB | Y | 1 | 1930 |  |  | Y | Industrial CHP | 7 | T B: B; NG PC: BIT; DFO NG: NG |  |  |  | N | N |  | 12H |  | N | Y |  | Y | [18 empty] | N | N | N
1366 | City of Bay City - (MI) | 7398 | Water Street Station | MI | Bay | GEN2 | Natural Gas Internal Combustion Engine | IC |  | S | X | X |  |  | 6.9 | 0.8 | 6.5 | 6.5 | 1 | N |  |  | OP | X | 10 | 1984 |  |  | N | Electric Utility | 1 | T B: X; NG PC: NG; DFO NG: DFO |  |  |  | N | N |  | 1H | [23 empty] | Y | Y | Y
49967 | Decorative Panels International, Inc. | 10149 | Decorative Panels Intl | MI | Alpena | GEN1 | Natural Gas Steam Turbine | ST |  | S | X | X |  |  | 7.5 | 0.8 | 7 | 7.5 | 1 | N |  |  | OP | X | 11 | 1957 |  |  | Y | Industrial CHP | 7 | [11 empty] | N | N |  | 12H |  | N | [21 empty] | N | N | N | bar: T B to NG PC; DFO NG
1366 | City of Bay City - (MI) | 7399 | Henry Station | MI | Bay | GEN3 | Natural Gas Internal Combustion Engine | IC |  | S | X | X |  |  | 7.7 | 0.9 | 7.5 | 7.5 | 1 | N |  |  | OP | X | 5 | 1993 |  |  | N | Electric Utility | 1 | T B: X; NG PC: NG; DFO NG: DFO |  |  |  | N | N |  | 1H | [23 empty] | Y | Y | Y
1366 | City of Bay City - (MI) | 7399 | Henry Station | MI | Bay | GEN4 | Natural Gas Internal Combustion Engine | IC |  | S | X | X |  |  | 7.7 | 0.9 | 7.5 | 7.5 | 1 | N |  |  | OP | X | 5 | 1993 |  |  | N | Electric Utility | 1 | T B: X; NG PC: NG; DFO NG: DFO |  |  |  | N | N |  | 1H | [23 empty] | Y | Y | Y
59218 | East. Michigan Univ. Heating Plant | 59452 | East. Michigan Univ. Heating Plant | MI | Washtenaw | COGN2 | Natural Gas Fired Combustion Turbine | GT |  | S | X | X |  |  | 7.8 | 0.8 | 6.8 | 6.8 | 4 | N |  |  | OP | X | 1 | 2018 |  |  | Y | Commercial CHP | 5 | [11 empty] | N | N |  | 1H |  |  |  |  | N | [15 empty] | N |  |  | N | N | bar: T B to NG PC; DFO NG
57442 | PCA, Filer City Mill | 58066 | PCA, Filer City Mill | MI | Manistee | TG2 | Natural Gas Steam Turbine | ST |  | S | X | X |  |  | 8 | 0.8 | 8 | 8 | 0.5 | N |  |  | OP | X | 1 | 1950 |  |  | Y | Industrial CHP | 7 | T | NG | PUR | OBG |  |  |  | NG |  |  |  | N | N |  | 12H |  | N |  |  | N | [15 empty] | N |  |  | Y | Y | N
58313 | The Andersons Albion Ethanol LLC | 58330 | The Andersons Albion Ethanol LLC | MI | Calhoun | CHP-1 | Natural Gas Fired Combustion Turbine | GT |  | S | X | X |  |  | 8.1 | 0.9 | 6 | 8 | 0.1 | N |  |  | OP | X | 12 | 2016 |  |  | Y | Industrial CHP | 7 | [11 empty] | N | N |  | 12H | [23 empty] | N | bar: T B to NG PC
40430 | Lafarge Corp | 50305 | Alpena Cement Plant | MI | Alpena | GEN7 | Petroleum Coke | ST |  | S | X | X |  |  | 10 | 0.8 | 10 | 10 | 4 | N |  |  | OP | X | 1 | 1955 |  |  | Y | Industrial CHP | 7 | B | PC | NG | OTH | OBL | WDS | OTH | NG |  |  |  | N | N |  | 12H | N | Y |  |  | Y | [15 empty] | N |  |  | Y | Y | N
25049 | Gas Recovery Systems Inc | 55596 | GRS Arbor Hills | MI | Washtenaw | 0004 | Landfill Gas | CA | CC1 | S | Y | X |  |  | 10 | 0.98 | 7.6 | 8.4 | 7 | N |  |  | OP | X | 6 | 1996 |  |  | N | IPP Non-CHP | 2 | T B: X; NG PC: LFG; NG NG: DFO |  |  |  |  | N |  | 1H | [23 empty] | N
64125 | Ada Cogeneration LLC | 10819 | Ada Cogeneration LP | MI | Kent | GEN2 | Natural Gas Fired Combined Cycle | CA | CC1 | S | Y | X |  |  | 10.1 | 0.9 | 8 | 9 | 3 | N |  |  | OP | X | 10 | 1990 |  |  | Y | IPP CHP | 3 | [11 empty] | N |  |  | 12H | [23 empty] | N | N | N | bar: T B to NG PC
55703 | Otsego Paper Inc | 55799 | Otsego Mill Power Plant | MI | Allegan | NRTH | Natural Gas Fired Combustion Turbine | GT |  | S | X | X |  |  | 10.6 | 0.88 | 8.8 | 10.5 | 0.5 | N |  |  | OP | X | 11 | 1995 |  |  | Y | Industrial CHP | 7 | [11 empty] | N | N |  | 1H | [23 empty] | N | N | N | bar: T B to NG PC
55703 | Otsego Paper Inc | 55799 | Otsego Mill Power Plant | MI | Allegan | SOTH | Natural Gas Fired Combustion Turbine | GT |  | S | X | X |  |  | 10.6 | 0.88 | 8.8 | 10.5 | 0.5 | N |  |  | OP | X | 11 | 1995 |  |  | Y | Industrial CHP | 7 | [11 empty] | N | N |  | 1H | [23 empty] | N | N | N | bar: T B to NG PC
40430 | Lafarge Corp | 50305 | Alpena Cement Plant | MI | Alpena | GEN8 | Petroleum Coke | ST |  | S | X | X |  |  | 11 | 0.85 | 11 | 11 | 3 | N |  |  | OP | X | 4 | 1991 |  |  | Y | Industrial CHP | 7 | B | PC | NG | OTH | OBL | WDS | OTH | NG |  |  |  | N | N |  | 12H | N | Y |  |  | Y | [18 empty] | Y | Y | N
40430 | Lafarge Corp | 50305 | Alpena Cement Plant | MI | Alpena | GEN9 | Petroleum Coke | ST |  | S | X | X |  |  | 11 | 0.85 | 11 | 11 | 3 | N |  |  | OP | X | 4 | 1994 |  |  | Y | Industrial CHP | 7 | B | PC | NG | OTH | OBL | WDS | OTH | NG |  |  |  | N | N |  | 12H | N | Y |  |  | Y | [18 empty] | Y | Y | N
21048 | Wyandotte Municipal Serv Comm | 1866 | Wyandotte | MI | Wayne | 4 | Natural Gas Steam Turbine | ST |  | S | X | X |  |  | 11.5 | 0.85 | 10.5 | 11.5 | 5 | N |  |  | OP | X | 1 | 1948 |  |  | N | Electric Utility | 1 | [11 empty] | N | N |  | 12H | N | N |  |  | N | [18 empty] | N | N | N | bar: T B B to NG PC PC; NG NG NG
57442 | PCA, Filer City Mill | 58066 | PCA, Filer City Mill | MI | Manistee | TG3 | Natural Gas Steam Turbine | ST |  | S | X | X |  |  | 11.5 | 0.8 | 11.5 | 11.5 | 2 | N |  |  | OP | X | 1 | 1950 |  |  | Y | Industrial CHP | 7 | T | NG | PUR | OBG |  |  |  | NG |  |  |  | N | N |  | 12H |  | N |  |  | N | [15 empty] | N |  |  | Y | Y | N
40430 | Lafarge Corp | 50305 | Alpena Cement Plant | MI | Alpena | GEN6 | Petroleum Coke | ST |  | S | X | X |  |  | 12 | 0.8 | 12 | 12 | 3 | N |  |  | OP | X | 1 | 1952 |  |  | Y | Industrial CHP | 7 | B | PC | NG | OTH | OBL | WDS | OTH | NG |  |  |  | N | N |  | 12H | N | Y |  |  | Y | [15 empty] | N |  |  | Y | Y | N
12436 | Michigan State University | 10328 | T B Simon Power Plant | MI | Ingham | GEN1 | Natural Gas Steam Turbine | ST |  | S | X | X |  |  | 12.5 | 0.8 | 12.5 | 12.5 | 2.5 | N |  |  | OP | X | 12 | 1965 |  |  | Y | Commercial CHP | 5 | [11 empty] | N | N |  | OVER | [23 empty] | N | N | N | bar: B to PC; NG
12436 | Michigan State University | 10328 | T B Simon Power Plant | MI | Ingham | GEN2 | Natural Gas Steam Turbine | ST |  | S | X | X |  |  | 12.5 | 0.8 | 12.5 | 12.5 | 2.5 | N |  |  | OP | X | 9 | 1966 |  |  | Y | Commercial CHP | 5 | [11 empty] | N | N |  | OVER | [23 empty] | N | N | N | bar: B to PC; NG
19588 | University of Michigan | 50431 | University of Michigan | MI | Washtenaw | TG1 | Natural Gas Fired Combined Cycle | CA | CC1 | S | N | X |  |  | 12.5 | 0.8 | 11.5 | 11.5 | 2.5 | N |  |  | OP | X | 1 | 1986 |  |  | Y | Commercial CHP | 5 | B: T; PC: NG; NG: DFO |  |  |  | N | N |  | 12H | [23 empty] | Y | N | Y
19588 | University of Michigan | 50431 | University of Michigan | MI | Washtenaw | TG7 | Natural Gas Fired Combined Cycle | CA | CC1 | S | N | X |  |  | 12.5 | 0.8 | 11.5 | 11.5 | 2.5 | N |  |  | OS | X | 1 | 1975 |  |  | Y | Commercial CHP | 5 | B: T; PC: NG; NG: DFO |  |  |  | N | N |  | 12H | [23 empty] | Y | N | Y
19588 | University of Michigan | 50431 | University of Michigan | MI | Washtenaw | TG8 | Natural Gas Fired Combined Cycle | CA | CC1 | S | N | X |  |  | 12.5 | 0.8 | 11.5 | 11.5 | 2.5 | N |  |  | OP | X | 1 | 1975 |  |  | Y | Commercial CHP | 5 | B: T; PC: NG; NG: DFO |  |  |  | N | N |  | 12H | [23 empty] | Y | N | Y
12492 | Midland Cogeneration Venture | 10745 | Midland Cogeneration Venture | MI | Midland | BP15 | Natural Gas Fired Combined Cycle | CA | 1 | S | Y | X |  |  | 13.4 | 0.8 | 13.4 | 13.4 | 1 | N |  |  | OP | X | 7 | 1998 |  |  | Y | IPP CHP | 3 | [11 empty] | N | N |  | OVER | [23 empty] | N | bar: B to PC
56155 | Lansing Board of Water and Light | 58427 | Lansing BWL REO Town Plant | MI | Ingham | ST | Natural Gas Fired Combined Cycle | CA | CC1 | S | Y | X |  |  | 14 | 1 | 12.9 | 13 | 1.5 | N |  |  | OP | X | 7 | 2013 |  |  | Y | Electric Utility | 1 | [11 empty] | N | N |  | 12H | [23 empty] | N | bar: B to PC
12436 | Michigan State University | 10328 | T B Simon Power Plant | MI | Ingham | GEN6 | Natural Gas Fired Combustion Turbine | GT |  | S | X | X |  |  | 14.3 | 0.85 | 12.6 | 14.3 | 9 | N |  |  | OP | X | 4 | 2006 |  |  | N | Commercial CHP | 5 | [11 empty] | N | N |  | 1H |  |  |  |  | N | [18 empty] | N | N | N | bar: B to PC
12436 | Michigan State University | 10328 | T B Simon Power Plant | MI | Ingham | GEN3 | Natural Gas Steam Turbine | ST |  | S | X | X |  |  | 15 | 0.85 | 15 | 15 | 2.5 | N |  |  | OP | X | 12 | 1974 |  |  | Y | Commercial CHP | 5 | [11 empty] | N | N |  | OVER | [23 empty] | N | N | N | bar: B to PC; NG
5109 | DTE Electric Company | 62289 | Dearborn Energy Center | MI | Wayne | GTG-1 | Natural Gas Fired Combined Cycle | CT | CTCA | S | X | Y |  |  | 15 | 0.8 | 11.2 | 14.6 |  | N |  |  | OP | X | 12 | 2019 |  |  | Y | Electric Utility | 1 | [14 empty] | 12H | [23 empty] | N | bar: B to PC
5109 | DTE Electric Company | 62289 | Dearborn Energy Center | MI | Wayne | GTG-2 | Natural Gas Fired Combined Cycle | CT | CTCA | S | X | Y |  |  | 15 | 0.8 | 11.2 | 14.6 |  | N |  |  | OP | X | 12 | 2019 |  |  | Y | Electric Utility | 1 | [14 empty] | 12H | [23 empty] | N | bar: B to PC
5109 | DTE Electric Company | 1729 | Fermi | MI | Monroe | 3 | Petroleum Liquids | GT |  | S | X | X |  |  | 16 | 0.85 | 13 | 19 | 4 | N |  |  | OP | X | 4 | 1966 |  |  | N | Electric Utility | 1 | B: X; PC: DFO |  |  |  | N | N |  | 10M | [23 empty] | N
5109 | DTE Electric Company | 1729 | Fermi | MI | Monroe | 4 | Petroleum Liquids | GT |  | S | X | X |  |  | 16 | 0.85 | 12 | 18 | 4 | N |  |  | OP | X | 4 | 1966 |  |  | N | Electric Utility | 1 | B: X; PC: DFO |  |  |  | N | N |  | 10M | [23 empty] | N
5109 | DTE Electric Company | 1729 | Fermi | MI | Monroe | GT1 | Petroleum Liquids | GT |  | S | X | X |  |  | 16 | 0.85 | 13 | 19 | 4 | N |  |  | OP | X | 4 | 1966 |  |  | N | Electric Utility | 1 | B: X; PC: DFO |  |  |  | N | N |  | 10M | [23 empty] | N
5109 | DTE Electric Company | 1729 | Fermi | MI | Monroe | GT2 | Petroleum Liquids | GT |  | S | X | X |  |  | 16 | 0.85 | 13 | 19 | 4 | N |  |  | OP | X | 4 | 1966 |  |  | N | Electric Utility | 1 | B: X; PC: DFO |  |  |  | N | N |  | 10M | [23 empty] | N
5109 | DTE Electric Company | 1734 | Northeast (MI) | MI | Macomb | 1 | Natural Gas Fired Combustion Turbine | GT |  | S | X | X |  |  | 16 | 0.85 | 15 | 20 | 7 | N |  |  | OP | X | 9 | 1967 |  |  | N | Electric Utility | 1 | [11 empty] | N | N |  | 1H | [23 empty] | N | bar: B to PC
5109 | DTE Electric Company | 1734 | Northeast (MI) | MI | Macomb | 2 | Natural Gas Fired Combustion Turbine | GT |  | S | X | X |  |  | 16 | 0.85 | 15 | 20 | 6.5 | N |  |  | OP | X | 6 | 1966 |  |  | N | Electric Utility | 1 | [11 empty] | N | N |  | 1H | [23 empty] | N | bar: B to PC
5109 | DTE Electric Company | 1734 | Northeast (MI) | MI | Macomb | 3 | Natural Gas Fired Combustion Turbine | GT |  | S | X | X |  |  | 16 | 0.85 | 14 | 20 | 6.5 | N |  |  | OP | X | 5 | 1966 |  |  | N | Electric Utility | 1 | [11 empty] | N | N |  | 1H | [23 empty] | N | bar: B to PC
5109 | DTE Electric Company | 1734 | Northeast (MI) | MI | Macomb | 4 | Natural Gas Fired Combustion Turbine | GT |  | S | X | X |  |  | 16 | 0.85 | 15 | 20 | 6.5 | N |  |  | OP | X | 5 | 1966 |  |  | N | Electric Utility | 1 | [11 empty] | N | N |  | 1H | [23 empty] | N | bar: B to PC
5109 | DTE Electric Company | 1744 | Superior | MI | Washtenaw | 1 | Petroleum Liquids | GT |  | S | X | X |  |  | 16 | 0.85 | 13 | 19 | 5 | N |  |  | OP | X | 10 | 1966 |  |  | N | Electric Utility | 1 | B: X; PC: DFO |  |  |  | N | N |  | 1H | [23 empty] | N
5109 | DTE Electric Company | 1744 | Superior | MI | Washtenaw | 2 | Petroleum Liquids | GT |  | S | X | X |  |  | 16 | 0.85 | 13 | 19 | 5 | N |  |  | OP | X | 10 | 1966 |  |  | N | Electric Utility | 1 | B: X; PC: DFO |  |  |  | N | N |  | 1H | [23 empty] | N
5109 | DTE Electric Company | 1744 | Superior | MI | Washtenaw | 3 | Petroleum Liquids | GT |  | S | X | X |  |  | 16 | 0.85 | 12 | 18 | 5 | N |  |  | OP | X | 10 | 1966 |  |  | N | Electric Utility | 1 | B: X; PC: DFO |  |  |  | N | N |  | 1H | [23 empty] | N
5109 | DTE Electric Company | 1744 | Superior | MI | Washtenaw | 4 | Petroleum Liquids | GT |  | S | X | X |  |  | 16 | 0.85 | 14 | 20 | 5 | N |  |  | OP | X | 10 | 1966 |  |  | N | Electric Utility | 1 | B: X; PC: DFO |  |  |  | N |  |  | 1H | [23 empty] | N
11701 | City of Marquette - (MI) | 60559 | Marquette Energy Center | MI | Marquette | MEC1 | Natural Gas Internal Combustion Engine | IC |  | S | X | X | WEC.MARQ | WEC.MARQ | 17.1 | 0.8 | 16.7 | 16.7 | 6.7 | N |  |  | OP | X | 8 | 2017 |  |  | N | Electric Utility | 1 | B: X; PC: NG; NG: DFO |  |  |  |  | N |  | 10M | [20 empty] | N |  |  | Y | N | Y
11701 | City of Marquette - (MI) | 60559 | Marquette Energy Center | MI | Marquette | MEC2 | Natural Gas Internal Combustion Engine | IC |  | S | X | X | WEC.MARQ | WEC.MARQ | 17.1 | 0.8 | 16.7 | 16.7 | 6.7 | N |  |  | OP | X | 8 | 2017 |  |  | N | Electric Utility | 1 | B: X; PC: NG; NG: DFO |  |  |  |  | N |  | 10M | [20 empty] | N |  |  | Y | N | Y
11701 | City of Marquette - (MI) | 60559 | Marquette Energy Center | MI | Marquette | MEC3 | Natural Gas Internal Combustion Engine | IC |  | S | X | X | WEC.MARQ | WEC.MARQ | 17.1 | 0.8 | 16.7 | 16.7 | 6.7 | N |  |  | OP | X | 8 | 2017 |  |  | N | Electric Utility | 1 | B: X; PC: NG; NG: DFO |  |  |  |  | N |  | 10M | [20 empty] | N |  |  | Y | N | Y
19781 | Viking Energy Corp | 50770 | Viking Energy of McBain | MI | Missaukee | GEN1 | Wood/Wood Waste Biomass | ST |  | W | X | X |  |  | 18 | 0.9 | 16.3 | 18 | 10 | N |  |  | OP | X | 12 | 1988 |  |  | N | IPP Non-CHP | 2 | X | WDS | TDF | NG |  |  |  | NG |  |  |  | N |  |  | 12H | [23 empty] | Y | Y | N
19781 | Viking Energy Corp | 50772 | Viking Energy of Lincoln | MI | Alcona | GEN1 | Wood/Wood Waste Biomass | ST |  | W | X | X |  |  | 18 | 0.9 | 16.3 | 16.3 | 10 | N |  |  | OP | X | 1 | 1989 |  |  | N | IPP Non-CHP | 2 | X | WDS | TDF | NG |  |  |  | NG |  |  |  | N |  |  | 10M | [23 empty] | Y | Y | N
10162 | Kent County | 50860 | Kent County Waste to Energy Facility | MI | Kent | GEN1 | Municipal Solid Waste | ST |  | S | X | X |  |  | 18 | 0.9 | 15.7 | 15.7 | 1 | N |  |  | OP | X | 10 | 1989 |  |  | N | Commercial Non-CHP | 4 | B: X; PC: MSW; NG: NG |  |  |  | N | N |  | 12H | [23 empty] | N | N | N
5109 | DTE Electric Company | 1743 | St Clair | MI | St Clair | 11 | Natural Gas Fired Combustion Turbine | GT |  | S | X | X |  |  | 18.5 | 0.85 | 19 | 23 | 3 | N |  |  | OP | X | 5 | 1968 |  |  | N | Electric Utility | 1 | B: X; PC: NG; NG: DFO |  |  |  | N | N |  | 1H |  | N | [21 empty] | Y | N | Y
61029 | Upper Michigan Energy Resources Company | 61391 | A.J. Mihm Generating Station | MI | Baraga | M1 | Natural Gas Internal Combustion Engine | IC |  | S | X | X |  |  | 18.8 | 0.8 | 19 | 19 | 5 | N |  |  | OP | X | 3 | 2019 |  |  | N | Electric Utility | 1 | [14 empty] | 10M | [23 empty] | N | N | N | bar: B to PC
61029 | Upper Michigan Energy Resources Company | 61391 | A.J. Mihm Generating Station | MI | Baraga | M2 | Natural Gas Internal Combustion Engine | IC |  | S | X | X |  |  | 18.8 | 0.8 | 18.8 | 18.8 | 5 | N |  |  | OP | X | 3 | 2019 |  |  | N | Electric Utility | 1 | [14 empty] | 10M | [23 empty] | N | N | N | bar: B to PC
61029 | Upper Michigan Energy Resources Company | 61391 | A.J. Mihm Generating Station | MI | Baraga | M3 | Natural Gas Internal Combustion Engine | IC |  | S | X | X |  |  | 18.8 | 0.8 | 19 | 19 | 5 | N |  |  | OP | X | 3 | 2019 |  |  | N | Electric Utility | 1 | [11 empty] | N | N |  | 10M | [23 empty] | N | N | N | bar: B to PC
61029 | Upper Michigan Energy Resources Company | 61392 | F.D. Kuester Generating Station | MI | Marquette | K1 | Natural Gas Internal Combustion Engine | IC |  | S | X | X |  |  | 18.8 | 0.8 | 18.8 | 18.8 | 5 | N |  |  | OP | X | 3 | 2019 |  |  | N | Electric Utility | 1 | [14 empty] | 10M | [23 empty] | N | N | N | bar: B to PC
61029 | Upper Michigan Energy Resources Company | 61392 | F.D. Kuester Generating Station | MI | Marquette | K2 | Natural Gas Internal Combustion Engine | IC |  | S | X | X |  |  | 18.8 | 0.8 | 18.8 | 18.8 | 5 | N |  |  | OP | X | 3 | 2019 |  |  | N | Electric Utility | 1 | [14 empty] | 10M | [23 empty] | N | N | N | bar: B to PC
61029 | Upper Michigan Energy Resources Company | 61392 | F.D. Kuester Generating Station | MI | Marquette | K3 | Natural Gas Internal Combustion Engine | IC |  | S | X | X |  |  | 18.8 | 0.8 | 18.8 | 18.8 | 5 | N |  |  | OP | X | 3 | 2019 |  |  | N | Electric Utility | 1 | [14 empty] | 10M | [23 empty] | N | N | N | bar: B to PC
61029 | Upper Michigan Energy Resources Company | 61392 | F.D. Kuester Generating Station | MI | Marquette | K4 | Natural Gas Internal Combustion Engine | IC |  | S | X | X |  |  | 18.8 | 0.8 | 18.8 | 18.8 | 5 | N |  |  | OP | X | 3 | 2019 |  |  | N | Electric Utility | 1 | [14 empty] | 10M | [23 empty] | N | N | N | bar: B to PC
61029 | Upper Michigan Energy Resources Company | 61392 | F.D. Kuester Generating Station | MI | Marquette | K5 | Natural Gas Internal Combustion Engine | IC |  | S | X | X |  |  | 18.8 | 0.8 | 18.8 | 18.8 | 5 | N |  |  | OP | X | 3 | 2019 |  |  | N | Electric Utility | 1 | [14 empty] | 10M | [23 empty] | N | N | N | bar: B to PC
61029 | Upper Michigan Energy Resources Company | 61392 | F.D. Kuester Generating Station | MI | Marquette | K6 | Natural Gas Internal Combustion Engine | IC |  | S | X | X |  |  | 18.8 | 0.8 | 18.8 | 18.8 | 5 | N |  |  | OP | X | 3 | 2019 |  |  | N | Electric Utility | 1 | [14 empty] | 10M | [23 empty] | N | N | N | bar: B to PC
61029 | Upper Michigan Energy Resources Company | 61392 | F.D. Kuester Generating Station | MI | Marquette | K7 | Natural Gas Internal Combustion Engine | IC |  | S | X | X |  |  | 18.8 | 0.8 | 18.8 | 18.8 | 5 | N |  |  | OP | X | 3 | 2019 |  |  | N | Electric Utility | 1 | [11 empty] | N | N |  | 10M | [23 empty] | N | N | N | bar: B to PC
5109 | DTE Electric Company | 1730 | Hancock | MI | Oakland | 1 | Natural Gas Fired Combustion Turbine | GT |  | S | X | X |  |  | 19 | 0.85 | 11 | 18 | 3 | N |  |  | OP | X | 9 | 1967 |  |  | N | Electric Utility | 1 | [11 empty] | N | N |  | 1H | [23 empty] | N | bar: B to PC
5109 | DTE Electric Company | 1730 | Hancock | MI | Oakland | 3 | Natural Gas Fired Combustion Turbine | GT |  | S | X | X |  |  | 19 | 0.85 | 17 | 22 | 3 | N |  |  | OP | X | 11 | 1967 |  |  | N | Electric Utility | 1 | [11 empty] | N | N |  | 1H | [23 empty] | N | bar: B to PC
12436 | Michigan State University | 10328 | T B Simon Power Plant | MI | Ingham | GEN4 | Natural Gas Steam Turbine | ST |  | S | X | X |  |  | 21 | 0.85 | 21 | 21 | 5 | N |  |  | OP | X | 8 | 1993 |  |  | Y | Commercial CHP | 5 | [11 empty] | N | N |  | OVER | N | N |  |  | N | [18 empty] | N | N | N | bar: B to PC; NG
5109 | DTE Electric Company | 1734 | Northeast (MI) | MI | Macomb | 6 | Petroleum Liquids | GT |  | S | X | X |  |  | 21.2 | 0.85 | 19 | 23 | 8 | N |  |  | OP | X | 5 | 1971 |  |  | N | Electric Utility | 1 | B: X; PC: DFO |  |  |  | N | N |  | 10M | [23 empty] | N
5109 | DTE Electric Company | 1734 | Northeast (MI) | MI | Macomb | 7 | Petroleum Liquids | GT |  | S | X | X |  |  | 21.2 | 0.85 | 20 | 23 | 8 | N |  |  | OP | X | 5 | 1971 |  |  | N | Electric Utility | 1 | B: X; PC: DFO |  |  |  | N |  |  | 10M | [23 empty] | N
20910 | Wolverine Power Supply Coop | 1873 | Tower | MI | Cheboygan | GT4 | Petroleum Liquids | GT |  | S | X | X |  |  | 21.3 | 0.85 | 19.3 | 24.7 | 5 | N |  |  | OP | X | 3 | 1971 |  |  | N | Electric Utility | 1 | B: X; PC: DFO |  |  |  | N |  |  | 1H | [23 empty] | N
56133 | L'Anse Warden Electric Company LLC | 1772 | John H Warden | MI | Baraga | 1 | Wood/Wood Waste Biomass | ST |  | S | X | X |  |  | 22 | 0.85 | 17.7 | 17.7 | 6 | N |  |  | OP | X | 8 | 1959 |  |  | N | IPP Non-CHP | 2 | B: X; PC: WDS; NG: TDF; NG: NG |  |  |  | N | N |  | OVER | [23 empty] | Y | Y | N
8641 | Hillman Power Co | 10346 | Hillman Power LLC | MI | Montmorency | GEN1 | Wood/Wood Waste Biomass | ST |  | S | X | X |  |  | 22 | 0.85 | 17.7 | 18.1 | 8 | N |  |  | OP | X | 12 | 1987 |  |  | N | IPP Non-CHP | 2 | X | WDS | TDF | NG |  |  |  | NG |  |  |  | N | N |  | 1H | [23 empty] | Y | Y | N
19578 | Upper Peninsula Power Company | 7119 | Gladstone | MI | Delta | 1 | Petroleum Liquids | GT |  | S | X | X | UPPC.GLADSTONE | UPPC.GLADSTONE | 22.6 | 0.9 | 17 | 22.2 | 5 | N |  |  | OP | X | 11 | 1975 |  |  | N | Electric Utility | 1 | B: X; PC: DFO |  |  |  | N | N |  | 1H | [23 empty] | N | N
19578 | Upper Peninsula Power Company | 8019 | Portage | MI | Houghton | 1 | Petroleum Liquids | GT |  | S | X | X | UPPC.PORTAGE | UPPC.PORTAGE | 22.6 | 0.9 | 17.4 | 22.7 | 5 | N |  |  | OP | X | 11 | 1973 |  |  | N | Electric Utility | 1 | B: X; PC: DFO |  |  |  | N | N |  | 1H | [23 empty] | N
64125 | Ada Cogeneration LLC | 10819 | Ada Cogeneration LP | MI | Kent | GEN1 | Natural Gas Fired Combined Cycle | CT | CC1 | S | X | N |  |  | 23 | 0.9 | 22 | 23 | 14 | N |  |  | OP | X | 10 | 1990 |  |  | Y | IPP CHP | 3 | [11 empty] | N |  |  | 12H | [23 empty] | N | N | N | bar: B to PC
5109 | DTE Electric Company | 1734 | Northeast (MI) | MI | Macomb | 5 | Natural Gas Fired Combustion Turbine | GT |  | S | X | X |  |  | 23.4 | 0.85 | 18 | 24 | 8 | N |  |  | OP | X | 6 | 1971 |  |  | N | Electric Utility | 1 | B: X; PC: NG; NG: DFO |  |  |  | N | N |  | 1H | [23 empty] | Y | N | Y
20910 | Wolverine Power Supply Coop | 7932 | Gaylord - Wolverine | MI | Otsego | 1 | Natural Gas Fired Combustion Turbine | GT |  | S | X | X | CONS.GYRD1WPSC |  | 23.4 | 0.8 | 20.2 | 27.1 | 11.7 | N |  |  | OP | X | 6 | 2001 |  |  | N | Electric Utility | 1 | [11 empty] | N |  |  | 1H | [23 empty] | N | bar: B to PC
20910 | Wolverine Power Supply Coop | 7932 | Gaylord - Wolverine | MI | Otsego | 2 | Natural Gas Fired Combustion Turbine | GT |  | S | X | X | CONS.GYRD2WPSC |  | 23.4 | 0.8 | 20.2 | 27.1 | 11.7 | N |  |  | OP | X | 6 | 2001 |  |  | N | Electric Utility | 1 | [11 empty] | N |  |  | 1H | [23 empty] | N | bar: B to PC
20910 | Wolverine Power Supply Coop | 7932 | Gaylord - Wolverine | MI | Otsego | 3 | Natural Gas Fired Combustion Turbine | GT |  | S | X | X | CONS.GYRD3WPSC |  | 23.4 | 0.8 | 20.2 | 27.1 | 11.7 | N |  |  | OP | X | 6 | 2001 |  |  | N | Electric Utility | 1 | [11 empty] | N |  |  | 1H | [23 empty] | N | bar: B to PC
20910 | Wolverine Power Supply Coop | 1881 | Vestaburg | MI | Montcalm | 8 | Natural Gas Fired Combustion Turbine | GT |  | S | X | X |  |  | 23.7 | 0.9 | 18.5 | 25.5 | 5 | N |  |  | OP | X | 7 | 1972 |  |  | N | Electric Utility | 1 | B: X; PC: NG; NG: DFO |  |  |  | N |  |  | 1H | [23 empty] | Y | Y | Y
11701 | City of Marquette - (MI) | 1840 | Plant Four | MI | Marquette | CT1 | Petroleum Liquids | GT |  | S | X | X |  |  | 24 | 0.95 | 20 | 22 | 5 | N |  |  | SB | Y | 5 | 1979 |  |  | N | Electric Utility | 1 | B: X; PC: DFO |  |  |  | N |  |  | 1H | [20 empty] | N |  |  | N |  | N
8723 | City of Holland | 6356 | Sixth Street Gas Turbine | MI | Ottawa | 1 | Petroleum Liquids | GT |  | S | X | X |  |  | 24 | 0.9 | 16 | 20 | 10 | N |  |  | OP | X | 5 | 1974 |  |  | N | Electric Utility | 1 | B: X; PC: DFO |  |  |  | N | N |  | 1H | [23 empty] | N | N
12436 | Michigan State University | 10328 | T B Simon Power Plant | MI | Ingham | GEN5 | Natural Gas Steam Turbine | ST |  | S | X | X |  |  | 24 | 0.85 | 23.8 | 23.8 | 5 | N |  |  | OP | X | 5 | 2006 |  |  | Y | Commercial CHP | 5 | [11 empty] | N | N |  | OVER |  |  |  |  | N | [18 empty] | N | N | N | bar: B to PC; NG
20910 | Wolverine Power Supply Coop | 1880 | Claude Vandyke | MI | Allegan | 8 | Natural Gas Fired Combustion Turbine | GT |  | S | X | X |  |  | 24.8 | 0.8 | 20.2 | 27.3 | 17.4 | N |  |  | OP | X | 9 | 2001 |  |  | N | Electric Utility | 1 | [11 empty] | N |  |  | 12H | [23 empty] | N | bar: B to PC
14232 | Otter Tail Power Co | 1943 | Hoot Lake | MN | Otter Tail | D2 | Petroleum Liquids | IC |  | S | X | X |  |  | 0.1 | 0.8 | 0.1 | 0.1 | 0 | N |  |  | SB | Y | 5 | 1967 | 6 | 2021 | N | Electric Utility | 1 | B: X; PC: DFO |  |  |  | N | N |  | 10M | [23 empty] | N
14232 | Otter Tail Power Co | 1943 | Hoot Lake | MN | Otter Tail | D1 | Petroleum Liquids | IC |  | S | X | X |  |  | 0.2 | 0.8 | 0.2 | 0.2 | 0 | N |  |  | SB | Y | 5 | 1967 | 6 | 2021 | N | Electric Utility | 1 | B: X; PC: DFO |  |  |  | N | N |  | 10M | [23 empty] | N
5773 | City of Elk River | 1971 | Elk River City of | MN | Sherburne | 1 | Petroleum Liquids | IC |  | S | X | X |  |  | 0.5 | 0.8 | 0.5 | 0.5 | 0.4 | N |  |  | SB | Y | 3 | 1948 |  |  | N | Electric Utility | 1 | B: X; PC: DFO |  |  |  | N | N |  | 1H | [20 empty] | N |  |  | N |  | N
5773 | City of Elk River | 1971 | Elk River City of | MN | Sherburne | 2 | Petroleum Liquids | IC |  | S | X | X |  |  | 0.5 | 0.8 | 0.5 | 0.5 | 0.4 | N |  |  | SB | Y | 3 | 1948 |  |  | N | Electric Utility | 1 | B: X; PC: DFO |  |  |  | N | N |  | 1H | [20 empty] | N |  |  | N |  | N
58828 | St. Olaf College | 58996 | St. Olaf StandBy Generators | MN | Rice | SBIC1 | Petroleum Liquids | IC |  | S | X | X |  |  | 0.5 | 0.95 | 0.4 | 0.3 | 0 | N |  |  | SB | Y | 6 | 1999 |  |  | N | IPP Non-CHP | 2 | B: X; PC: DFO |  |  |  | N | N |  | 10M | [20 empty] | N |  |  | N |  | N
10596 | City of Lake Crystal - (MN) | 1985 | Lake Crystal | MN | Blue Earth | 1 | Petroleum Liquids | IC |  | S | X | X |  |  | 0.6 | 0.95 | 0.6 | 0.6 | 0.6 | N |  |  | OP | X | 5 | 1952 |  |  | N | Electric Utility | 1 | B: X; PC: DFO |  |  |  | N | N |  | 10M | [23 empty] | N | N | N
13480 | New Prague Utilities Comm | 1999 | New Prague | MN | Le Sueur | 5 | Natural Gas Internal Combustion Engine | IC |  | S | X | X |  |  | 0.6 | 0.8 | 0.6 | 0.6 | 0.6 | N |  |  | OP | X | 8 | 1944 |  |  | N | Electric Utility | 1 | [11 empty] | N | N |  | 1H | [23 empty] | N | bar: B to PC
15348 | Preston Public Utilities Comm | 2004 | Preston (MN) | MN | Fillmore | 4 | Petroleum Liquids | IC |  | S | X | X |  |  | 0.6 | 0.8 | 0.8 | 0.8 | 0.5 | N |  |  | OP | X | 1 | 1949 |  |  | N | Electric Utility | 1 | B: X; PC: DFO |  |  |  | N |  |  | 1H | [23 empty] | N | N | N
9650 | City of Janesville - (MN) | 1982 | Janesville | MN | Waseca | 3 | Petroleum Liquids | IC |  | S | X | X |  |  | 0.7 | 0.8 | 0.5 | 0.6 | 0.3 | N |  |  | OP | X | 5 | 1955 |  |  | N | Electric Utility | 1 | B: X; PC: DFO; NG: NG |  |  |  | N | N |  | 1H | [20 empty] | N |  |  | Y | Y | Y
12647 | ALLETE, Inc. | 1893 | Clay Boswell | MN | Itasca | D4 | Petroleum Liquids | IC |  | J | X | X |  |  | 0.8 | 0.8 | 0.8 | 0.8 | 0.8 | N |  |  | SB | Y | 4 | 1980 |  |  | N | Electric Utility | 1 | B: X; PC: DFO |  |  |  | N |  |  | 1H | [23 empty] | N
5015 | Delano Municipal Utilities | 1969 | Delano | MN | Wright | 5 | Petroleum Liquids | IC |  | S | X | X |  |  | 0.8 | 0.8 | 0.8 | 0.8 | 0.3 | N |  |  | OP | X | 10 | 1946 |  |  | N | Electric Utility | 1 | B: X; PC: DFO |  |  |  | N | N |  | 1H | [23 empty] | N |  | N
5773 | City of Elk River | 1971 | Elk River City of | MN | Sherburne | 5 | Landfill Gas | IC |  | S | X | X |  |  | 0.8 | 0.8 | 0.8 | 0.8 | 0.2 | N |  |  | OP | X | 10 | 2002 |  |  | N | Electric Utility | 1 | B: X; PC: LFG |  |  |  | N | N |  | 1H | [20 empty] | N |  |  | N |  | N
5773 | City of Elk River | 1971 | Elk River City of | MN | Sherburne | 6 | Landfill Gas | IC |  | S | X | X |  |  | 0.8 | 0.8 | 0.8 | 0.8 | 0.2 | N |  |  | OP | X | 10 | 2002 |  |  | N | Electric Utility | 1 | B: X; PC: LFG |  |  |  | N | N |  | 1H | [20 empty] | N |  |  | N |  | N
5773 | City of Elk River | 1971 | Elk River City of | MN | Sherburne | 7 | Landfill Gas | IC |  | S | X | X |  |  | 0.8 | 0.8 | 0.8 | 0.8 | 0.2 | N |  |  | OP | X | 10 | 2002 |  |  | N | Electric Utility | 1 | B: X; PC: LFG |  |  |  | N | N |  | 1H | [20 empty] | N |  |  | N |  | N
5773 | City of Elk River | 1971 | Elk River City of | MN | Sherburne | 8 | Landfill Gas | IC |  | S | X | X |  |  | 0.8 | 0.8 | 0.8 | 0.8 | 0.2 | N |  |  | OP | X | 7 | 2006 |  |  | N | Electric Utility | 1 | B: X; PC: LFG |  |  |  | N | N |  | 1H | [20 empty] | N |  |  | N |  | N
54842 | WM Renewable Energy LLC | 57017 | Spruce Ridge Gas Recovery | MN | McLeod | GEN1 | Landfill Gas | IC |  | S | X | X | City of Glencoe | City of Glencoe | 0.8 | 0.98 | 0.8 | 0.8 | 0.5 | N |  |  | OP | X | 4 | 2008 |  |  | N | IPP Non-CHP | 2 | B: X; PC: LFG |  |  |  | N |  |  | 1H | [23 empty] | N | N | N
54842 | WM Renewable Energy LLC | 57017 | Spruce Ridge Gas Recovery | MN | McLeod | GEN2 | Landfill Gas | IC |  | S | X | X | City of Glencoe | City of Glencoe | 0.8 | 0.98 | 0.8 | 0.8 | 0.5 | N |  |  | OP | X | 4 | 2008 |  |  | N | IPP Non-CHP | 2 | B: X; PC: LFG |  |  |  | N |  |  | 1H | [23 empty] | N | N | N
54842 | WM Renewable Energy LLC | 57017 | Spruce Ridge Gas Recovery | MN | McLeod | GEN3 | Landfill Gas | IC |  | S | X | X | City of Glencoe | City of Glencoe | 0.8 | 0.98 | 0.8 | 0.8 | 0.5 | N |  |  | OP | X | 4 | 2008 |  |  | N | IPP Non-CHP | 2 | B: X; PC: LFG | [6 empty] | 1H | [23 empty] | N | N | N
54842 | WM Renewable Energy LLC | 57017 | Spruce Ridge Gas Recovery | MN | McLeod | GEN4 | Landfill Gas | IC |  | S | X | X | City of Glencoe | City of Glencoe | 0.8 | 0.98 | 0.8 | 0.8 | 0.5 | N |  |  | OP | X | 12 | 2010 |  |  | N | IPP Non-CHP | 2 | B: X; PC: LFG | [6 empty] | 1H | [23 empty] | N | N | N
12286 | Melrose Public Utilities | 1994 | Melrose | MN | Stearns | 1 | Petroleum Liquids | IC |  | S | X | X | NSP.MRES.MLRS |  | 1 | 0.85 | 0.8 | 0.8 | 0.8 | N |  |  | SB | N | 7 | 1945 |  |  | N | Electric Utility | 1 | B: X; PC: DFO |  |  |  | N |  |  | 1H | [23 empty] | N |  | N
15387 | Princeton Public Utils Comm | 2005 | Princeton (MN) | MN | Mille Lacs | 5 | Petroleum Liquids | IC |  | S | X | X | GRE.PRINC1 | GRE.PRINC1 | 1 | 0.8 | 1 | 1 | 1 | N |  |  | OP | X | 9 | 1953 |  |  | N | Electric Utility | 1 | B: X; PC: DFO |  |  |  | N | N |  | 1H | [23 empty] | N | N | N
49993 | Stevens Community Medical Center | 56245 | Stevens Community Medical Center | MN | Stevens | 1 | Petroleum Liquids | IC |  | S | X | X |  |  | 1 | 0.8 | 1 | 1 | 1 | N |  |  | SB | Y | 5 | 2004 |  |  | N | Commercial Non-CHP | 4 | B: X; PC: DFO |  |  |  | N |  |  | 10M | [23 empty] | N | N | N
58163 | POET Biorefining Lake Crystal | 58197 | POET Biorefining Lake Crystal | MN | Blue Earth | 2 | Natural Gas Steam Turbine | ST |  | S | X | X |  |  | 1 | 0.8 | 1 | 1 | 0 | N |  |  | OP | X | 4 | 2005 |  |  | Y | Industrial CHP | 7 | [11 empty] | N | N |  | 12H | [23 empty] | N | N | bar: B to PC; NG
58569 | City of Rochester | 58617 | Water Reclamation Plant | MN | Olmsted | GEN1 | Other Waste Biomass | IC |  | S | X | X |  |  | 1 | 0.8 | 0.3 | 0.3 | 0.3 | N |  |  | OP | X | 3 | 2003 |  |  | Y | Commercial CHP | 5 | B: T; PC: OBG; NG: NG |  |  |  | N | N |  | 10M | [23 empty] | Y | N | N
58569 | City of Rochester | 58617 | Water Reclamation Plant | MN | Olmsted | GEN2 | Other Waste Biomass | IC |  | S | X | X |  |  | 1 | 0.8 | 0.3 | 0.3 | 0.3 | N |  |  | OP | X | 8 | 2008 |  |  | Y | Commercial CHP | 5 | B: T; PC: OBG; NG: NG |  |  |  | N | N |  | 10M | [23 empty] | Y | N | N
12286 | Melrose Public Utilities | 58929 | Melrose 2 | MN | Stearns | 12286 | Petroleum Liquids | IC |  | S | X | X |  |  | 1 | 0.9 | 0.9 | 0.9 | 0.8 | N |  |  | OP | X | 3 | 2014 |  |  | N | Electric Utility | 1 | B: X; PC: DFO |  |  |  | N |  |  | 10M | [23 empty] | N |  | N
29305 | City of Madelia - (MN) | 30 | Madelia | MN | Watonwan | 3 | Petroleum Liquids | IC |  | S | X | X |  |  | 1.1 | 0.8 | 0.9 | 1 | 0.6 | N |  |  | OP | X | 1 | 1959 |  |  | N | Electric Utility | 1 | B: X; PC: DFO; NG: NG |  |  |  | N | N |  | 1H | [23 empty] | Y | Y | Y
1883 | Blue Earth Light & Water | 1967 | Blue Earth | MN | Faribault | IC7 | Petroleum Liquids | IC |  | S | X | X |  |  | 1.1 | 0.9 | 1.1 | 1.1 | 0.5 | N |  |  | OP | X | 9 | 2015 |  |  | N | Electric Utility | 1 | B: X; PC: DFO |  |  |  | N |  |  | 1H | [23 empty] | N | N
5015 | Delano Municipal Utilities | 1969 | Delano | MN | Wright | 2 | Natural Gas Internal Combustion Engine | IC |  | S | X | X |  |  | 1.1 | 0.8 | 1.1 | 1.1 | 0.3 | N |  |  | OP | X | 11 | 1972 |  |  | N | Electric Utility | 1 | B: X; PC: NG; NG: DFO |  |  |  | N | N |  | 1H | [20 empty] | N |  |  | N | N | N
9650 | City of Janesville - (MN) | 1982 | Janesville | MN | Waseca | 1 | Petroleum Liquids | IC |  | S | X | X |  |  | 1.1 | 0.8 | 0.9 | 1 | 0.5 | N |  |  | OP | X | 5 | 1965 |  |  | N | Electric Utility | 1 | B: X; PC: DFO; NG: NG |  |  |  | N | N |  | 1H | [20 empty] | N |  |  | Y | Y | Y
12286 | Melrose Public Utilities | 1994 | Melrose | MN | Stearns | 2 | Petroleum Liquids | IC |  | S | X | X | NSP.MRES.MLRS |  | 1.1 | 0.85 | 1.1 | 1.1 | 0.8 | N |  |  | OP | X | 7 | 1948 |  |  | N | Electric Utility | 1 | B: X; PC: DFO |  |  |  | N |  |  | 1H | [23 empty] | N |  | N
12900 | City of Mora - (MN) | 1997 | Mora | MN | Kanabec | 2 | Natural Gas Internal Combustion Engine | IC |  | S | X | X |  |  | 1.1 | 0.8 | 1.2 | 1.2 | 0.2 | N |  |  | OP | X | 9 | 1957 |  |  | N | Electric Utility | 1 | B: X; PC: NG; NG: DFO |  |  |  | N | N |  | 1H | [23 empty] | Y | N | Y
13048 | City of Mountain Lake - (MN) | 1998 | Mountain Lake | MN | Cottonwood | 2 | Petroleum Liquids | IC |  | S | X | X |  |  | 1.1 | 1 | 0.9 | 1.1 | 0.9 | N |  |  | OP | X | 5 | 1954 |  |  | N | Electric Utility | 1 | B: X; PC: DFO; NG: NG |  |  |  | N | N |  | 1H | [23 empty] | Y | Y | Y
15348 | Preston Public Utilities Comm | 2004 | Preston (MN) | MN | Fillmore | 5 | Natural Gas Internal Combustion Engine | IC |  | S | X | X |  |  | 1.1 | 0.8 | 1.1 | 1.1 | 0.8 | N |  |  | OP | X | 1 | 1954 |  |  | N | Electric Utility | 1 | B: X; PC: NG; NG: DFO |  |  |  | N |  |  | 1H | [23 empty] | Y | Y | Y
17824 | Spring Valley Pub Utils Comm | 2013 | Spring Valley | MN | Fillmore | 2 | Petroleum Liquids | IC |  | S | X | X | ALTW.SPRVAUN1 | ALTW.SPRVAUN1 | 1.1 | 0.8 | 1.1 | 1.1 | 1 | N |  |  | OP | X | 1 | 1952 |  |  | N | Electric Utility | 1 | B: X; PC: DFO; NG: NG |  |  |  | N | N |  | 1H | [23 empty] | Y | N | Y
29295 | City of Wells - (MN) | 2020 | Wells IC | MN | Faribault | 3 | Petroleum Liquids | IC |  | S | X | X |  |  | 1.1 | 0.8 | 1.1 | 1.1 | 0.9 | N |  |  | OP | X | 11 | 1950 |  |  | N | Electric Utility | 1 | B: X; PC: DFO; NG: NG |  |  |  | N | N |  | 10M | [20 empty] | N |  |  | Y | N | Y
295 | City of Alexandria - (MN) | 1958 | Alexandria | MN | Douglas | IC1 | Petroleum Liquids | IC |  | S | X | X | OTP.MRES |  | 1.2 | 0.8 | 1 | 1 | 0.1 | N |  |  | SB | Y | 1 | 1948 |  |  | N | Electric Utility | 1 | B: X; PC: DFO |  |  |  | N | N |  | 1H | [23 empty] | N |  | N
1871 | City of Blooming Prairie - (MN) | 1966 | Blooming Prairie | MN | Steele | 4 | Petroleum Liquids | IC |  | S | X | X |  |  | 1.2 | 0.96 | 1.3 | 1.3 | 0.8 | N |  |  | SB | Y | 8 | 1974 |  |  | N | Electric Utility | 1 | B: X; PC: DFO |  |  |  | N |  |  | 1H | [23 empty] | N
5015 | Delano Municipal Utilities | 1969 | Delano | MN | Wright | 6 | Petroleum Liquids | IC |  | S | X | X |  |  | 1.2 | 0.8 | 1.2 | 1.2 | 0.4 | N |  |  | OP | X | 8 | 1989 |  |  | N | Electric Utility | 1 | B: X; PC: DFO |  |  |  | N | N |  | 1H | [23 empty] | N |  | N
10596 | City of Lake Crystal - (MN) | 1985 | Lake Crystal | MN | Blue Earth | 4 | Petroleum Liquids | IC |  | S | X | X |  |  | 1.2 | 0.95 | 1.2 | 1.2 | 1.2 | N |  |  | OP | X | 5 | 1955 |  |  | N | Electric Utility | 1 | B: X; PC: DFO |  |  |  | N | N |  | 10M | [23 empty] | N | N | N
15387 | Princeton Public Utils Comm | 2005 | Princeton (MN) | MN | Mille Lacs | 4 | Petroleum Liquids | IC |  | S | X | X | GRE.PRINC1 | GRE.PRINC1 | 1.2 | 0.8 | 1.3 | 1.3 | 1 | N |  |  | OP | X | 9 | 1967 |  |  | N | Electric Utility | 1 | B: X; PC: DFO |  |  |  | N | N |  | 1H | [23 empty] | N | N | N
18820 | City of Thief River Falls | 2014 | Thief River Falls | MN | Pennington | IC2 | Petroleum Liquids | IC |  | S | X | X |  |  | 1.2 | 0.8 | 1 | 1 | 0.2 | N |  |  | OP | X | 2 | 1952 |  |  | N | Electric Utility | 1 | B: X; PC: DFO |  |  |  | N | N |  | 1H | [23 empty] | N | N | N
18820 | City of Thief River Falls | 2014 | Thief River Falls | MN | Pennington | IC3A | Petroleum Liquids | IC |  | S | X | X |  |  | 1.2 | 0.8 | 1.2 | 1.2 | 0 | N |  |  | OP | X | 2 | 2001 |  |  | N | Electric Utility | 1 | B: X; PC: DFO |  |  |  | N | N |  | 1H | [23 empty] | N | N | N
10622 | City of Lakefield - (MN) | 7415 | Lakefield Utilities | MN | Jackson | 5 | Petroleum Liquids | IC |  | S | X | X | ALTW.MRES |  | 1.2 | 0.8 | 1 | 1 | 0.8 | N |  |  | OP | X | 2 | 1985 |  |  | N | Electric Utility | 1 | B: X; PC: DFO | [6 empty] | 10M | [23 empty] | N
18981 | Thomson Corp | 57207 | Thomson Reuters Data Center Bldg ES101 | MN | Dakota | 1 | Petroleum Liquids | IC |  | S | X | X |  |  | 1.2 | 0.8 | 0.6 | 0.4 | 0 | N |  |  | SB | N | 5 | 2009 |  |  | N | Commercial Non-CHP | 4 | B: X; PC: DFO |  |  |  | N | N |  | 1H | [20 empty] | N |  |  | N | N | N
29305 | City of Madelia - (MN) | 30 | Madelia | MN | Watonwan | 5 | Petroleum Liquids | IC |  | S | X | X |  |  | 1.3 | 0.8 | 1.1 | 1.2 | 0.7 | N |  |  | OP | X | 3 | 1954 |  |  | N | Electric Utility | 1 | B: X; PC: DFO; NG: NG |  |  |  | N | N |  | 1H | [23 empty] | Y | Y | Y
1871 | City of Blooming Prairie - (MN) | 1966 | Blooming Prairie | MN | Steele | 7 | Petroleum Liquids | IC |  | S | X | X |  |  | 1.3 | 0.96 | 1.3 | 1.3 | 1.3 | N |  |  | SB | Y | 10 | 2012 |  |  | N | Electric Utility | 1 | B: X; PC: DFO |  |  |  | N |  |  | 1H |  |  |  | N | [19 empty] | N | N | N
5015 | Delano Municipal Utilities | 1969 | Delano | MN | Wright | 3 | Natural Gas Internal Combustion Engine | IC |  | S | X | X |  |  | 1.3 | 0.8 | 1.3 | 1.3 | 0.4 | N |  |  | OP | X | 3 | 1973 |  |  | N | Electric Utility | 1 | B: X; PC: NG; NG: DFO |  |  |  | N | N |  | 1H | [20 empty] | N |  |  | N | N | N
7292 | Glencoe Light & Power Comm | 1975 | Glencoe | MN | McLeod | 5 | Petroleum Liquids | IC |  | S | X | X |  |  | 1.3 | 0.8 | 1 | 1 | 0.5 | N |  |  | OP | X | 6 | 1957 |  |  | N | Electric Utility | 1 | B: X; PC: DFO; NG: NG |  |  |  | N | N |  | 1H | [23 empty] | Y | Y | Y
9650 | City of Janesville - (MN) | 1982 | Janesville | MN | Waseca | 2 | Petroleum Liquids | IC |  | S | X | X |  |  | 1.3 | 0.8 | 1.1 | 1.2 | 0.6 | N |  |  | OP | X | 5 | 1972 |  |  | N | Electric Utility | 1 | B: X; PC: DFO; NG: NG |  |  |  | N | N |  | 1H | [20 empty] | N |  |  | Y | Y | Y
12897 | Moose Lake Water & Light Comm | 1996 | Moose Lake | MN | Carlton | 1 | Petroleum Liquids | IC |  | S | X | X |  |  | 1.3 | 0.8 | 1.3 | 1.3 | 1.3 | N |  |  | SB | Y | 7 | 1973 |  |  | N | Electric Utility | 1 | B: X; PC: DFO |  |  |  | N | N |  | 1H | [23 empty] | N | N | N
13048 | City of Mountain Lake - (MN) | 1998 | Mountain Lake | MN | Cottonwood | 5 | Petroleum Liquids | IC |  | S | X | X |  |  | 1.3 | 1 | 1.2 | 1.3 | 1.2 | N |  |  | OP | X | 5 | 1959 |  |  | N | Electric Utility | 1 | B: X; PC: DFO; NG: NG |  |  |  | N | N |  | 1H | [23 empty] | Y | Y | Y
29295 | City of Wells - (MN) | 2020 | Wells IC | MN | Faribault | 1 | Petroleum Liquids | IC |  | S | X | X |  |  | 1.3 | 0.8 | 1.3 | 1.3 | 1 | N |  |  | OP | X | 3 | 1953 |  |  | N | Electric Utility | 1 | B: X; PC: DFO; NG: NG |  |  |  | N | N |  | 10M | [20 empty] | N |  |  | Y | N | Y
29295 | City of Wells - (MN) | 2020 | Wells IC | MN | Faribault | 2 | Petroleum Liquids | IC |  | S | X | X |  |  | 1.3 | 0.8 | 1.3 | 1.3 | 1 | N |  |  | OP | X | 4 | 1957 |  |  | N | Electric Utility | 1 | B: X; PC: DFO; NG: NG |  |  |  | N | N |  | 10M | [20 empty] | N |  |  | Y | N | Y
14232 | Otter Tail Power Co | 7947 | Solway CT | MN | Beltrami | D1 | Petroleum Liquids | IC |  | S | X | X |  |  | 1.3 | 0.8 | 1.3 | 1.3 | 0.1 | N |  |  | OP | X | 8 | 2005 |  |  | N | Electric Utility | 1 | B: X; PC: DFO |  |  |  | N |  |  | 10M | [23 empty] | N
18820 | City of Thief River Falls | 2014 | Thief River Falls | MN | Pennington | IC4 | Petroleum Liquids | IC |  | S | X | X |  |  | 1.4 | 0.8 | 1.2 | 1.2 | 0.2 | N |  |  | OP | X | 10 | 1948 |  |  | N | Electric Utility | 1 | B: X; PC: DFO |  |  |  | N | N |  | 1H | [23 empty] | N | N | N
1883 | Blue Earth Light & Water | 1967 | Blue Earth | MN | Faribault | IC1 | Petroleum Liquids | IC |  | S | X | X |  |  | 1.5 | 0.9 | 1.5 | 1.5 | 0.5 | N |  |  | OP | X | 11 | 1960 |  |  | N | Electric Utility | 1 | B: X; PC: DFO |  |  |  | N |  |  | 1H | [23 empty] | N | N | N
1883 | Blue Earth Light & Water | 1967 | Blue Earth | MN | Faribault | IC3 | Petroleum Liquids | IC |  | S | X | X |  |  | 1.6 | 0.9 | 1.6 | 1.6 | 0.5 | N |  |  | OP | X | 11 | 1993 |  |  | N | Electric Utility | 1 | B: X; PC: DFO |  |  |  | N |  |  | 1H | [23 empty] | N | N
1883 | Blue Earth Light & Water | 1967 | Blue Earth | MN | Faribault | IC4 | Petroleum Liquids | IC |  | S | X | X |  |  | 1.6 | 0.9 | 1.6 | 1.6 | 0.5 | N |  |  | OP | X | 11 | 1993 |  |  | N | Electric Utility | 1 | B: X; PC: DFO |  |  |  | N |  |  | 1H | [23 empty] | N | N
1883 | Blue Earth Light & Water | 1967 | Blue Earth | MN | Faribault | IC5 | Petroleum Liquids | IC |  | S | X | X |  |  | 1.6 | 0.9 | 1.6 | 1.6 | 0.5 | N |  |  | OP | X | 11 | 1993 |  |  | N | Electric Utility | 1 | B: X; PC: DFO |  |  |  | N |  |  | 1H | [23 empty] | N
54842 | WM Renewable Energy LLC | 54939 | EKS Landfill | MN | Dakota | UNT1 | Landfill Gas | IC |  | S | X | X | NSPC | NSPC | 1.6 | 0.98 | 1.5 | 1.5 | 1 | N |  |  | OP | X | 5 | 1994 |  |  | N | IPP Non-CHP | 2 | B: X; PC: LFG |  |  |  | N |  |  | 1H | [23 empty] | N | N | N
54842 | WM Renewable Energy LLC | 54939 | EKS Landfill | MN | Dakota | UNT2 | Landfill Gas | IC |  | S | X | X | NSPC | NSPC | 1.6 | 0.98 | 1.5 | 1.5 | 1 | N |  |  | OP | X | 5 | 1994 |  |  | N | IPP Non-CHP | 2 | B: X; PC: LFG |  |  |  | N |  |  | 1H | [23 empty] | N | N | N
54842 | WM Renewable Energy LLC | 54939 | EKS Landfill | MN | Dakota | UNT4 | Landfill Gas | IC |  | S | X | X | NSPC | NSPC | 1.6 | 0.98 | 1.5 | 1.5 | 1 | N |  |  | OP | X | 7 | 2011 |  |  | N | IPP Non-CHP | 2 | B: X; PC: LFG | [6 empty] | 1H | [23 empty] | N | N | N
40580 | Southern Minnesota Mun P Agny | 57903 | SMMPA Methane Energy Facility | MN | Kanabec | UNIT1 | Landfill Gas | IC |  | S | X | X |  |  | 1.6 | 0.8 | 1.5 | 1.5 | 1.2 | N |  |  | OP | X | 4 | 2012 |  |  | N | Electric Utility | 1 | B: X; PC: LFG |  |  |  | N |  |  | 1H | [23 empty] | N
21995 | Olmsted County Public Works | 50413 | Olmsted Waste Energy | MN | Olmsted | DGCAT | Petroleum Liquids | IC |  | S | X | X |  |  | 1.7 | 1 | 1.3 | 1.3 | 0.2 | N |  |  | SB | N | 10 | 2009 |  |  | N | Commercial CHP | 5 | B: X; PC: DFO |  |  |  | N | N |  | 10M | [23 empty] | N | N | N
13781 | Northern States Power Co - Minnesota | 1913 | Inver Hills | MN | Dakota | 7 | Petroleum Liquids | GT |  | S | X | X |  |  | 1.8 | 0.8 | 1.8 | 1.8 | 0.8 | N |  |  | SB | Y | 6 | 1997 | 12 | 2026 | N | Electric Utility | 1 | B: X; PC: DFO |  |  |  | N | N |  | 1H | [23 empty] | N
13781 | Northern States Power Co - Minnesota | 1913 | Inver Hills | MN | Dakota | 8 | Petroleum Liquids | GT |  | S | X | X |  |  | 1.8 | 0.8 | 1.8 | 1.8 | 0.8 | N |  |  | SB | Y | 6 | 1997 | 12 | 2026 | N | Electric Utility | 1 | B: X; PC: DFO |  |  |  | N | N |  | 1H | [23 empty] | N
1573 | City of Benson - (MN) | 1964 | Benson City of | MN | Swift | 10 | Petroleum Liquids | IC |  | S | X | X | OTP.MRES |  | 1.8 | 0.8 | 1.8 | 1.8 | 0.4 | N |  |  | OP | X | 5 | 2002 |  |  | N | Electric Utility | 1 | B: X; PC: DFO |  |  |  | N |  |  | 10M | [23 empty] | N
1573 | City of Benson - (MN) | 1964 | Benson City of | MN | Swift | 11 | Petroleum Liquids | IC |  | S | X | X | OTP.MRES |  | 1.8 | 0.8 | 1.8 | 1.8 | 0.4 | N |  |  | OP | X | 5 | 2002 |  |  | N | Electric Utility | 1 | B: X; PC: DFO |  |  |  | N |  |  | 10M | [23 empty] | N
1573 | City of Benson - (MN) | 1964 | Benson City of | MN | Swift | 7 | Petroleum Liquids | IC |  | S | X | X | OTP.MRES |  | 1.8 | 0.8 | 1.8 | 1.8 | 0.4 | N |  |  | OP | X | 5 | 2002 |  |  | N | Electric Utility | 1 | B: X; PC: DFO |  |  |  | N |  |  | 10M | [23 empty] | N
1573 | City of Benson - (MN) | 1964 | Benson City of | MN | Swift | 8 | Petroleum Liquids | IC |  | S | X | X | OTP.MRES |  | 1.8 | 0.8 | 1.8 | 1.8 | 0.4 | N |  |  | OP | X | 5 | 2002 |  |  | N | Electric Utility | 1 | B: X; PC: DFO |  |  |  | N |  |  | 10M | [23 empty] | N
1573 | City of Benson - (MN) | 1964 | Benson City of | MN | Swift | 9 | Petroleum Liquids | IC |  | S | X | X | OTP.MRES |  | 1.8 | 0.8 | 1.8 | 1.8 | 0.4 | N |  |  | OP | X | 5 | 2002 |  |  | N | Electric Utility | 1 | B: X; PC: DFO |  |  |  | N |  |  | 10M | [23 empty] | N
1883 | Blue Earth Light & Water | 1967 | Blue Earth | MN | Faribault | IC6 | Petroleum Liquids | IC |  | S | X | X |  |  | 1.8 | 0.9 | 1.8 | 1.8 | 0.5 | N |  |  | OP | X | 2 | 1996 |  |  | N | Electric Utility | 1 | B: X; PC: DFO |  |  |  | N |  |  | 1H | [23 empty] | N | N
1883 | Blue Earth Light & Water | 1967 | Blue Earth | MN | Faribault | IC8 | Petroleum Liquids | IC |  | S | X | X |  |  | 1.8 | 0.9 | 1.8 | 1.8 | 0.5 | N |  |  | OP | X | 9 | 2015 |  |  | N | Electric Utility | 1 | B: X; PC: DFO |  |  |  | N |  |  | 1H | [23 empty] | N | N
9650 | City of Janesville - (MN) | 1982 | Janesville | MN | Waseca | 4 | Petroleum Liquids | IC |  | S | X | X |  |  | 1.8 | 0.8 | 1.8 | 1.8 | 0.9 | N |  |  | OP | X | 12 | 1998 |  |  | N | Electric Utility | 1 | B: X; PC: DFO |  |  |  | N | N |  | 1H | [20 empty] | N |  |  | N | N | N
10179 | Kenyon Municipal Utilities | 1983 | Kenyon Municipal | MN | Goodhue | 5 | Petroleum Liquids | IC |  | S | X | X |  |  | 1.8 | 0.8 | 1.8 | 1.8 | 0 | N |  |  | SB | Y | 8 | 1997 |  |  | N | Electric Utility | 1 | B: X; PC: DFO |  |  |  | N | N |  | 10M | [23 empty] | N | N | N
10179 | Kenyon Municipal Utilities | 1983 | Kenyon Municipal | MN | Goodhue | 6 | Petroleum Liquids | IC |  | S | X | X |  |  | 1.8 | 0.8 | 1.8 | 1.8 | 0 | N |  |  | SB | Y | 8 | 1997 |  |  | N | Electric Utility | 1 | B: X; PC: DFO |  |  |  | N | N |  | 10M | [23 empty] | N | N | N
10179 | Kenyon Municipal Utilities | 1983 | Kenyon Municipal | MN | Goodhue | 7 | Petroleum Liquids | IC |  | S | X | X |  |  | 1.8 | 0.8 | 1.8 | 1.8 | 0 | N |  |  | SB | Y | 8 | 1997 |  |  | N | Electric Utility | 1 | B: X; PC: DFO |  |  |  | N | N |  | 10M | [23 empty] | N | N | N
13048 | City of Mountain Lake - (MN) | 1998 | Mountain Lake | MN | Cottonwood | 6 | Petroleum Liquids | IC |  | S | X | X |  |  | 1.8 | 1 | 1.8 | 1.8 | 1.8 | N |  |  | OP | X | 2 | 1998 |  |  | N | Electric Utility | 1 | B: X; PC: DFO |  |  |  | N | N |  | 1H | [23 empty] | N
13048 | City of Mountain Lake - (MN) | 1998 | Mountain Lake | MN | Cottonwood | 7 | Petroleum Liquids | IC |  | S | X | X |  |  | 1.8 | 1 | 1.8 | 1.8 | 1.8 | N |  |  | OP | X | 1 | 1998 |  |  | N | Electric Utility | 1 | B: X; PC: DFO |  |  |  | N | N |  | 1H | [23 empty] | N
17320 | Sleepy Eye Public Utility Comm | 2011 | Sleepy Eye | MN | Brown | 1A | Petroleum Liquids | IC |  | S | X | X | NSP.CMMPA.SE | MISO | 1.8 | 0.8 | 1.8 | 1.8 | 0.2 | N |  |  | SB | Y | 4 | 1999 |  |  | N | Electric Utility | 1 | B: X; PC: DFO |  |  |  | N | N |  | 1H |  |  |  | N | [19 empty] | N
17320 | Sleepy Eye Public Utility Comm | 2011 | Sleepy Eye | MN | Brown | 5 | Petroleum Liquids | IC |  | S | X | X | NSP.CMMPA.SE |  | 1.8 | 0.8 | 1.8 | 1.8 | 0.2 | N |  |  | SB | Y | 6 | 1996 |  |  | N | Electric Utility | 1 | B: X; PC: DFO |  |  |  | N | N |  | 1H | [23 empty] | N |  | N
17320 | Sleepy Eye Public Utility Comm | 2011 | Sleepy Eye | MN | Brown | IC4 | Petroleum Liquids | IC |  | S | X | X | NSP.CMMPA.SE |  | 1.8 | 0.8 | 1.8 | 1.8 | 0.2 | N |  |  | SB | Y | 7 | 1995 |  |  | N | Electric Utility | 1 | B: X; PC: DFO |  |  |  | N | N |  | 1H | [23 empty] | N |  | N
17836 | Springfield Public Utils Comm - (MN) | 2012 | Springfield (MN) | MN | Brown | 5 | Petroleum Liquids | IC |  | S | X | X |  |  | 1.8 | 1 | 1.8 | 1.8 | 0.5 | N |  |  | OP | X | 6 | 1994 |  |  | N | Electric Utility | 1 | B: X; PC: DFO |  |  |  | N |  |  | 10M | [23 empty] | N | N | N
17836 | Springfield Public Utils Comm - (MN) | 2012 | Springfield (MN) | MN | Brown | 6 | Petroleum Liquids | IC |  | S | X | X |  |  | 1.8 | 1 | 1.8 | 1.8 | 0.5 | N |  |  | OP | X | 4 | 1996 |  |  | N | Electric Utility | 1 | B: X; PC: DFO |  |  |  | N |  |  | 10M | [23 empty] | N | N | N
17836 | Springfield Public Utils Comm - (MN) | 2012 | Springfield (MN) | MN | Brown | 7 | Petroleum Liquids | IC |  | S | X | X |  |  | 1.8 | 1 | 1.8 | 1.8 | 0.5 | N |  |  | OP | X | 4 | 1998 |  |  | N | Electric Utility | 1 | B: X; PC: DFO |  |  |  | N | N |  | 10M | [23 empty] | N | N | N
17836 | Springfield Public Utils Comm - (MN) | 2012 | Springfield (MN) | MN | Brown | 8 | Petroleum Liquids | IC |  | S | X | X |  |  | 1.8 | 1 | 1.8 | 1.8 | 0.5 | N |  |  | OP | X | 4 | 1998 |  |  | N | Electric Utility | 1 | B: X; PC: DFO |  |  |  | N | N |  | 10M | [23 empty] | N | N
17836 | Springfield Public Utils Comm - (MN) | 2012 | Springfield (MN) | MN | Brown | 9 | Petroleum Liquids | IC |  | S | X | X |  |  | 1.8 | 1 | 1.8 | 1.8 | 0.5 | N |  |  | OS | X | 3 | 2001 |  |  | N | Electric Utility | 1 | B: X; PC: DFO |  |  |  | N | N |  | 10M | [23 empty] | N | N
63000 | City of Truman | 2015 | Truman | MN | Martin | 6 | Petroleum Liquids | IC |  | S | X | X |  |  | 1.8 | 0.8 | 1.8 | 1.8 | 0 | N |  |  | SB | Y | 7 | 1997 |  |  | N | Electric Utility | 1 | B: X; PC: DFO |  |  |  | N | N |  | 1H | [23 empty] | N
20806 | City of Windom | 2023 | Windom | MN | Cottonwood | CAT2 | Petroleum Liquids | IC |  | S | X | X |  |  | 1.8 | 0.8 | 1.7 | 1.8 | 0.5 | N |  |  | SB | Y | 4 | 2001 |  |  | N | Electric Utility | 1 | B: X; PC: DFO |  |  |  | N | N |  | 1H | [23 empty] | N | N | N
20806 | City of Windom | 2023 | Windom | MN | Cottonwood | CAT3 | Petroleum Liquids | IC |  | S | X | X |  |  | 1.8 | 0.8 | 1.7 | 1.8 | 0.5 | N |  |  | SB | Y | 4 | 2001 |  |  | N | Electric Utility | 1 | B: X; PC: DFO |  |  |  | N | N |  | 1H | [23 empty] | N | N | N
20806 | City of Windom | 2023 | Windom | MN | Cottonwood | CAT4 | Petroleum Liquids | IC |  | S | X | X |  |  | 1.8 | 0.8 | 1.7 | 1.8 | 0.5 | N |  |  | SB | Y | 4 | 2001 |  |  | N | Electric Utility | 1 | B: X; PC: DFO |  |  |  | N | N |  | 1H | [23 empty] | N | N | N
16181 | Rochester Public Utilities | 56269 | IBM West | MN | Olmsted | 1 | Petroleum Liquids | IC |  | S | X | X |  |  | 1.8 | 0.95 | 1.8 | 1.8 | 0.5 | N |  |  | SB | Y | 10 | 2005 |  |  | N | Electric Utility | 1 | B: X; PC: DFO |  |  |  | N |  |  | 10M | [23 empty] | N
16181 | Rochester Public Utilities | 56269 | IBM West | MN | Olmsted | 2 | Petroleum Liquids | IC |  | S | X | X |  |  | 1.8 | 0.95 | 1.8 | 1.8 | 0.5 | N |  |  | SB | Y | 10 | 2005 |  |  | N | Electric Utility | 1 | B: X; PC: DFO |  |  |  | N |  |  | 10M | [23 empty] | N
58828 | St. Olaf College | 58996 | St. Olaf StandBy Generators | MN | Rice | SBIC2 | Petroleum Liquids | IC |  | S | X | X |  |  | 1.8 | 0.95 | 1.7 | 1.3 | 0 | N |  |  | SB | Y | 6 | 1999 |  |  | N | IPP Non-CHP | 2 | B: X; PC: DFO |  |  |  | N | N |  | 10M | [20 empty] | N |  |  | N |  | N
58828 | St. Olaf College | 58996 | St. Olaf StandBy Generators | MN | Rice | SBIC3 | Petroleum Liquids | IC |  | S | X | X |  |  | 1.8 | 0.95 | 1.7 | 1.3 | 0 | N |  |  | SB | Y | 6 | 1999 |  |  | N | IPP Non-CHP | 2 | B: X; PC: DFO |  |  |  | N | N |  | 10M | [20 empty] | N |  |  | N |  | N
21995 | Olmsted County Public Works | 50413 | Olmsted Waste Energy | MN | Olmsted | TGI | Municipal Solid Waste | ST |  | S | X | X |  |  | 1.9 | 1 | 1.4 | 1.4 | 0.4 | N |  |  | OP | X | 4 | 1987 |  |  | Y | Commercial CHP | 5 | B: T; PC: MSW; NG: NG |  |  |  | N | N |  | 1H | [23 empty] | N | N | N
29305 | City of Madelia - (MN) | 30 | Madelia | MN | Watonwan | 2 | Petroleum Liquids | IC |  | S | X | X |  |  | 2 | 0.8 | 1.8 | 2 | 1 | N |  |  | OP | X | 6 | 1965 |  |  | N | Electric Utility | 1 | B: X; PC: DFO; NG: NG |  |  |  | N | N |  | 1H | [23 empty] | Y | Y | Y
17876 | City of St James - (MN) | 1929 | St James | MN | Watonwan | 1 | Petroleum Liquids | IC |  | S | X | X | NSP.MRES.STJM |  | 2 | 0.8 | 2 | 2 | 1.5 | N |  |  | OP | X | 7 | 2002 |  |  | N | Electric Utility | 1 | B: X; PC: DFO |  |  |  | N |  |  | 10M | [23 empty] | N
17876 | City of St James - (MN) | 1929 | St James | MN | Watonwan | 2 | Petroleum Liquids | IC |  | S | X | X | NSP.MRES.STJM |  | 2 | 0.8 | 2 | 2 | 1.5 | N |  |  | OP | X | 7 | 2002 |  |  | N | Electric Utility | 1 | B: X; PC: DFO |  |  |  | N |  |  | 10M | [23 empty] | N
17876 | City of St James - (MN) | 1929 | St James | MN | Watonwan | 3 | Petroleum Liquids | IC |  | S | X | X | NSP.MRES.STJM |  | 2 | 0.8 | 2 | 2 | 1.5 | N |  |  | OP | X | 7 | 2002 |  |  | N | Electric Utility | 1 | B: X; PC: DFO |  |  |  | N |  |  | 10M | [23 empty] | N
17876 | City of St James - (MN) | 1929 | St James | MN | Watonwan | 4 | Petroleum Liquids | IC |  | S | X | X | NSP.MRES.STJM |  | 2 | 0.8 | 2 | 2 | 1.5 | N |  |  | OP | X | 7 | 2002 |  |  | N | Electric Utility | 1 | B: X; PC: DFO |  |  |  | N |  |  | 10M | [23 empty] | N
17876 | City of St James - (MN) | 1929 | St James | MN | Watonwan | 5 | Petroleum Liquids | IC |  | S | X | X | NSP.MRES.STJM |  | 2 | 0.8 | 2 | 2 | 1.5 | N |  |  | OP | X | 7 | 2002 |  |  | N | Electric Utility | 1 | B: X; PC: DFO |  |  |  | N |  |  | 10M | [23 empty] | N
17876 | City of St James - (MN) | 1929 | St James | MN | Watonwan | 6 | Petroleum Liquids | IC |  | S | X | X | NSP.MRES.STJM |  | 2 | 0.8 | 2 | 2 | 1.5 | N |  |  | OP | X | 7 | 2002 |  |  | N | Electric Utility | 1 | B: X; PC: DFO |  |  |  | N |  |  | 10M | [23 empty] | N
150 | Adrian Public Utilities Comm | 1956 | Adrian | MN | Nobles | 5 | Petroleum Liquids | IC |  | S | X | X | ALTW.MRES |  | 2 | 0.8 | 2 | 2 | 0.8 | N |  |  | OP | X | 5 | 2005 |  |  | N | Electric Utility | 1 | B: X; PC: DFO |  |  |  | N |  |  | 10M | [23 empty] | N
1871 | City of Blooming Prairie - (MN) | 1966 | Blooming Prairie | MN | Steele | 6 | Petroleum Liquids | IC |  | S | X | X |  |  | 2 | 0.96 | 1.9 | 1.9 | 1 | N |  |  | SB | Y | 4 | 2009 |  |  | N | Electric Utility | 1 | B: X; PC: DFO |  |  |  | N |  |  | 10M | [23 empty] | N | N | N
6138 | City of Fairfax - (MN) | 1972 | Fairfax | MN | Renville | 2A | Petroleum Liquids | IC |  | S | X | X |  |  | 2 | 0.8 | 1.9 | 1.9 | 1.5 | N |  |  | SB | Y | 8 | 2001 |  |  | N | Electric Utility | 1 | B: X; PC: DFO |  |  |  | N |  |  | 10M | [23 empty] | N | N | N
7487 | City of Grand Marais - (MN) | 1976 | Grand Marais | MN | Cook | 8 | Petroleum Liquids | IC |  | S | X | X |  |  | 2 | 0.8 | 1.8 | 1.8 | 1.8 | N |  |  | OP | X | 2 | 2004 |  |  | N | Electric Utility | 1 | B: X; PC: DFO |  |  |  | N |  |  | 10M | [23 empty] | N
7487 | City of Grand Marais - (MN) | 1976 | Grand Marais | MN | Cook | 9 | Petroleum Liquids | IC |  | S | X | X |  |  | 2 | 0.8 | 1.8 | 1.8 | 1.8 | N |  |  | OP | X | 2 | 2004 |  |  | N | Electric Utility | 1 | B: X; PC: DFO |  |  |  | N |  |  | 10M | [23 empty] | N
10596 | City of Lake Crystal - (MN) | 1985 | Lake Crystal | MN | Blue Earth | 3 | Petroleum Liquids | IC |  | S | X | X |  |  | 2 | 0.95 | 2 | 2 | 2 | N |  |  | OP | X | 5 | 1971 |  |  | N | Electric Utility | 1 | B: X; PC: DFO |  |  |  | N | N |  | 10M | [23 empty] | N | N | N
10596 | City of Lake Crystal - (MN) | 1985 | Lake Crystal | MN | Blue Earth | 5 | Petroleum Liquids | IC |  | S | X | X |  |  | 2 | 0.95 | 2 | 2 | 2 | N |  |  | OP | X | 11 | 1999 |  |  | N | Electric Utility | 1 | B: X; PC: DFO |  |  |  | N | N |  | 10M | [23 empty] | N | N | N
13048 | City of Mountain Lake - (MN) | 1998 | Mountain Lake | MN | Cottonwood | 4 | Petroleum Liquids | IC |  | S | X | X |  |  | 2 | 1 | 1.8 | 1.9 | 1.8 | N |  |  | OP | X | 5 | 1968 |  |  | N | Electric Utility | 1 | B: X; PC: DFO; NG: NG |  |  |  | N | N |  | 1H | [23 empty] | Y | N | N
15348 | Preston Public Utilities Comm | 2004 | Preston (MN) | MN | Fillmore | 6 | Natural Gas Internal Combustion Engine | IC |  | S | X | X |  |  | 2 | 0.8 | 2.2 | 2.2 | 1.5 | N |  |  | OP | X | 1 | 1974 |  |  | N | Electric Utility | 1 | B: X; PC: NG; NG: DFO |  |  |  | N |  |  | 1H | [23 empty] | Y | Y | Y
17320 | Sleepy Eye Public Utility Comm | 2011 | Sleepy Eye | MN | Brown | 6 | Petroleum Liquids | IC |  | S | X | X | NSP.CMMPA.SE |  | 2 | 0.8 | 2 | 2 | 0.2 | N |  |  | SB | Y | 9 | 2009 |  |  | N | Electric Utility | 1 | B: X; PC: DFO |  |  |  | N | N |  | 1H | [23 empty] | N |  | N
17320 | Sleepy Eye Public Utility Comm | 2011 | Sleepy Eye | MN | Brown | 7 | Petroleum Liquids | IC |  | S | X | X | NSP.CMMPA.SE |  | 2 | 0.8 | 2 | 2 | 0.2 | N |  |  | SB | Y | 9 | 2009 |  |  | N | Electric Utility | 1 | B: X; PC: DFO |  |  |  | N | N |  | 1H | [23 empty] | N |  | N
17320 | Sleepy Eye Public Utility Comm | 2011 | Sleepy Eye | MN | Brown | NEW | Petroleum Liquids | IC |  | S | X | X | NSP.CMMPA.SE |  | 2 | 0.8 | 1.8 | 1.8 | 0.2 | N |  |  | SB | Y | 6 | 2001 |  |  | N | Electric Utility | 1 | B: X; PC: DFO |  |  |  | N | N |  | 1H | [23 empty] | N |  | N
17824 | Spring Valley Pub Utils Comm | 2013 | Spring Valley | MN | Fillmore | 3 | Petroleum Liquids | IC |  | S | X | X | ALTW.SPRVAUN1 | ALTW.SPRVAUN1 | 2 | 0.8 | 2 | 2 | 2 | N |  |  | OP | X | 5 | 1960 |  |  | N | Electric Utility | 1 | B: X; PC: DFO; NG: NG |  |  |  | N | N |  | 1H | [23 empty] | Y | N | Y
17824 | Spring Valley Pub Utils Comm | 2013 | Spring Valley | MN | Fillmore | 4 | Petroleum Liquids | IC |  | S | X | X | ALTW.SPRVAUN1 | ALTW.SPRVAUN1 | 2 | 0.8 | 2 | 2 | 2 | N |  |  | OP | X | 6 | 2009 |  |  | N | Electric Utility | 1 | B: X; PC: DFO |  |  |  | N | N |  | 1H | [23 empty] | N | N | N
17824 | Spring Valley Pub Utils Comm | 2013 | Spring Valley | MN | Fillmore | 5 | Petroleum Liquids | IC |  | S | X | X | ALTW.SPRVAUN1 | ALTW.SPRVAUN1 | 2 | 0.8 | 2 | 2 | 2 | N |  |  | OP | X | 6 | 2009 |  |  | N | Electric Utility | 1 | B: X; PC: DFO |  |  |  | N | N |  | 1H | [23 empty] | N | N | N
21013 | City of Worthington - (MN) | 2024 | Worthington | MN | Nobles | 1 | Petroleum Liquids | IC |  | S | X | X |  |  | 2 | 0.8 | 2 | 2 | 1.5 | N |  |  | OP | X | 8 | 2002 |  |  | N | Electric Utility | 1 | B: X; PC: DFO |  |  |  | N |  |  | 10M | [23 empty] | N
21013 | City of Worthington - (MN) | 2024 | Worthington | MN | Nobles | 2 | Petroleum Liquids | IC |  | S | X | X |  |  | 2 | 0.8 | 2 | 2 | 1.5 | N |  |  | OP | X | 8 | 2002 |  |  | N | Electric Utility | 1 | B: X; PC: DFO |  |  |  | N |  |  | 10M | [23 empty] | N
21013 | City of Worthington - (MN) | 2024 | Worthington | MN | Nobles | 3 | Petroleum Liquids | IC |  | S | X | X |  |  | 2 | 0.8 | 2 | 2 | 1.5 | N |  |  | OP | X | 8 | 2002 |  |  | N | Electric Utility | 1 | B: X; PC: DFO |  |  |  | N |  |  | 10M | [23 empty] | N
21013 | City of Worthington - (MN) | 2024 | Worthington | MN | Nobles | 4 | Petroleum Liquids | IC |  | S | X | X |  |  | 2 | 0.8 | 2 | 2 | 1.5 | N |  |  | OP | X | 8 | 2002 |  |  | N | Electric Utility | 1 | B: X; PC: DFO |  |  |  | N |  |  | 10M | [23 empty] | N
21013 | City of Worthington - (MN) | 2024 | Worthington | MN | Nobles | 5 | Petroleum Liquids | IC |  | S | X | X |  |  | 2 | 0.8 | 2 | 2 | 1.5 | N |  |  | OP | X | 8 | 2002 |  |  | N | Electric Utility | 1 | B: X; PC: DFO |  |  |  | N |  |  | 10M | [23 empty] | N
21013 | City of Worthington - (MN) | 2024 | Worthington | MN | Nobles | 6 | Petroleum Liquids | IC |  | S | X | X |  |  | 2 | 0.8 | 2 | 2 | 1.5 | N |  |  | OP | X | 8 | 2002 |  |  | N | Electric Utility | 1 | B: X; PC: DFO |  |  |  | N |  |  | 10M | [23 empty] | N
21013 | City of Worthington - (MN) | 2024 | Worthington | MN | Nobles | 7 | Petroleum Liquids | IC |  | S | X | X |  |  | 2 | 0.8 | 2 | 2 | 1.5 | N |  |  | OP | X | 2 | 2002 |  |  | N | Electric Utility | 1 | B: X; PC: DFO |  |  |  | N |  |  | 10M | [23 empty] | N
14232 | Otter Tail Power Co | 7505 | Fergus Control Ctr | MN | Otter Tail | 1 | Petroleum Liquids | IC |  | S | X | X |  |  | 2 | 0.8 | 2 | 2 | 1 | N |  |  | SB | Y | 10 | 1995 |  |  | N | Electric Utility | 1 | B: X; PC: DFO |  |  |  | N |  |  | 10M | [23 empty] | N
7570 | Great River Energy | 7925 | Lakefield Junction | MN | Martin | 7 | Petroleum Liquids | IC |  | S | X | X |  |  | 2 | 0.8 | 2 | 2 | 2 | N |  |  | SB | N | 4 | 2002 |  |  | N | Electric Utility | 1 | B: X; PC: DFO |  |  |  |  | N |  | 10M | [23 empty] | N | N
7494 | City of Granite Falls - (MN) | 7977 | Granite Falls 2 | MN | Yellow Medicine | 1 | Petroleum Liquids | IC |  | S | X | X |  |  | 2 | 0.8 | 2 | 2 | 2 | N |  |  | SB | Y | 5 | 2003 |  |  | N | Electric Utility | 1 | B: X; PC: DFO |  |  |  | N | N |  | 10M | [23 empty] | N
7494 | City of Granite Falls - (MN) | 7977 | Granite Falls 2 | MN | Yellow Medicine | 2 | Petroleum Liquids | IC |  | S | X | X |  |  | 2 | 0.8 | 2 | 2 | 2 | N |  |  | SB | Y | 5 | 2003 |  |  | N | Electric Utility | 1 | B: X; PC: DFO |  |  |  | N | N |  | 10M | [23 empty] | N
7494 | City of Granite Falls - (MN) | 7977 | Granite Falls 2 | MN | Yellow Medicine | 3 | Petroleum Liquids | IC |  | S | X | X |  |  | 2 | 0.8 | 2 | 2 | 2 | N |  |  | SB | Y | 5 | 2003 |  |  | N | Electric Utility | 1 | B: X; PC: DFO |  |  |  | N | N |  | 10M | [23 empty] | N
7969 | City of Halstad - (MN) | 8105 | Halstad | MN | Norman | 4 | Petroleum Liquids | IC |  | S | X | X |  |  | 2 | 0.8 | 1.9 | 1.9 | 1.6 | N |  |  | SB | Y | 9 | 2007 |  |  | N | Electric Utility | 1 | B: X; PC: DFO |  |  |  | N | N |  | 10M | [23 empty] | N | N | N
7969 | City of Halstad - (MN) | 8105 | Halstad | MN | Norman | 5 | Petroleum Liquids | IC |  | S | X | X |  |  | 2 | 0.8 | 1.9 | 1.9 | 1.6 | N |  |  | SB | Y | 9 | 2007 |  |  | N | Electric Utility | 1 | B: X; PC: DFO |  |  |  | N | N |  | 10M | [23 empty] | N | N | N
491 | American Crystal Sugar Co | 54211 | American Crystal Sugar Moorhead | MN | Clay | G2 | Conventional Steam Coal | ST |  | S | X | X |  |  | 2 | 0.8 | 2 | 2 | 0.5 | N |  |  | OP | X | 9 | 1961 |  |  | Y | Industrial CHP | 7 | B: T; PC: SUB; NG: SUB |  |  |  | N | N |  | OVER | Y |  |  |  | Y | [18 empty] | N | N | N
6738 | Franklin Heating Station | 54224 | Franklin Heating Station | MN | Olmsted | DG4 | Petroleum Liquids | IC |  | S | X | X |  |  | 2 | 0.8 | 2 | 2 | 0.1 | N |  |  | OP | X | 5 | 2009 |  |  | N | Commercial CHP | 5 | B: X; PC: DFO |  |  |  | N | N |  | 10M | [23 empty] | N |  | N
6738 | Franklin Heating Station | 54224 | Franklin Heating Station | MN | Olmsted | DG5 | Petroleum Liquids | IC |  | S | X | X |  |  | 2 | 0.8 | 2 | 2 | 0.1 | N |  |  | OP | X | 4 | 2011 |  |  | N | Commercial CHP | 5 | B: X; PC: DFO |  |  |  | N | N |  | 10M | [23 empty] | N |  | N
6738 | Franklin Heating Station | 54224 | Franklin Heating Station | MN | Olmsted | EG1 | Petroleum Liquids | IC |  | S | X | X |  |  | 2 | 0.8 | 2 | 2 | 0.1 | N |  |  | SB | Y | 6 | 2001 |  |  | N | Commercial CHP | 5 | B: X; PC: DFO |  |  |  | N | N |  | 10M | [23 empty] | N | N | N
6738 | Franklin Heating Station | 54224 | Franklin Heating Station | MN | Olmsted | EG2 | Petroleum Liquids | IC |  | S | X | X |  |  | 2 | 0.8 | 2 | 2 | 0.1 | N |  |  | SB | Y | 6 | 2001 |  |  | N | Commercial CHP | 5 | B: X; PC: DFO |  |  |  | N | N |  | 10M | [23 empty] | N | N | N
6738 | Franklin Heating Station | 54224 | Franklin Heating Station | MN | Olmsted | EG3 | Petroleum Liquids | IC |  | S | X | X |  |  | 2 | 0.8 | 2 | 2 | 0.1 | N |  |  | SB | Y | 6 | 2001 |  |  | N | Commercial CHP | 5 | B: X; PC: DFO |  |  |  | N | N |  | 10M | [23 empty] | N | N | N
18981 | Thomson Corp | 54294 | West Group Data Center | MN | Dakota | 1 | Petroleum Liquids | IC |  | S | X | X |  |  | 2 | 0.8 | 0.6 | 0.4 | 0 | N |  |  | SB | N | 5 | 2005 |  |  | N | Commercial Non-CHP | 4 | B: X; PC: DFO |  |  |  | N | N |  | 1H | [20 empty] | N |  |  | N | N | N
18981 | Thomson Corp | 54294 | West Group Data Center | MN | Dakota | 2 | Petroleum Liquids | IC |  | S | X | X |  |  | 2 | 0.8 | 0.6 | 0.4 | 0 | N |  |  | SB | N | 5 | 2005 |  |  | N | Commercial Non-CHP | 4 | B: X; PC: DFO |  |  |  | N | N |  | 1H | [20 empty] | N |  |  | N | N | N
18981 | Thomson Corp | 54294 | West Group Data Center | MN | Dakota | 3 | Petroleum Liquids | IC |  | S | X | X |  |  | 2 | 0.8 | 0.6 | 0.4 | 0 | N |  |  | SB | N | 5 | 2005 |  |  | N | Commercial Non-CHP | 4 | B: X; PC: DFO |  |  |  | N | N |  | 1H | [20 empty] | N |  |  | N | N | N
18981 | Thomson Corp | 54294 | West Group Data Center | MN | Dakota | 4 | Petroleum Liquids | IC |  | S | X | X |  |  | 2 | 0.8 | 0.6 | 0.4 | 0 | N |  |  | SB | N | 5 | 2005 |  |  | N | Commercial Non-CHP | 4 | B: X; PC: DFO |  |  |  | N | N |  | 1H | [20 empty] | N |  |  | N | N | N
18981 | Thomson Corp | 55133 | Thomson Reuters Campus Bldg A-D | MN | Dakota | 3086 | Petroleum Liquids | IC |  | S | X | X |  |  | 2 | 0.8 | 1.6 | 1.3 | 0 | N |  |  | SB | N | 4 | 1999 |  |  | N | Industrial Non-CHP | 6 | B: X; PC: DFO |  |  |  | N | N |  | 1H | [20 empty] | N |  |  | N | N | N
18981 | Thomson Corp | 55133 | Thomson Reuters Campus Bldg A-D | MN | Dakota | 3087 | Petroleum Liquids | IC |  | S | X | X |  |  | 2 | 0.8 | 1.6 | 1.3 | 0 | N |  |  | SB | N | 4 | 1999 |  |  | N | Industrial Non-CHP | 6 | B: X; PC: DFO |  |  |  | N | N |  | 1H | [20 empty] | N |  |  | N | N | N
18981 | Thomson Corp | 55133 | Thomson Reuters Campus Bldg A-D | MN | Dakota | 3088 | Petroleum Liquids | IC |  | S | X | X |  |  | 2 | 0.8 | 1.6 | 1.3 | 0 | N |  |  | SB | N | 4 | 1999 |  |  | N | Industrial Non-CHP | 6 | B: X; PC: DFO |  |  |  | N | N |  | 1H | [20 empty] | N |  |  | N | N | N
18981 | Thomson Corp | 55133 | Thomson Reuters Campus Bldg A-D | MN | Dakota | 3089 | Petroleum Liquids | IC |  | S | X | X |  |  | 2 | 0.8 | 1.6 | 1.3 | 0 | N |  |  | SB | N | 6 | 1999 |  |  | N | Industrial Non-CHP | 6 | B: X; PC: DFO |  |  |  | N | N |  | 1H | [20 empty] | N |  |  | N | N | N
18981 | Thomson Corp | 55133 | Thomson Reuters Campus Bldg A-D | MN | Dakota | 3090 | Petroleum Liquids | IC |  | S | X | X |  |  | 2 | 0.8 | 1.6 | 1.3 | 0 | N |  |  | SB | N | 6 | 1999 |  |  | N | Industrial Non-CHP | 6 | B: X; PC: DFO |  |  |  | N | N |  | 1H | [20 empty] | N |  |  | N | N | N
18981 | Thomson Corp | 55133 | Thomson Reuters Campus Bldg A-D | MN | Dakota | 3091 | Petroleum Liquids | IC |  | S | X | X |  |  | 2 | 0.8 | 1.6 | 1.3 | 0 | N |  |  | SB | N | 4 | 1999 |  |  | N | Industrial Non-CHP | 6 | B: X; PC: DFO |  |  |  | N | N |  | 1H | [20 empty] | N |  |  | N | N | N
18981 | Thomson Corp | 55133 | Thomson Reuters Campus Bldg A-D | MN | Dakota | 3093 | Petroleum Liquids | IC |  | S | X | X |  |  | 2 | 0.8 | 1.6 | 1.3 | 0 | N |  |  | SB | N | 4 | 1999 |  |  | N | Industrial Non-CHP | 6 | B: X; PC: DFO |  |  |  | N | N |  | 1H | [20 empty] | N |  |  | N | N | N
62851 | State of Minnesota Department of Administration | 55824 | MNDOT Standby Generation | MN | Ramsey | UNT1 | Petroleum Liquids | IC |  | S | X | X |  |  | 2 | 0.8 | 1.9 | 1.9 | 0.5 | N |  |  | SB | Y | 7 | 1995 |  |  | N | Commercial Non-CHP | 4 | B: X; PC: DFO |  |  |  | N | N |  | 10M | [20 empty] | N |  |  | N | N | N
18981 | Thomson Corp | 56247 | West Group Data Center F | MN | Dakota | 1 | Petroleum Liquids | IC |  | S | X | X |  |  | 2 | 0.8 | 0.6 | 0.4 | 0 | N |  |  | SB | N | 6 | 2004 |  |  | N | Commercial Non-CHP | 4 | B: X; PC: DFO |  |  |  | N | N |  | 1H | [20 empty] | N |  |  | N | N | N
18981 | Thomson Corp | 56247 | West Group Data Center F | MN | Dakota | 2 | Petroleum Liquids | IC |  | S | X | X |  |  | 2 | 0.8 | 0.6 | 0.4 | 0 | N |  |  | SB | N | 6 | 2004 |  |  | N | Commercial Non-CHP | 4 | B: X; PC: DFO |  |  |  | N | N |  | 1H | [20 empty] | N |  |  | N | N | N
18981 | Thomson Corp | 56247 | West Group Data Center F | MN | Dakota | 3 | Petroleum Liquids | IC |  | S | X | X |  |  | 2 | 0.8 | 0.6 | 0.4 | 0 | N |  |  | SB | N | 6 | 2004 |  |  | N | Commercial Non-CHP | 4 | B: X; PC: DFO |  |  |  | N | N |  | 1H | [20 empty] | N |  |  | N | N | N
18981 | Thomson Corp | 56247 | West Group Data Center F | MN | Dakota | 4 | Petroleum Liquids | IC |  | S | X | X |  |  | 2 | 0.8 | 0.6 | 0.4 | 0 | N |  |  | SB | N | 6 | 2004 |  |  | N | Commercial Non-CHP | 4 | B: X; PC: DFO |  |  |  | N | N |  | 1H | [20 empty] | N |  |  | N | N | N
20737 | Willmar Municipal Utilities | 57034 | Willmar Municipal East Substation | MN | Kandiyohi | E04 | Petroleum Liquids | IC |  | S | X | X |  |  | 2 | 0.9 | 2 | 2 | 2 | N |  |  | OP | X | 6 | 2000 |  |  | N | Electric Utility | 1 | B: X; PC: DFO |  |  |  | N | N |  | 10M | [23 empty] | N | N | N
20737 | Willmar Municipal Utilities | 57034 | Willmar Municipal East Substation | MN | Kandiyohi | E05 | Petroleum Liquids | IC |  | S | X | X |  |  | 2 | 0.9 | 2 | 2 | 2 | N |  |  | OP | X | 6 | 2000 |  |  | N | Electric Utility | 1 | B: X; PC: DFO |  |  |  | N | N |  | 10M | [23 empty] | N | N | N
20737 | Willmar Municipal Utilities | 57034 | Willmar Municipal East Substation | MN | Kandiyohi | E06 | Petroleum Liquids | IC |  | S | X | X |  |  | 2 | 0.9 | 2 | 2 | 2 | N |  |  | OP | X | 6 | 2000 |  |  | N | Electric Utility | 1 | B: X; PC: DFO |  |  |  | N | N |  | 10M | [23 empty] | N | N | N
20737 | Willmar Municipal Utilities | 57035 | Willmar Municipal SW Substation | MN | Kandiyohi | SW01 | Petroleum Liquids | IC |  | S | X | X |  |  | 2 | 0.9 | 2 | 2 | 2 | N |  |  | OP | X | 6 | 2000 |  |  | N | Electric Utility | 1 | B: X; PC: DFO |  |  |  |  | N |  | 10M | [23 empty] | N | N | N
20737 | Willmar Municipal Utilities | 57035 | Willmar Municipal SW Substation | MN | Kandiyohi | SW02 | Petroleum Liquids | IC |  | S | X | X |  |  | 2 | 0.9 | 2 | 2 | 2 | N |  |  | OP | X | 6 | 2000 |  |  | N | Electric Utility | 1 | B: X; PC: DFO |  |  |  |  | N |  | 10M | [23 empty] | N | N | N
20737 | Willmar Municipal Utilities | 57035 | Willmar Municipal SW Substation | MN | Kandiyohi | SW03 | Petroleum Liquids | IC |  | S | X | X |  |  | 2 | 0.9 | 2 | 2 | 2 | N |  |  | OP | X | 6 | 2000 |  |  | N | Electric Utility | 1 | B: X; PC: DFO |  |  |  |  | N |  | 10M | [23 empty] | N | N | N
18981 | Thomson Corp | 57208 | Thomson Reuters Data Center Bldg H | MN | Dakota | 1 | Petroleum Liquids | IC |  | S | X | X |  |  | 2 | 0.8 | 0.6 | 0.4 | 0 | N |  |  | SB | N | 1 | 2007 |  |  | N | Commercial Non-CHP | 4 | B: X; PC: DFO |  |  |  | N | N |  | 1H | [20 empty] | N |  |  | N | N | N
18981 | Thomson Corp | 57208 | Thomson Reuters Data Center Bldg H | MN | Dakota | 2 | Petroleum Liquids | IC |  | S | X | X |  |  | 2 | 0.8 | 0.6 | 0.4 | 0 | N |  |  | SB | N | 1 | 2007 |  |  | N | Commercial Non-CHP | 4 | B: X; PC: DFO |  |  |  | N | N |  | 1H | [20 empty] | N |  |  | N | N | N
18981 | Thomson Corp | 57208 | Thomson Reuters Data Center Bldg H | MN | Dakota | 3 | Petroleum Liquids | IC |  | S | X | X |  |  | 2 | 0.8 | 0.6 | 0.4 | 0 | N |  |  | SB | N | 1 | 2007 |  |  | N | Commercial Non-CHP | 4 | B: X; PC: DFO |  |  |  | N | N |  | 1H | [20 empty] | N |  |  | N | N | N
18981 | Thomson Corp | 57208 | Thomson Reuters Data Center Bldg H | MN | Dakota | 4 | Petroleum Liquids | IC |  | S | X | X |  |  | 2 | 0.8 | 0.6 | 0.4 | 0 | N |  |  | SB | N | 1 | 2007 |  |  | N | Commercial Non-CHP | 4 | B: X; PC: DFO |  |  |  | N | N |  | 1H | [20 empty] | N |  |  | N | N | N
11064 | Litchfield Public Utilities | 1989 | Litchfield | MN | Meeker | 5 | Petroleum Liquids | IC |  | S | X | X |  |  | 2.1 | 0.8 | 2.1 | 2.1 | 1 | N |  |  | SB | Y | 9 | 1963 |  |  | N | Electric Utility | 1 | B: X; PC: DFO; NG: NG |  |  |  | N | N |  | 1H | [23 empty] | Y | Y | N
11064 | Litchfield Public Utilities | 1989 | Litchfield | MN | Meeker | 6 | Petroleum Liquids | IC |  | S | X | X |  |  | 2.1 | 0.8 | 2.1 | 2.1 | 1 | N |  |  | SB | Y | 10 | 1963 |  |  | N | Electric Utility | 1 | B: X; PC: DFO; NG: NG |  |  |  | N | N |  | 1H | [23 empty] | Y | Y | N
12897 | Moose Lake Water & Light Comm | 1996 | Moose Lake | MN | Carlton | 5 | Petroleum Liquids | IC |  | S | X | X |  |  | 2.1 | 0.8 | 2.3 | 2.3 | 2.1 | N |  |  | OP | X | 4 | 2005 |  |  | N | Electric Utility | 1 | B: X; PC: DFO |  |  |  | N | N |  | 10M | [23 empty] | N | N | N
12897 | Moose Lake Water & Light Comm | 1996 | Moose Lake | MN | Carlton | 6 | Petroleum Liquids | IC |  | S | X | X |  |  | 2.1 | 0.8 | 2.3 | 2.3 | 2.1 | N |  |  | OP | X | 4 | 2005 |  |  | N | Electric Utility | 1 | B: X; PC: DFO |  |  |  | N | N |  | 10M | [20 empty] | N |  |  | N | N | N
12897 | Moose Lake Water & Light Comm | 1996 | Moose Lake | MN | Carlton | 7 | Petroleum Liquids | IC |  | S | X | X |  |  | 2.1 | 0.8 | 2.3 | 2.3 | 2.1 | N |  |  | OP | X | 4 | 2005 |  |  | N | Electric Utility | 1 | B: X; PC: DFO |  |  |  | N | N |  | 10M | [20 empty] | N |  |  | N | N | N
13681 | North Branch Water & Light Comm | 2002 | North Branch (MN) | MN | Chisago | 3 | Petroleum Liquids | IC |  | S | X | X | GRE.NBRNCG_QS | GRE.NBRNCG_QS | 2.2 | 0.8 | 2 | 2 | 2 | N |  |  | OP | X | 10 | 2003 |  |  | N | Electric Utility | 1 | B: X; PC: DFO |  |  |  | N | N |  | 1H | [23 empty] | N | N | N
13681 | North Branch Water & Light Comm | 2002 | North Branch (MN) | MN | Chisago | 4 | Petroleum Liquids | IC |  | S | X | X | GRE.NBRNCG_QS | GRE.NBRNCG_QS | 2.2 | 0.8 | 2 | 2 | 2 | N |  |  | OP | X | 10 | 2003 |  |  | N | Electric Utility | 1 | B: X; PC: DFO |  |  |  | N | N |  | 1H | [23 empty] | N | N | N
13681 | North Branch Water & Light Comm | 2002 | North Branch (MN) | MN | Chisago | 5 | Petroleum Liquids | IC |  | S | X | X | GRE.NBRNCG_QS | GRE.NBRNCG_QS | 2.2 | 0.8 | 2 | 2 | 2 | N |  |  | OP | X | 12 | 2011 |  |  | N | Electric Utility | 1 | B: X; PC: DFO |  |  |  | N | N |  | 1H | [23 empty] | N | N | N
13681 | North Branch Water & Light Comm | 2002 | North Branch (MN) | MN | Chisago | 6 | Petroleum Liquids | IC |  | S | X | X | GRE.NBRNCG_QS | GRE.NBRNCG_QS | 2.2 | 0.8 | 2 | 2 | 2 | N |  |  | OP | X | 12 | 2011 |  |  | N | Electric Utility | 1 | B: X; PC: DFO |  |  |  |  | N |  | 1H | [23 empty] | N | N | N
13681 | North Branch Water & Light Comm | 2002 | North Branch (MN) | MN | Chisago | 7 | Petroleum Liquids | IC |  | S | X | X | GRE.NBRNCG_QS | GRE.NBRNCG_QS | 2.2 | 0.8 | 2 | 2 | 2 | N |  |  | OP | X | 12 | 2011 |  |  | N | Electric Utility | 1 | B: X; PC: DFO |  |  |  |  | N |  | 1H | [23 empty] | N | N | N
15793 | Redwood Falls Public Util Comm | 2009 | Redwood Falls | MN | Redwood | 6 | Petroleum Liquids | IC |  | S | X | X |  |  | 2.2 | 0.8 | 2.1 | 2.1 | 0.5 | N |  |  | OP | X | 1 | 1970 |  |  | N | Electric Utility | 1 | B: X; PC: DFO |  |  |  | N |  |  | 1H | [23 empty] | N
18820 | City of Thief River Falls | 2014 | Thief River Falls | MN | Pennington | IC1 | Petroleum Liquids | IC |  | S | X | X |  |  | 2.2 | 0.8 | 1.9 | 1.9 | 0.2 | N |  |  | OP | X | 11 | 1956 |  |  | N | Electric Utility | 1 | B: X; PC: DFO |  |  |  | N | N |  | 1H | [23 empty] | N | N | N
63000 | City of Truman | 2015 | Truman | MN | Martin | 3 | Petroleum Liquids | IC |  | S | X | X |  |  | 2.2 | 0.8 | 2 | 2 | 0 | N |  |  | SB | Y | 8 | 1975 |  |  | N | Electric Utility | 1 | B: X; PC: DFO; NG: NG |  |  |  | N | N |  | 1H | [23 empty] | Y | Y | Y
63000 | City of Truman | 2015 | Truman | MN | Martin | 7 | Petroleum Liquids | IC |  | S | X | X |  |  | 2.2 | 0.8 | 2.2 | 2.2 | 0 | N |  |  | SB | Y | 1 | 2005 |  |  | N | Electric Utility | 1 | B: X; PC: DFO |  |  |  | N | N |  | 1H | [23 empty] | N
10622 | City of Lakefield - (MN) | 7415 | Lakefield Utilities | MN | Jackson | 6 | Petroleum Liquids | IC |  | S | X | X | ALTW.MRES |  | 2.2 | 0.8 | 2 | 2 | 1.5 | N |  |  | OP | X | 6 | 2003 |  |  | N | Electric Utility | 1 | B: X; PC: DFO | [6 empty] | 10M | [23 empty] | N
15793 | Redwood Falls Public Util Comm | 7982 | South Generation | MN | Redwood | 3 | Petroleum Liquids | IC |  | S | X | X |  |  | 2.2 | 0.8 | 2 | 2 | 0.1 | N |  |  | OP | X | 3 | 2003 |  |  | N | Electric Utility | 1 | B: X; PC: DFO |  |  |  | N |  |  | 10M | [23 empty] | N | N | N
15793 | Redwood Falls Public Util Comm | 7982 | South Generation | MN | Redwood | 4 | Petroleum Liquids | IC |  | S | X | X |  |  | 2.2 | 0.8 | 2 | 2 | 0.1 | N |  |  | OP | X | 3 | 2003 |  |  | N | Electric Utility | 1 | B: X; PC: DFO |  |  |  | N |  |  | 10M | [23 empty] | N | N | N
15793 | Redwood Falls Public Util Comm | 7982 | South Generation | MN | Redwood | 5 | Petroleum Liquids | IC |  | S | X | X |  |  | 2.2 | 0.8 | 2.2 | 2 | 0.1 | N |  |  | OP | X | 3 | 2003 |  |  | N | Electric Utility | 1 | B: X; PC: DFO |  |  |  | N |  |  | 10M | [23 empty] | N | N | N
21995 | Olmsted County Public Works | 50413 | Olmsted Waste Energy | MN | Olmsted | TG2 | Municipal Solid Waste | ST |  | S | X | X |  |  | 2.2 | 1 | 1.3 | 0.8 | 0.4 | N |  |  | OP | X | 4 | 1987 |  |  | Y | Commercial CHP | 5 | B: T; PC: MSW; NG: NG |  |  |  | N | N |  | 1H | [23 empty] | N | N | N
17862 | City of St Charles - (MN) | 56100 | St. Charles Power Plant | MN | Winona | 1 | Petroleum Liquids | IC |  | S | X | X |  |  | 2.2 | 0.8 | 2 | 2 | 1.6 | N |  |  | OP | X | 12 | 2004 |  |  | N | Electric Utility | 1 | B: X; PC: DFO |  |  |  | N | N | 0 | 10M | [23 empty] | N | N | N
17862 | City of St Charles - (MN) | 56100 | St. Charles Power Plant | MN | Winona | 2 | Petroleum Liquids | IC |  | S | X | X |  |  | 2.2 | 0.8 | 2 | 2 | 1.6 | N |  |  | OP | X | 12 | 2004 |  |  | N | Electric Utility | 1 | B: X; PC: DFO |  |  |  | N | N |  | 10M | [23 empty] | N | N | N
17862 | City of St Charles - (MN) | 56100 | St. Charles Power Plant | MN | Winona | 3 | Petroleum Liquids | IC |  | S | X | X |  |  | 2.2 | 0.8 | 2 | 2 | 1.6 | N |  |  | OP | X | 12 | 2004 |  |  | N | Electric Utility | 1 | B: X; PC: DFO |  |  |  | N | N |  | 10M | [23 empty] | N | N | N
17862 | City of St Charles - (MN) | 56100 | St. Charles Power Plant | MN | Winona | 4 | Petroleum Liquids | IC |  | S | X | X |  |  | 2.2 | 0.8 | 2 | 2 | 1.6 | N |  |  | OP | X | 12 | 2004 |  |  | N | Electric Utility | 1 | B: X; PC: DFO |  |  |  | N | N |  | 10M | [23 empty] | N | N | N
1871 | City of Blooming Prairie - (MN) | 1966 | Blooming Prairie | MN | Steele | 5 | Petroleum Liquids | IC |  | S | X | X |  |  | 2.3 | 0.96 | 2 | 2 | 1 | N |  |  | SB | Y | 4 | 2003 |  |  | N | Electric Utility | 1 | B: X; PC: DFO |  |  |  | N |  |  | 10M | [23 empty] | N | N | N
10685 | Lanesboro Public Utility Comm | 1987 | Lanesboro | MN | Fillmore | 4 | Petroleum Liquids | IC |  | S | X | X |  |  | 2.3 | 0.8 | 2.1 | 2.1 | 1 | N |  |  | OP | X | 6 | 2004 |  |  | N | Electric Utility | 1 | B: X; PC: DFO |  |  |  | N | N |  | 10M | [23 empty] | N | N | N
11064 | Litchfield Public Utilities | 1989 | Litchfield | MN | Meeker | QS 1 | Petroleum Liquids | IC |  | S | X | X |  |  | 2.3 | 0.8 | 2.3 | 2.3 | 1 | N |  |  | SB | Y | 4 | 2010 |  |  | N | Electric Utility | 1 | B: X; PC: DFO |  |  |  | N | N |  | 10M | [7 empty] | 6 | 6 | 5 | 2021 | [12 empty] | N
11064 | Litchfield Public Utilities | 1989 | Litchfield | MN | Meeker | QS 2 | Petroleum Liquids | IC |  | S | X | X |  |  | 2.3 | 0.8 | 2.3 | 2.3 | 1 | N |  |  | SB | Y | 4 | 2010 |  |  | N | Electric Utility | 1 | B: X; PC: DFO |  |  |  | N | N |  | 10M | [23 empty] | N
11064 | Litchfield Public Utilities | 1989 | Litchfield | MN | Meeker | QS 3 | Petroleum Liquids | IC |  | S | X | X |  |  | 2.3 | 0.8 | 2.3 | 2.3 | 1 | N |  |  | SB | Y | 4 | 2010 |  |  | N | Electric Utility | 1 | B: X; PC: DFO |  |  |  | N | N |  | 10M | [23 empty] | N
11064 | Litchfield Public Utilities | 1989 | Litchfield | MN | Meeker | QS 4 | Petroleum Liquids | IC |  | S | X | X |  |  | 2.3 | 0.8 | 2.3 | 2.3 | 1 | N |  |  | SB | Y | 4 | 2010 |  |  | N | Electric Utility | 1 | B: X; PC: DFO |  |  |  | N | N |  | 10M | [23 empty] | N
11064 | Litchfield Public Utilities | 1989 | Litchfield | MN | Meeker | QS 5 | Petroleum Liquids | IC |  | S | X | X |  |  | 2.3 | 0.8 | 2.3 | 2.3 | 1 | N |  |  | SB | Y | 4 | 2010 |  |  | N | Electric Utility | 1 | B: X; PC: DFO |  |  |  | N | N |  | 10M | [23 empty] | N
29295 | City of Wells - (MN) | 2020 | Wells IC | MN | Faribault | 4 | Petroleum Liquids | IC |  | S | X | X |  |  | 2.3 | 0.8 | 2.1 | 2.1 | 1.8 | N |  |  | OP | X | 5 | 1966 |  |  | N | Electric Utility | 1 | B: X; PC: DFO; NG: NG |  |  |  | N | N |  | 10M | [20 empty] | N |  |  | Y | N | Y
29295 | City of Wells - (MN) | 2020 | Wells IC | MN | Faribault | 5 | Petroleum Liquids | IC |  | S | X | X |  |  | 2.3 | 0.8 | 2.3 | 2.3 | 1.8 | N |  |  | OP | X | 1 | 1975 |  |  | N | Electric Utility | 1 | B: X; PC: DFO; NG: NG |  |  |  | N | N |  | 10M | [20 empty] | N |  |  | Y | N | Y
20430 | City of Westbrook | 2021 | Westbrook | MN | Cottonwood | 5 | Petroleum Liquids | IC |  | S | X | X | ALTW.MRES |  | 2.3 | 0.8 | 2 | 2 | 1.5 | N |  |  | OP | X | 10 | 2003 |  |  | N | Electric Utility | 1 | B: X; PC: DFO |  |  |  | N |  |  | 10M | [23 empty] | N
56654 | Carleton College | 57296 | Carleton College | MN | Rice | GEN1 | Petroleum Liquids | IC |  | S | X | X | NSP.NSP | NSP.NSP | 2.3 | 0.8 | 2.3 | 2.3 | 1.1 | N |  |  | SB | N | 6 | 2009 |  |  | N | Commercial Non-CHP | 4 | B: X; PC: DFO |  |  |  | N | N |  | 10M | [20 empty] | N |  |  | N | N | N
56654 | Carleton College | 57296 | Carleton College | MN | Rice | GEN2 | Petroleum Liquids | IC |  | S | X | X | NSP.NSP | NSP.NSP | 2.3 | 0.8 | 2.3 | 2.3 | 1.1 | N |  |  | SB | N | 6 | 2009 |  |  | N | Commercial Non-CHP | 4 | B: X; PC: DFO |  |  |  | N | N |  | 10M | [20 empty] | N |  |  | N | N | N
12894 | City of Moorhead - (MN) | 57910 | Centennial Generating Station | MN | Clay | 1 | Petroleum Liquids | IC |  | S | X | X |  |  | 2.3 | 0.8 | 2 | 2 | 0.1 | N |  |  | OP | X | 8 | 2011 |  |  | N | Electric Utility | 1 | B: X; PC: DFO |  |  |  | N | N |  | 10M | [23 empty] | N | N | N
12894 | City of Moorhead - (MN) | 57910 | Centennial Generating Station | MN | Clay | 2 | Petroleum Liquids | IC |  | S | X | X |  |  | 2.3 | 0.8 | 2 | 2 | 0.1 | N |  |  | OP | X | 8 | 2011 |  |  | N | Electric Utility | 1 | B: X; PC: DFO |  |  |  | N | N |  | 10M | [23 empty] | N | N | N
12894 | City of Moorhead - (MN) | 57910 | Centennial Generating Station | MN | Clay | 3 | Petroleum Liquids | IC |  | S | X | X |  |  | 2.3 | 0.8 | 2 | 2 | 0.1 | N |  |  | OP | X | 8 | 2011 |  |  | N | Electric Utility | 1 | B: X; PC: DFO |  |  |  | N | N |  | 10M | [23 empty] | N | N | N
12894 | City of Moorhead - (MN) | 57910 | Centennial Generating Station | MN | Clay | 4 | Petroleum Liquids | IC |  | S | X | X |  |  | 2.3 | 0.8 | 2 | 2 | 0.1 | N |  |  | OP | X | 8 | 2011 |  |  | N | Electric Utility | 1 | B: X; PC: DFO |  |  |  | N | N |  | 10M | [23 empty] | N | N | N
12894 | City of Moorhead - (MN) | 57910 | Centennial Generating Station | MN | Clay | 5 | Petroleum Liquids | IC |  | S | X | X |  |  | 2.3 | 0.8 | 2 | 2 | 0.1 | N |  |  | OP | X | 8 | 2011 |  |  | N | Electric Utility | 1 | B: X; PC: DFO |  |  |  | N | N |  | 10M | [23 empty] | N | N | N
13480 | New Prague Utilities Comm | 1999 | New Prague | MN | Le Sueur | 3 | Natural Gas Internal Combustion Engine | IC |  | S | X | X | NSP.NEW_PNEW_ | NSP.NEW_PNEW_ | 2.4 | 0.8 | 2.4 | 2.4 | 2 | N |  |  | OP | X | 8 | 1962 |  |  | N | Electric Utility | 1 | B: X; PC: NG; NG: DFO |  |  |  | N | N |  | 1H | [23 empty] | Y | Y | N
15387 | Princeton Public Utils Comm | 2005 | Princeton (MN) | MN | Mille Lacs | 3 | Petroleum Liquids | IC |  | S | X | X | GRE.PRINC1 | GRE.PRINC1 | 2.4 | 0.8 | 2.6 | 2.6 | 2 | N |  |  | OP | X | 12 | 1978 |  |  | N | Electric Utility | 1 | B: X; PC: DFO |  |  |  | N | N |  | 1H | [23 empty] | N | N | N
6738 | Franklin Heating Station | 54224 | Franklin Heating Station | MN | Olmsted | DG6 | Natural Gas Internal Combustion Engine | IC |  | S | X | X |  |  | 2.4 | 0.8 | 2.3 | 2.4 | 0.1 | N |  |  | SB | Y | 1 | 1982 | 2 | 2021 | N | Commercial CHP | 5 | B: X; PC: NG; NG: DFO |  |  |  | N | N |  | 10M | [23 empty] | Y | Y | Y
6738 | Franklin Heating Station | 54224 | Franklin Heating Station | MN | Olmsted | DG7 | Natural Gas Internal Combustion Engine | IC |  | S | X | X |  |  | 2.4 | 0.8 | 2.3 | 2.4 | 0.1 | N |  |  | SB | Y | 1 | 1982 | 1 | 2021 | N | Commercial CHP | 5 | B: X; PC: NG; NG: DFO |  |  |  | N | N |  | 10M | [23 empty] | Y | Y | Y
491 | American Crystal Sugar Co | 54214 | American Crystal Sugar East Grand Forks | MN | Polk | G1 | Conventional Steam Coal | ST |  | S | X | X |  |  | 2.5 | 0.8 | 2.5 | 2.5 | 0.5 | N |  |  | OP | X | 9 | 1990 |  |  | Y | Industrial CHP | 7 | B: T; PC: SUB; NG: SUB |  |  |  | N | N |  | OVER | Y |  |  |  | Y | [18 empty] | N | N | N
6738 | Franklin Heating Station | 54224 | Franklin Heating Station | MN | Olmsted | GEN1 | Natural Gas Steam Turbine | ST |  | S | X | X |  |  | 2.5 | 0.8 | 2 | 2 | 0.6 | N |  |  | OP | X | 1 | 1951 |  |  | Y | Commercial CHP | 5 | B: T; PC: NG; NG: DFO; NG: NG |  |  |  | N | N |  | 12H | [23 empty] | Y | Y | Y
6738 | Franklin Heating Station | 54224 | Franklin Heating Station | MN | Olmsted | GEN2 | Natural Gas Steam Turbine | ST |  | S | X | X |  |  | 2.5 | 0.8 | 2 | 2 | 0.6 | N |  |  | OP | X | 1 | 1951 |  |  | Y | Commercial CHP | 5 | B: T; PC: NG; NG: DFO; NG: NG |  |  |  | N | N |  | 12H | [23 empty] | Y | Y | Y
17897 | St Mary's Hospital | 54262 | Saint Marys Hospital Power Plant | MN | Olmsted | 5 | Petroleum Liquids | IC |  | S | X | X |  |  | 2.5 | 0.8 | 2.5 | 2.5 | 0.3 | N |  |  | SB | Y | 1 | 1978 |  |  | N | Commercial CHP | 5 | B: X; PC: DFO |  |  |  | N |  |  | 10M | [23 empty] | N | N | N
17897 | St Mary's Hospital | 54262 | Saint Marys Hospital Power Plant | MN | Olmsted | 7 | Petroleum Liquids | IC |  | S | X | X |  |  | 2.5 | 0.8 | 2.8 | 2.8 | 0.3 | N |  |  | OP | X | 3 | 2011 |  |  | N | Commercial CHP | 5 | B: X; PC: DFO |  |  |  | N |  |  | 10M | [23 empty] | N |  | N
12897 | Moose Lake Water & Light Comm | 1996 | Moose Lake | MN | Carlton | 8NG | Natural Gas Internal Combustion Engine | IC |  | S | X | X |  |  | 2.6 | 0.8 | 2 | 2 | 2 | N |  |  | OP | X | 1 | 2019 |  |  | N | Electric Utility | 1 | [14 empty] | 10M | [20 empty] | N |  |  | N | N | N | bar: B to PC
7487 | City of Grand Marais - (MN) | 1976 | Grand Marais | MN | Cook | 7 | Petroleum Liquids | IC |  | S | X | X |  |  | 2.7 | 0.8 | 2.5 | 2.5 | 1.8 | N |  |  | OP | X | 2 | 2004 |  |  | N | Electric Utility | 1 | B: X; PC: DFO |  |  |  | N |  |  | 10M | [23 empty] | N
15387 | Princeton Public Utils Comm | 2005 | Princeton (MN) | MN | Mille Lacs | 6 | Petroleum Liquids | IC |  | S | X | X | GRE.PRINC1 | GRE.PRINC1 | 2.7 | 0.8 | 2.9 | 2.9 | 2 | N |  |  | OP | X | 9 | 1963 |  |  | N | Electric Utility | 1 | B: X; PC: DFO |  |  |  | N | N |  | 1H | [23 empty] | N | N | N
5015 | Delano Municipal Utilities | 1969 | Delano | MN | Wright | 7 | Petroleum Liquids | IC |  | S | X | X |  |  | 3 | 0.8 | 3 | 3 | 0.9 | N |  |  | OP | X | 8 | 1994 |  |  | N | Electric Utility | 1 | B: X; PC: DFO |  |  |  | N | N |  | 1H | [20 empty] | N |  |  | N |  | N
5773 | City of Elk River | 1971 | Elk River City of | MN | Sherburne | 3 | Petroleum Liquids | IC |  | S | X | X |  |  | 3 | 0.8 | 3 | 3 | 2.8 | N |  |  | SB | Y | 3 | 1962 |  |  | N | Electric Utility | 1 | B: X; PC: DFO; NG: NG |  |  |  | N | N |  | 1H | [20 empty] | N |  |  | Y | N | Y
12286 | Melrose Public Utilities | 1994 | Melrose | MN | Stearns | 4 | Petroleum Liquids | IC |  | S | X | X | NSP.MRES.MLRS |  | 3 | 0.85 | 3.1 | 3.1 | 2.5 | N |  |  | OP | X | 1 | 1969 |  |  | N | Electric Utility | 1 | B: X; PC: DFO |  |  |  | N |  |  | 1H | [23 empty] | N |  | N
20806 | City of Windom | 2023 | Windom | MN | Cottonwood | GT1 | Petroleum Liquids | GT |  | S | X | X |  |  | 3 | 0.85 | 2.5 | 3 | 1 | N |  |  | SB | Y | 6 | 1980 |  |  | N | Electric Utility | 1 | B: X; PC: DFO |  |  |  | N | N |  | 1H | [23 empty] | N | N | N
491 | American Crystal Sugar Co | 54211 | American Crystal Sugar Moorhead | MN | Clay | G1 | Conventional Steam Coal | ST |  | S | X | X |  |  | 3 | 0.8 | 3 | 3 | 0.5 | N |  |  | OP | X | 9 | 1948 |  |  | Y | Industrial CHP | 7 | B: T; PC: SUB; NG: SUB |  |  |  | N | N |  | OVER | Y |  |  |  | Y | [18 empty] | N | N | N
491 | American Crystal Sugar Co | 54212 | American Crystal Sugar Crookston | MN | Polk | G2 | Conventional Steam Coal | ST |  | S | X | X |  |  | 3 | 0.8 | 3 | 3 | 0.5 | N |  |  | OP | X | 9 | 1975 |  |  | Y | Industrial CHP | 7 | B: T; PC: SUB; NG: SUB |  |  |  | N | N |  | OVER | Y |  |  |  | Y | [18 empty] | N | N | N
17897 | St Mary's Hospital | 54262 | Saint Marys Hospital Power Plant | MN | Olmsted | 4 | Natural Gas Steam Turbine | ST | CC1 | S | X | X |  |  | 3 | 0.8 | 2.7 | 2.7 | 0.3 | N |  |  | OP | X | 1 | 1971 |  |  | Y | Commercial CHP | 5 | B: B; PC: NG; NG: DFO; NG: NG |  |  |  | N |  |  | 12H | [23 empty] | Y | N | Y
29305 | City of Madelia - (MN) | 30 | Madelia | MN | Watonwan | 1 | Petroleum Liquids | IC |  | S | X | X |  |  | 3.1 | 0.8 | 3.1 | 3.1 | 1.6 | N |  |  | OP | X | 5 | 2001 |  |  | N | Electric Utility | 1 | B: X; PC: DFO; NG: NG |  |  |  | N | N |  | 1H | [23 empty] | Y | Y | Y
5015 | Delano Municipal Utilities | 1969 | Delano | MN | Wright | 8 | Petroleum Liquids | IC |  | S | X | X |  |  | 3.1 | 0.8 | 3.1 | 3.1 | 0.9 | N |  |  | OP | X | 6 | 1999 |  |  | N | Electric Utility | 1 | B: X; PC: DFO |  |  |  | N | N |  | 1H | [20 empty] | N |  |  | N |  | N
12286 | Melrose Public Utilities | 1994 | Melrose | MN | Stearns | 3 | Petroleum Liquids | IC |  | S | X | X | NSP.MRES.MLRS |  | 3.1 | 0.85 | 3.1 | 3.1 | 2.5 | N |  |  | OP | X | 7 | 1969 |  |  | N | Electric Utility | 1 | B: X; PC: DFO |  |  |  | N |  |  | 1H | [23 empty] | N |  | N
17897 | St Mary's Hospital | 54262 | Saint Marys Hospital Power Plant | MN | Olmsted | 6B | Petroleum Liquids | IC |  | S | X | X |  |  | 3.3 | 0.8 | 3.3 | 3.3 | 3 | N |  |  | OP | X | 7 | 2020 |  |  | N | Commercial CHP | 5 | B: X; PC: DFO | [6 empty] | 10M | [23 empty] | N
11332 | City of Luverne - (MN) | 1990 | Luverne | MN | Rock | 4C | Petroleum Liquids | IC |  | S | X | X |  |  | 3.5 | 0.8 | 3.5 | 3.5 | 2.5 | N |  |  | OP | X | 5 | 1967 |  |  | N | Electric Utility | 1 | B: X; PC: DFO; NG: NG | [6 empty] | 1H | [23 empty] | N |  | N
13480 | New Prague Utilities Comm | 1999 | New Prague | MN | Le Sueur | 4 | Natural Gas Internal Combustion Engine | IC |  | S | X | X | NSP.NEW_PNEW_ | NSP.NEW_PNEW_ | 3.5 | 0.8 | 3.5 | 3.5 | 3 | N |  |  | OP | X | 8 | 1968 |  |  | N | Electric Utility | 1 | B: X; PC: NG; NG: DFO |  |  |  | N | N |  | 1H | [23 empty] | Y | Y | N
491 | American Crystal Sugar Co | 54212 | American Crystal Sugar Crookston | MN | Polk | G1 | Conventional Steam Coal | ST |  | S | X | X |  |  | 3.5 | 0.8 | 3.5 | 3.5 | 0.5 | N |  |  | OP | X | 9 | 1954 |  |  | Y | Industrial CHP | 7 | B: T; PC: SUB; NG: SUB |  |  |  | N | N |  | OVER | Y |  |  |  | Y | [18 empty] | N | N | N
295 | City of Alexandria - (MN) | 1958 | Alexandria | MN | Douglas | IC2 | Petroleum Liquids | IC |  | S | X | X | OTP.MRES |  | 4 | 0.8 | 3.6 | 3.6 | 0.1 | N |  |  | SB | Y | 1 | 1967 |  |  | N | Electric Utility | 1 | B: X; PC: DFO; NG: NG |  |  |  | N | N |  | 1H | [23 empty] | N |  | N
295 | City of Alexandria - (MN) | 1958 | Alexandria | MN | Douglas | IC3 | Petroleum Liquids | IC |  | S | X | X | OTP.MRES |  | 4 | 0.8 | 3.6 | 3.6 | 0.1 | N |  |  | SB | Y | 1 | 1967 |  |  | N | Electric Utility | 1 | B: X; PC: DFO; NG: NG |  |  |  | N | N |  | 1H | [23 empty] | N |  | N
9130 | Hutchinson Utilities Comm | 1980 | Hutchinson Plant #1 | MN | McLeod | 4 | Natural Gas Internal Combustion Engine | IC |  | S | X | X | GRE.HUC | GRE.HUC | 4 | 0.8 | 3.9 | 3.9 | 3 | N |  |  | OP | X | 1 | 1968 |  |  | N | Electric Utility | 1 | B: X; PC: NG; NG: DFO |  |  |  | N | N |  | 10M | [23 empty] | Y | N | N
7292 | Glencoe Light & Power Comm | 1975 | Glencoe | MN | McLeod | 7 | Petroleum Liquids | IC |  | S | X | X |  |  | 4.1 | 0.8 | 3.2 | 3.2 | 2 | N |  |  | OP | X | 11 | 1966 |  |  | N | Electric Utility | 1 | B: X; PC: DFO; NG: NG |  |  |  | N | N |  | 1H | [23 empty] | Y | Y | Y
29305 | City of Madelia - (MN) | 30 | Madelia | MN | Watonwan | 4 | Petroleum Liquids | IC |  | S | X | X |  |  | 4.3 | 0.8 | 3.7 | 4 | 1.7 | N |  |  | OP | X | 6 | 1973 |  |  | N | Electric Utility | 1 | B: X; PC: DFO; NG: NG |  |  |  | N | N |  | 1H | [23 empty] | Y | Y | Y
13480 | New Prague Utilities Comm | 1999 | New Prague | MN | Le Sueur | 2 | Natural Gas Internal Combustion Engine | IC |  | S | X | X | NSP.NEW_PNEW_ | NSP.NEW_PNEW_ | 4.4 | 0.8 | 4.4 | 4.4 | 4 | N |  |  | OP | X | 7 | 1974 |  |  | N | Electric Utility | 1 | B: X; PC: NG; NG: DFO |  |  |  | N | N |  | 1H | [23 empty] | Y | Y | N
9130 | Hutchinson Utilities Comm | 1980 | Hutchinson Plant #1 | MN | McLeod | 3 | Natural Gas Internal Combustion Engine | IC |  | S | X | X | GRE.HUC | GRE.HUC | 4.5 | 0.8 | 3.9 | 3.9 | 3 | N |  |  | OP | X | 1 | 1968 |  |  | N | Electric Utility | 1 | B: X; PC: NG; NG: DFO |  |  |  | N | N |  | 10M | [23 empty] | Y | N | N
17897 | St Mary's Hospital | 54262 | Saint Marys Hospital Power Plant | MN | Olmsted | 1 | Natural Gas Fired Combustion Turbine | GT | CC1 | S | X | X |  |  | 4.7 | 0.8 | 4.5 | 4.5 | 1.5 | N |  |  | OP | X | 6 | 1996 |  |  | Y | Commercial CHP | 5 | [11 empty] | N |  |  | 12H | [23 empty] | N | N | N | bar: B to PC
7292 | Glencoe Light & Power Comm | 1975 | Glencoe | MN | McLeod | 11 | Petroleum Liquids | IC |  | S | X | X |  |  | 4.8 | 0.8 | 4.8 | 4.8 | 2 | N |  |  | OP | X | 6 | 1998 |  |  | N | Electric Utility | 1 | B: X; PC: DFO |  |  |  | N | N |  | 1H | [23 empty] | N | N | N
7292 | Glencoe Light & Power Comm | 1975 | Glencoe | MN | McLeod | 12 | Petroleum Liquids | IC |  | S | X | X |  |  | 4.8 | 0.8 | 4.8 | 4.8 | 2 | N |  |  | OP | X | 7 | 1998 |  |  | N | Electric Utility | 1 | B: X; PC: DFO |  |  |  | N | N |  | 1H | [23 empty] | N | N | N
7292 | Glencoe Light & Power Comm | 1975 | Glencoe | MN | McLeod | 14 | Petroleum Liquids | IC |  | S | X | X |  |  | 4.8 | 0.8 | 4.8 | 4.8 | 2 | N |  |  | OP | X | 9 | 2006 |  |  | N | Electric Utility | 1 | B: X; PC: DFO |  |  |  | N | N |  | 1H | [23 empty] | N | N | N
5773 | City of Elk River | 1971 | Elk River City of | MN | Sherburne | 4 | Petroleum Liquids | IC |  | S | X | X |  |  | 5 | 0.8 | 5 | 5 | 4.3 | N |  |  | SB | Y | 8 | 1972 |  |  | N | Electric Utility | 1 | B: X; PC: DFO; NG: NG |  |  |  | N | N |  | 1H | [20 empty] | N |  |  | Y | N | Y
15387 | Princeton Public Utils Comm | 2005 | Princeton (MN) | MN | Mille Lacs | 7 | Petroleum Liquids | IC |  | S | X | X | GEE.PRINC2 | GRE.PRINC2 | 5 | 0.8 | 5 | 5 | 4 | N |  |  | OP | X | 7 | 2003 |  |  | N | Electric Utility | 1 | B: X; PC: DFO |  |  |  | N | N |  | 1H | [23 empty] | N | N | N
491 | American Crystal Sugar Co | 54214 | American Crystal Sugar East Grand Forks | MN | Polk | G2 | Conventional Steam Coal | ST |  | S | X | X |  |  | 5 | 0.8 | 5 | 5 | 0.5 | N |  |  | OP | X | 9 | 1990 |  |  | Y | Industrial CHP | 7 | B: T; PC: SUB; NG: SUB |  |  |  | N | N |  | OVER | Y |  |  |  | Y | [18 empty] | N | N | N
21995 | Olmsted County Public Works | 50413 | Olmsted Waste Energy | MN | Olmsted | TG3 | Municipal Solid Waste | ST |  | S | X | X |  |  | 5.5 | 1 | 5 | 4.5 | 0.4 | N |  |  | OP | X | 5 | 2010 |  |  | Y | Commercial CHP | 5 | B: T; PC: MSW; NG: NG |  |  |  | N | N |  | 1H | [23 empty] | N | N | N
7292 | Glencoe Light & Power Comm | 1975 | Glencoe | MN | McLeod | 8 | Petroleum Liquids | IC |  | S | X | X |  |  | 5.6 | 0.8 | 5.4 | 5.4 | 2 | N |  |  | OP | X | 7 | 1969 |  |  | N | Electric Utility | 1 | B: X; PC: DFO; NG: NG |  |  |  | N | N |  | 1H | [23 empty] | Y | Y | Y
12900 | City of Mora - (MN) | 1997 | Mora | MN | Kanabec | 5 | Natural Gas Internal Combustion Engine | IC |  | S | X | X |  |  | 5.7 | 0.8 | 5.7 | 5.7 | 0.5 | N |  |  | OP | X | 6 | 1972 |  |  | N | Electric Utility | 1 | B: X; PC: NG; NG: DFO |  |  |  | N | N |  | 1H | [23 empty] | Y | N | Y
15793 | Redwood Falls Public Util Comm | 2009 | Redwood Falls | MN | Redwood | 7 | Natural Gas Internal Combustion Engine | IC |  | S | X | X |  |  | 5.8 | 0.8 | 6 | 6 | 0.7 | N |  |  | OP | X | 1 | 1974 |  |  | N | Electric Utility | 1 | B: X; PC: NG; NG: DFO |  |  |  | N |  |  | 1H | [23 empty] | Y | N | Y
13480 | New Prague Utilities Comm | 1999 | New Prague | MN | Le Sueur | 6 | Natural Gas Internal Combustion Engine | IC |  | S | X | X | NSP.NEW_PNEW_ | NSP.NEW_PNEW_ | 6 | 0.8 | 5.9 | 5.9 | 4.5 | N |  |  | OP | X | 6 | 1982 |  |  | N | Electric Utility | 1 | B: X; PC: NG; NG: DFO |  |  |  | N | N |  | 1H | [23 empty] | Y | Y | N
13488 | New Ulm Public Utilities Comm | 2001 | New Ulm | MN | Brown | 3 | Natural Gas Steam Turbine | ST |  | S | X | X |  |  | 6 | 0.85 | 4.7 | 4.7 | 1 | N |  |  | OS | X | 1 | 1957 |  |  | Y | Electric Utility | 1 | [11 empty] | N | N |  | OVER | [23 empty] | N | N | N | bar: B to PC; NG
13488 | New Ulm Public Utilities Comm | 2001 | New Ulm | MN | Brown | 6 | Natural Gas Steam Turbine | ST |  | S | X | X |  |  | 6 | 0.85 | 4.7 | 4.7 | 1 | N |  |  | OP | X | 5 | 1997 |  |  | Y | Electric Utility | 1 | [11 empty] | N | N |  | OVER | [23 empty] | N | N | bar: B to PC; NG
58163 | POET Biorefining Lake Crystal | 58197 | POET Biorefining Lake Crystal | MN | Blue Earth | 1 | Petroleum Liquids | IC |  | S | X | X |  |  | 6 | 0.8 | 6 | 6 | 0 | N |  |  | SB | N | 4 | 2005 |  |  | Y | Industrial CHP | 7 | B: T; PC: DFO |  |  |  | N | N |  | 1H | [23 empty] | N | N
772 | Archer Daniels Midland Co | 10863 | Archer Daniels Midland Mankato | MN | Blue Earth | GEN1 | Conventional Steam Coal | ST |  | S | X | X | No sales | No sales | 6.1 | 0.85 | 6.2 | 6.2 | 0.8 | N |  |  | OP | X | 10 | 1987 |  |  | Y | Industrial CHP | 7 | B: T; PC: SUB; NG: NG |  |  |  | N |  |  | OVER | Y |  |  |  | Y | [18 empty] | N
6738 | Franklin Heating Station | 54224 | Franklin Heating Station | MN | Olmsted | GEN3 | Natural Gas Steam Turbine | ST |  | S | X | X |  |  | 6.3 | 0.85 | 6.1 | 6.1 | 1 | N |  |  | OP | X | 1 | 1968 |  |  | Y | Commercial CHP | 5 | B: T; PC: NG; NG: DFO; NG: NG |  |  |  | N | N |  | 12H | [23 empty] | Y | Y | Y
8543 | Hibbing Public Utilities Comm | 1979 | Hibbing | MN | St Louis | 6 | Conventional Steam Coal | ST |  | S | X | X | MISO | MISO | 6.4 | 0.85 | 1 | 6.4 | 1 | N |  |  | SB | Y | 2 | 1996 |  |  | Y | Electric Utility | 1 | T | SUB | NG | WDS | BIT | LIG |  | NG | SUB | WDS |  | N | N |  | 12H |  |  | Y |  | Y | [18 empty] | Y | Y | N
40580 | Southern Minnesota Mun P Agny | 1973 | Fairmont (MN) | MN | Martin | 10 | Natural Gas Internal Combustion Engine | IC |  | S | X | X | ALTW.FAIR_SIG | ALTW.FAIR_SIG | 6.5 | 0.8 | 6.5 | 6.5 | 3 | N |  |  | OP | X | 3 | 2014 |  |  | N | Electric Utility | 1 | [14 empty] | 1H | [23 empty] | N | bar: B to PC
40580 | Southern Minnesota Mun P Agny | 1973 | Fairmont (MN) | MN | Martin | 11 | Natural Gas Internal Combustion Engine | IC |  | S | X | X | ALTW.FAIR_SIG | ALTW.FAIR_SIG | 6.5 | 0.8 | 6.5 | 6.5 | 3 | N |  |  | OP | X | 3 | 2014 |  |  | N | Electric Utility | 1 | [14 empty] | 1H | [23 empty] | N | bar: B to PC
40580 | Southern Minnesota Mun P Agny | 1973 | Fairmont (MN) | MN | Martin | 12 | Natural Gas Internal Combustion Engine | IC |  | S | X | X | ALTW.FAIR_SIG | ALTW.FAIR_SIG | 6.5 | 0.8 | 6.5 | 6.5 | 3 | N |  |  | OP | X | 3 | 2014 |  |  | N | Electric Utility | 1 | [14 empty] | 1H | [23 empty] | N | bar: B to PC
40580 | Southern Minnesota Mun P Agny | 1973 | Fairmont (MN) | MN | Martin | 6 | Petroleum Liquids | IC |  | S | X | X | ALTW.FAIR_DSL | ALTW.FAIR_DSL | 6.5 | 0.8 | 6 | 6 | 3.5 | N |  |  | OP | X | 1 | 1975 |  |  | N | Electric Utility | 1 | B: X; PC: DFO; NG: NG |  |  |  | N | N |  | 1H | [23 empty] | Y | Y | N
40580 | Southern Minnesota Mun P Agny | 1973 | Fairmont (MN) | MN | Martin | 7 | Petroleum Liquids | IC |  | S | X | X | ALTW.FAIR_DSL | ALTW.FAIR_DSL | 6.5 | 0.8 | 6 | 6 | 3.5 | N |  |  | OP | X | 1 | 1975 |  |  | N | Electric Utility | 1 | B: X; PC: DFO; NG: NG |  |  |  | N | N |  | 1H | [23 empty] | Y | Y | N
40580 | Southern Minnesota Mun P Agny | 1973 | Fairmont (MN) | MN | Martin | 9 | Natural Gas Internal Combustion Engine | IC |  | S | X | X | ALTW.FAIR_SIG | ALTW.FAIR_SIG | 6.5 | 0.8 | 6.5 | 6.5 | 3 | N |  |  | OP | X | 3 | 2014 |  |  | N | Electric Utility | 1 | [14 empty] | 1H | [23 empty] | N | bar: B to PC
7292 | Glencoe Light & Power Comm | 1975 | Glencoe | MN | McLeod | 10 | Petroleum Liquids | IC |  | S | X | X |  |  | 7 | 0.8 | 5.6 | 5.6 | 3 | N |  |  | OP | X | 10 | 1985 |  |  | N | Electric Utility | 1 | B: X; PC: DFO |  |  |  | N | N |  | 1H | [23 empty] | N | N | N
12900 | City of Mora - (MN) | 1997 | Mora | MN | Kanabec | 6 | Petroleum Liquids | IC |  | S | X | X |  |  | 7 | 0.8 | 6.3 | 6.3 | 0.5 | N |  |  | OP | X | 7 | 1975 |  |  | N | Electric Utility | 1 | B: X; PC: DFO; NG: NG |  |  |  | N | N |  | 1H | [23 empty] | Y | N | Y
7292 | Glencoe Light & Power Comm | 1975 | Glencoe | MN | McLeod | 9 | Petroleum Liquids | IC |  | S | X | X |  |  | 7.1 | 0.8 | 6.1 | 6.1 | 3 | N |  |  | OP | X | 8 | 1973 |  |  | N | Electric Utility | 1 | B: X; PC: DFO; NG: NG |  |  |  | N | N |  | 1H | [23 empty] | Y | Y | Y
19883 | City of Virginia - (MN) | 2018 | Virginia | MN | St Louis | 5 | Natural Gas Steam Turbine | ST |  | S | X | X |  |  | 7.5 | 0.8 | 8 | 8 | 2 | N |  |  | OP | X | 8 | 1954 |  |  | N | Electric Utility | 1 | X | NG | WDS | SUB |  |  |  | WDS | SUB |  |  | N | N |  | 12H |  |  | Y |  | Y | [18 empty] | N | N | N
17604 | Southern Minnesota Beet Sugar | 54533 | Southern Minnesota Beet Sugar | MN | Renville | 0001 | Conventional Steam Coal | ST |  | S | X | X |  |  | 7.5 | 0.8 | 7.5 | 7.5 | 1.5 | N |  |  | OP | X | 9 | 1976 |  |  | Y | Industrial CHP | 7 | B: B; PC: SUB; NG: NG; NG: SUB | NG |  |  | N | N |  | 12H |  | Y |  | N |  | Y | [17 empty] | Y | Y | N
61702 | Epic Hosting, LLC | 62162 | 4710 Hosting | MN | Olmsted | 4710 | Petroleum Liquids | IC |  | S | X | X |  |  | 7.5 | 0.8 | 5 | 5 | 1 | N |  |  | SB | Y | 6 | 2012 |  |  | N | Commercial Non-CHP | 4 | B: X; PC: DFO |  |  |  | N | N |  | 10M | [20 empty] | N |  |  | N | N | N
58526 | Hometown Bio Energy LLC | 58563 | Hometown Bio Energy LLC | MN | Le Sueur | HTBE | Other Waste Biomass | IC |  | S | X | X |  |  | 8 | 0.8 | 7.6 | 7.6 | 1.5 | N |  |  | OP | X | 12 | 2013 |  |  | Y | IPP CHP | 3 | B: T; PC: OBG |  |  |  | N | N |  | 1H | [23 empty] | N | N | N
9130 | Hutchinson Utilities Comm | 1980 | Hutchinson Plant #1 | MN | McLeod | 10 | Natural Gas Internal Combustion Engine | IC |  | S | X | X | GRE.HUC | GRE.HUC | 8.8 | 0.8 | 9.3 | 9.3 | 1 | N |  |  | OP | X | 2 | 2013 |  |  | N | Electric Utility | 1 | [11 empty] | N | N |  | 10M | [23 empty] | N | bar: B to PC
16181 | Rochester Public Utilities | 60564 | Westside Energy Station | MN | Olmsted | WES1 | Natural Gas Internal Combustion Engine | IC |  | S | X | X | SMP.WES.RPU | SMP.WES.RPU | 9.3 | 0.95 | 9.3 | 9.3 | 4 | N |  |  | OP | X | 3 | 2018 |  |  | N | Electric Utility | 1 | [12 empty] | N |  | 10M | [23 empty] | N | N | N | bar: B to PC
16181 | Rochester Public Utilities | 60564 | Westside Energy Station | MN | Olmsted | WES2 | Natural Gas Internal Combustion Engine | IC |  | S | X | X | SMP.WES.RPU | SMP.WES.RPU | 9.3 | 0.95 | 9.3 | 9.3 | 4 | N |  |  | OP | X | 3 | 2018 |  |  | N | Electric Utility | 1 | [12 empty] | N |  | 10M | [23 empty] | N | N | N | bar: B to PC
16181 | Rochester Public Utilities | 60564 | Westside Energy Station | MN | Olmsted | WES3 | Natural Gas Internal Combustion Engine | IC |  | S | X | X | SMP.WES.RPU | SMP.WES.RPU | 9.3 | 0.95 | 9.3 | 9.3 | 4 | N |  |  | OP | X | 3 | 2018 |  |  | N | Electric Utility | 1 | [12 empty] | N |  | 10M | [23 empty] | N | N | N | bar: B to PC
16181 | Rochester Public Utilities | 60564 | Westside Energy Station | MN | Olmsted | WES4 | Natural Gas Internal Combustion Engine | IC |  | S | X | X | SMP.WES.RPU | SMP.WES.RPU | 9.3 | 0.95 | 9.3 | 9.3 | 4 | N |  |  | OP | X | 3 | 2018 |  |  | N | Electric Utility | 1 | [12 empty] | N |  | 10M | [23 empty] | N | N | N | bar: B to PC
16181 | Rochester Public Utilities | 60564 | Westside Energy Station | MN | Olmsted | WES5 | Natural Gas Internal Combustion Engine | IC |  | S | X | X | SMP.WES.RPU | SMP.WES.RPU | 9.3 | 0.95 | 9.3 | 9.3 | 4 | N |  |  | OP | X | 3 | 2018 |  |  | N | Electric Utility | 1 | [12 empty] | N |  | 10M | [23 empty] | N | N | bar: B to PC
12667 | Minnesota Municipal Power Agny | 60647 | Shakopee Energy Park | MN | Scott | SQA01 | Natural Gas Internal Combustion Engine | IC |  | S | X | X |  |  | 9.3 | 0.8 | 9.3 | 9.3 | 3 | N |  |  | OP | X | 2 | 2017 |  |  | Y | Electric Utility | 1 | [14 empty] | 12H | [23 empty] | N | N | N | bar: B to PC
12667 | Minnesota Municipal Power Agny | 60647 | Shakopee Energy Park | MN | Scott | SQA02 | Natural Gas Internal Combustion Engine | IC |  | S | X | X |  |  | 9.3 | 0.8 | 9.3 | 9.3 | 3 | N |  |  | OP | X | 2 | 2017 |  |  | Y | Electric Utility | 1 | [14 empty] | 12H | [23 empty] | N | bar: B to PC
12667 | Minnesota Municipal Power Agny | 60647 | Shakopee Energy Park | MN | Scott | SQA03 | Natural Gas Internal Combustion Engine | IC |  | S | X | X |  |  | 9.3 | 0.8 | 9.3 | 9.3 | 3 | N |  |  | OP | X | 2 | 2017 |  |  | Y | Electric Utility | 1 | [14 empty] | 12H | [23 empty] | N | bar: B to PC
12667 | Minnesota Municipal Power Agny | 60647 | Shakopee Energy Park | MN | Scott | SQA04 | Natural Gas Internal Combustion Engine | IC |  | S | X | X |  |  | 9.3 | 0.8 | 9.3 | 9.3 | 3 | N |  |  | OP | X | 2 | 2017 |  |  | Y | Electric Utility | 1 | [14 empty] | 12H | [23 empty] | N | bar: B to PC
12667 | Minnesota Municipal Power Agny | 60647 | Shakopee Energy Park | MN | Scott | SQA05 | Natural Gas Internal Combustion Engine | IC |  | S | X | X |  |  | 9.3 | 0.8 | 9.3 | 9.3 | 3 | N |  |  | OP | X | 2 | 2017 |  |  | Y | Electric Utility | 1 | [14 empty] | 12H | [23 empty] | N | bar: B to PC
40580 | Southern Minnesota Mun P Agny | 60254 | Owatonna Energy Station | MN | Steele | UNIT1 | Natural Gas Internal Combustion Engine | IC |  | S | X | X | SMP.OWATONASIG | SMP.OWATONASIG | 9.7 | 0.8 | 9.7 | 9.7 | 4 | N |  |  | OP | X | 3 | 2018 |  |  | N | Electric Utility | 1 | [14 empty] | 1H | [23 empty] | N | N | N | bar: B to PC
40580 | Southern Minnesota Mun P Agny | 60254 | Owatonna Energy Station | MN | Steele | UNIT2 | Natural Gas Internal Combustion Engine | IC |  | S | X | X | SMP.OWATONASIG | SMP.OWATONASIG | 9.7 | 0.8 | 9.7 | 9.7 | 4 | N |  |  | OP | X | 3 | 2018 |  |  | N | Electric Utility | 1 | [14 empty] | 1H | [23 empty] | N | N | N | bar: B to PC
40580 | Southern Minnesota Mun P Agny | 60254 | Owatonna Energy Station | MN | Steele | UNIT3 | Natural Gas Internal Combustion Engine | IC |  | S | X | X | SMP.OWATONASIG | SMP.OWATONASIG | 9.7 | 0.8 | 9.7 | 9.7 | 4 | N |  |  | OP | X | 3 | 2018 |  |  | N | Electric Utility | 1 | [14 empty] | 1H | [23 empty] | N | N | N | bar: B to PC
40580 | Southern Minnesota Mun P Agny | 60254 | Owatonna Energy Station | MN | Steele | UNIT4 | Natural Gas Internal Combustion Engine | IC |  | S | X | X | SMP.OWATONASIG | SMP.OWATONASIG | 9.7 | 0.8 | 9.7 | 9.7 | 4 | N |  |  | OP | X | 3 | 2018 |  |  | N | Electric Utility | 1 | [14 empty] | 1H | [23 empty] | N | N | N | bar: B to PC
9130 | Hutchinson Utilities Comm | 1980 | Hutchinson Plant #1 | MN | McLeod | 11 | Natural Gas Internal Combustion Engine | IC |  | S | X | X | GRE.HUC | GRE.HUC | 9.8 | 0.8 | 9.8 | 9.8 | 1 | N |  |  | OP | X | 11 | 2019 |  |  | N | Electric Utility | 1 | [14 empty] | 10M | [23 empty] | N | N | N | bar: B to PC
9130 | Hutchinson Utilities Comm | 1980 | Hutchinson Plant #1 | MN | McLeod | 12 | Natural Gas Internal Combustion Engine | IC |  | S | X | X | GRE.HUC | GRE.HUC | 9.8 | 0.8 | 9.8 | 9.8 | 1 | N |  |  | OP | X | 11 | 2019 |  |  | N | Electric Utility | 1 | [11 empty] | N | N |  | 10M | [23 empty] | N | N | N | bar: B to PC
8543 | Hibbing Public Utilities Comm | 1979 | Hibbing | MN | St Louis | 3 | Conventional Steam Coal | ST |  | S | X | X | MISO | MISO | 10 | 0.8 | 10 | 10 | 4 | N |  |  | SB | Y | 4 | 1965 |  |  | Y | Electric Utility | 1 | T | SUB | NG | WDS | BIT | LIG |  | NG | SUB | WDS |  | N | N |  | 12H |  | N | Y |  | Y | [18 empty] | Y | Y | N
13781 | Northern States Power Co - Minnesota | 1926 | Red Wing | MN | Goodhue | 1 | Municipal Solid Waste | ST |  | S | X | X | NSP REDWING REDWIN_1_UNIT | NSP REDWING REDWIN_1_UNIT | 11.5 | 0.85 | 9 | 9 | 6 | N |  |  | OP | X | 10 | 1949 | 12 | 2027 | N | Electric Utility | 1 | X | MSW | NG | WDS |  |  |  | NG |  |  |  | N | N |  | 12H |  |  | N |  | N | [18 empty] | Y | Y | N
13781 | Northern States Power Co - Minnesota | 1926 | Red Wing | MN | Goodhue | 2 | Municipal Solid Waste | ST |  | S | X | X | NSP REDWING REDWIN_2_UNIT | NSP REDWING REDWIN_2_UNIT | 11.5 | 0.85 | 9 | 9 | 6 | N |  |  | OP | X | 11 | 1949 | 12 | 2027 | N | Electric Utility | 1 | X | MSW | NG | WDS |  |  |  | NG |  |  |  | N | N |  | 12H |  |  | N |  | N | [18 empty] | Y | Y | N
9130 | Hutchinson Utilities Comm | 6358 | Hutchinson Plant #2 | MN | McLeod | 3 | Natural Gas Fired Combined Cycle | CA | CC1 | S | N | X | GRE.HUC | GRE.HUC | 11.5 | 0.8 | 10 | 10 | 2.5 | N |  |  | OP | X | 11 | 1994 |  |  | N | Electric Utility | 1 | [11 empty] | N | N |  | 12H | [23 empty] | N | N | N | bar: B to PC
13781 | Northern States Power Co - Minnesota | 1934 | Wilmarth | MN | Blue Earth | 1 | Municipal Solid Waste | ST |  | S | X | X | NSP WILMART WILMAR_1_UNIT | NSP WILMART WILMAR_1_UNIT | 12.5 | 0.8 | 9 | 9 | 1 | N |  |  | OP | X | 9 | 1948 | 12 | 2027 | N | Electric Utility | 1 | B: X; PC: MSW; NG: NG; NG: NG |  |  |  | N | N |  | 12H | [23 empty] | Y | Y | N
13781 | Northern States Power Co - Minnesota | 1934 | Wilmarth | MN | Blue Earth | 2 | Municipal Solid Waste | ST |  | S | X | X | NSP WILMART WILMAR_2_UNIT | NSP WILMART WILMAR_2_UNIT | 12.5 | 0.8 | 9 | 9 | 1 | N |  |  | OP | X | 3 | 1951 | 12 | 2027 | N | Electric Utility | 1 | B: X; PC: MSW; NG: NG; NG: NG |  |  |  | N | N |  | 12H | [23 empty] | Y | Y | N
5015 | Delano Municipal Utilities | 1969 | Delano | MN | Wright | 9 | Petroleum Liquids | GT |  | S | X | X |  |  | 12.5 | 0.8 | 11 | 12 | 4 | N |  |  | OP | X | 7 | 2002 |  |  | N | Electric Utility | 1 | B: X; PC: DFO |  |  |  | N | N |  | 1H | [20 empty] | N |  |  | N |  | N
5111 | City of Detroit Lakes - (MN) | 1970 | Detroit Lakes | MN | Becker | 1 | Petroleum Liquids | GT |  | S | X | X | OTP.MRES |  | 12.5 | 0.8 | 9.6 | 10.6 | 5 | N |  |  | OP | X | 7 | 1968 |  |  | N | Electric Utility | 1 | B: X; PC: DFO |  |  |  | N |  |  | 10M | [23 empty] | N
12647 | ALLETE, Inc. | 10686 | Rapids Energy Center | MN | Itasca | 6 | Natural Gas Steam Turbine | ST |  | S | X | X |  |  | 12.5 | 0.8 | 13.1 | 13.1 | 4 | N |  |  | OP | X | 1 | 1969 |  |  | Y | Electric Utility | 1 | [11 empty] | N | N |  | 12H | [20 empty] | N |  |  | N | N | N | bar: B to PC; NG
57341 | Veolia Energy | 57966 | Southeast Steam Plant | MN | Hennepin | SSP | Natural Gas Steam Turbine | ST |  | S | X | X |  |  | 13 | 0.9 | 2 | 10 | 2 | N |  |  | OP | X | 1 | 1998 |  |  | Y | Commercial CHP | 5 | B | NG | SUB | DFO |  |  |  | NG |  |  |  | N | N |  | 12H | Y |  |  |  | Y | [18 empty] | Y | N | Y
12647 | ALLETE, Inc. | 10686 | Rapids Energy Center | MN | Itasca | 7 | Natural Gas Steam Turbine | ST |  | S | X | X |  |  | 14 | 0.85 | 9.5 | 9.5 | 6 | N |  |  | OP | X | 1 | 1980 |  |  | Y | Electric Utility | 1 | [11 empty] | N | N |  | 12H | [20 empty] | N |  |  | N | N | N | bar: B to PC; NG
13488 | New Ulm Public Utilities Comm | 2001 | New Ulm | MN | Brown | 4 | Natural Gas Steam Turbine | ST |  | S | X | X |  |  | 15 | 0.85 | 13.2 | 13.2 | 2 | N |  |  | OP | X | 1 | 1965 |  |  | Y | Electric Utility | 1 | [11 empty] | N | N |  | OVER | [23 empty] | N | N | N | bar: B to PC; NG
11731 | City of Marshall - (MN) | 1993 | Marshall (MN) | MN | Lyon | 6 | Petroleum Liquids | GT |  | S | X | X | NSP.MRES.MMU |  | 18 | 0.85 | 15.5 | 17.6 | 4 | N |  |  | OP | X | 7 | 1969 |  |  | N | Electric Utility | 1 | B: X; PC: DFO |  |  |  | N |  |  | 1H | [23 empty] | N |  | N
19883 | City of Virginia - (MN) | 2018 | Virginia | MN | St Louis | 6 | Natural Gas Steam Turbine | ST |  | S | X | X |  |  | 18.7 | 0.85 | 17 | 18.7 | 6 | N |  |  | OP | X | 8 | 1971 |  |  | N | Electric Utility | 1 | X | NG | WDS | SUB |  |  |  | WDS | SUB |  |  | N | N |  | 12H |  |  | Y |  | Y | [18 empty] | N | N | N
14246 | City of Owatonna - (MN) | 2003 | Owatonna | MN | Steele | 7 | Natural Gas Fired Combustion Turbine | GT |  | S | X | X | SMP.OWANASM7 | SMP.OWANASM7 | 19 | 0.8 | 16.6 | 16.6 | 7 | N |  |  | OP | X | 4 | 1982 |  |  | N | Electric Utility | 1 | B: X; PC: NG; NG: DFO |  |  |  | N | N |  | 1H | [23 empty] | N | N | N
16653 | Sappi Cloquet LLC | 50639 | Sappi Cloquet Mill | MN | Carlton | GEN3 | Wood/Wood Waste Biomass | ST |  | S | X | X |  |  | 19.2 | 0.9 | 17.5 | 17.5 | 8 | N |  |  | OP | X | 1 | 1976 |  |  | Y | Industrial CHP | 7 | T | WDS | NG | SLW | DFO | BLQ |  | WDS |  |  |  | N | N |  | OVER | [23 empty] | Y | Y | Y
8543 | Hibbing Public Utilities Comm | 1979 | Hibbing | MN | St Louis | 5 | Conventional Steam Coal | ST |  | S | X | X | MISO | MISO | 19.5 | 0.85 | 19.5 | 19.5 | 5 | N |  |  | SB | Y | 8 | 1985 |  |  | Y | Electric Utility | 1 | T | SUB | NG | WDS | BIT | LIG |  | NG | SUB | WDS |  | N | N |  | 12H |  | N | Y |  | Y | [18 empty] | Y | Y | N
57341 | Veolia Energy | 59197 | Univ Minnesota CHP Plant | MN | Hennepin | CTG-1 | Natural Gas Fired Combustion Turbine | GT |  | S | X | X |  |  | 21 | 0.85 | 18 | 22 | 0 | N |  |  | OP | X | 11 | 2017 |  |  | Y | IPP CHP | 3 | B: T; PC: NG; NG: DFO |  |  |  | N |  | 0 | 12H | [23 empty] | Y | N | Y
56413 | Koda Energy LLC | 57119 | Koda Biomass Plant | MN | Scott | 2222 | Other Waste Biomass | ST |  | S | X | X | MISO | MISO | 23.4 | 0.85 | 20.3 | 20.3 | 8 | N |  |  | OP | X | 5 | 2009 |  |  | Y | IPP CHP | 3 | B | AB | WDS | NG |  |  |  | NG |  |  |  | N | N |  | 12H | [20 empty] | N |  |  | Y | Y | N
13488 | New Ulm Public Utilities Comm | 2001 | New Ulm | MN | Brown | 5 | Petroleum Liquids | GT |  | S | X | X |  |  | 24 | 0.85 | 23 | 25 | 2.5 | N |  |  | OP | X | 5 | 1975 |  |  | N | Electric Utility | 1 | B: X; PC: DFO; NG: DFO |  |  |  | N | N |  | 10M |  |  |  | N | [19 empty] | N | N | N
54842 | WM Renewable Energy LLC | 57408 | Prairie Bluff | MS | Chickasaw | GEN1 | Landfill Gas | IC |  | S | X | X | TVA | TVA | 1.6 | 0.98 | 1.6 | 1.6 | 0.8 | N |  |  | OP | X | 10 | 2012 |  |  | N | IPP Non-CHP | 2 | B: X; PC: LFG |  |  |  | N |  |  | 1H | [23 empty] | N | N | N
18642 | Tennessee Valley Authority | 7719 | Meridian | MS | Lauderdale | 1 | Petroleum Liquids | IC |  | S | X | X |  |  | 1.8 | 0.9 | 1.8 | 1.8 | 0 | N |  |  | OP | X | 6 | 1998 |  |  | N | Electric Utility | 1 | B: X; PC: DFO |  |  |  | N |  |  | 10M | [23 empty] | N
18642 | Tennessee Valley Authority | 7719 | Meridian | MS | Lauderdale | 2 | Petroleum Liquids | IC |  | S | X | X |  |  | 1.8 | 0.9 | 1.8 | 1.8 | 0 | N |  |  | OP | X | 6 | 1998 |  |  | N | Electric Utility | 1 | B: X; PC: DFO |  |  |  | N |  |  | 10M | [23 empty] | N
18642 | Tennessee Valley Authority | 7719 | Meridian | MS | Lauderdale | 3 | Petroleum Liquids | IC |  | S | X | X |  |  | 1.8 | 0.9 | 1.8 | 1.8 | 0 | N |  |  | OP | X | 6 | 1998 |  |  | N | Electric Utility | 1 | B: X; PC: DFO |  |  |  | N |  |  | 10M | [23 empty] | N
18642 | Tennessee Valley Authority | 7719 | Meridian | MS | Lauderdale | 4 | Petroleum Liquids | IC |  | S | X | X |  |  | 1.8 | 0.9 | 1.8 | 1.8 | 0 | N |  |  | OP | X | 6 | 1998 |  |  | N | Electric Utility | 1 | B: X; PC: DFO |  |  |  | N |  |  | 10M | [23 empty] | N
18642 | Tennessee Valley Authority | 7719 | Meridian | MS | Lauderdale | 5 | Petroleum Liquids | IC |  | S | X | X |  |  | 1.8 | 0.9 | 1.8 | 1.8 | 0 | N |  |  | OP | X | 6 | 1998 |  |  | N | Electric Utility | 1 | B: X; PC: DFO |  |  |  | N |  |  | 10M | [23 empty] | N
9382 | International Paper Co-Vicksbg | 54100 | International Paper Vicksburg Mill | MS | Warren | GEN1 | Wood/Wood Waste Biomass | ST |  | S | X | X |  |  | 2.5 | 0.8 | 1.5 | 1.5 | 0.5 | N |  |  | OP | X | 1 | 1967 |  |  | Y | Industrial CHP | 7 | T | BLQ | NG | RFO | AB | TDF |  | BLQ |  |  |  | N | N |  | 12H | [23 empty] | N | N | N
20492 | International Paper Columbus Mill | 50184 | Columbus MS | MS | Lowndes | TG4 | Wood/Wood Waste Biomass | ST |  | S | X | X |  |  | 4 | 1 | 4 | 4 | 1 | N |  |  | SB | Y | 8 | 1987 |  |  | Y | Industrial CHP | 7 | T | BLQ | WDS | NG | DFO | BIT |  | NG | DFO |  |  | N | N |  | 12H |  |  | Y |  |  |  | Y | [16 empty] | Y | Y | N
12704 | Mississippi Baptist Medical | 54203 | Mississippi Baptist Medical Center | MS | Hinds | A | Natural Gas Fired Combustion Turbine | GT |  | S | X | X |  |  | 4.2 | 0.8 | 4 | 4 | 2 | N |  |  | SB | Y | 1 | 1991 |  |  | Y | Commercial CHP | 5 | [11 empty] | N |  |  | 1H | [23 empty] | N | bar: B to PC
6667 | Ergon Refining Inc | 54918 | Ergon Refining Vicksburg | MS | Warren | TMO1 | Natural Gas Fired Combustion Turbine | GT |  | S | X | X |  |  | 4.8 | 0.98 | 4.4 | 5.2 | 3 | N |  |  | OP | X | 3 | 1995 |  |  | Y | Industrial CHP | 7 | [11 empty] | N | N |  | 1H | [23 empty] | N | N | N | bar: B to PC
21095 | Public Serv Comm of Yazoo City | 2067 | Yazoo | MS | Yazoo | 2 | Natural Gas Fired Combined Cycle | CA | CC1 | S | N | X |  |  | 5 | 0.8 | 5.6 | 5.6 | 3 | N |  |  | SB | Y | 6 | 1945 |  |  | N | Electric Utility | 1 | [11 empty] | N | N |  | 12H | [23 empty] | N | N | N | bar: B to PC
3702 | Clarksdale Public Utilities | 2059 | L L Wilkins | MS | Coahoma | 6 | Natural Gas Fired Combined Cycle | CA | CC1 | S | Y | X |  |  | 6 | 1 | 6.8 | 6.8 | 5 | N |  |  | OP | X | 10 | 1996 |  |  | N | Electric Utility | 1 | [11 empty] | N | N |  | 1H | [23 empty] | N | N | N | bar: B to PC
61499 | Georgia-Pacific Wood Products LLC | 61927 | Georgia-Pacific Taylorsville Plywood | MS | Smith | CTG1 | Natural Gas Fired Combustion Turbine | GT |  | J | X | X |  |  | 7.2 | 0.8 | 6.2 | 8.2 | 3.5 | N |  |  | OP | X | 7 | 2018 |  |  | Y | Industrial CHP | 7 | [11 empty] | N | N | 0 | 1H | [20 empty] | N |  |  | N | N | N | bar: B to PC
3702 | Clarksdale Public Utilities | 2059 | L L Wilkins | MS | Coahoma | 7 | Natural Gas Fired Combined Cycle | CT | CC1 | S | X | Y |  |  | 7.5 | 1 | 7.5 | 7.5 | 5 | N |  |  | OP | X | 10 | 1961 |  |  | N | Electric Utility | 1 | [11 empty] | N | N |  | 1H | [23 empty] | N | N | N | bar: B to PC
21095 | Public Serv Comm of Yazoo City | 2067 | Yazoo | MS | Yazoo | 3 | Natural Gas Fired Combined Cycle | CA | CC1 | S | N | X |  |  | 12.6 | 0.85 | 13 | 13 | 4 | N |  |  | OP | X | 7 | 1954 |  |  | N | Electric Utility | 1 | [11 empty] | N | N |  | 12H | [23 empty] | N | N | N | bar: B to PC
17568 | Cooperative Energy | 2068 | Benndale | MS | George | BENU1 | Natural Gas Internal Combustion Engine | IC |  | S | X | X | SME.BENN_R_U1 |  | 14.2 | 0.8 | 11.3 | 11.3 | 1.2 | N |  |  | OP | X | 4 | 2020 |  |  | N | Electric Utility | 1 | [14 empty] | 10M | [23 empty] | N | bar: B to PC
17568 | Cooperative Energy | 2068 | Benndale | MS | George | BENU2 | Natural Gas Internal Combustion Engine | IC |  | S | X | X | SME.BENN_R_U2 |  | 14.2 | 0.8 | 11.3 | 11.3 | 1.2 | N |  |  | OP | X | 4 | 2020 |  |  | N | Electric Utility | 1 | [11 empty] | N | N |  | 10M | [23 empty] | N | bar: B to PC
20492 | International Paper Columbus Mill | 50184 | Columbus MS | MS | Lowndes | TG3 | Wood/Wood Waste Biomass | ST |  | S | X | X |  |  | 14.6 | 0.8 | 14.6 | 14.6 | 3 | N |  |  | OP | X | 6 | 1982 |  |  | Y | Industrial CHP | 7 | T | BLQ | WDS | NG | DFO | BIT |  | NG | DFO |  |  | N | N |  | 12H |  |  | Y |  |  |  | Y | [16 empty] | Y | Y | N
3702 | Clarksdale Public Utilities | 2059 | L L Wilkins | MS | Coahoma | 8 | Natural Gas Fired Combined Cycle | CT | CC1 | S | X | N |  |  | 16.2 | 1 | 13.2 | 15 | 5 | N |  |  | OP | X | 10 | 1965 |  |  | N | Electric Utility | 1 | [11 empty] | N | N |  | 1H | [23 empty] | N | N | N | bar: B to PC
21095 | Public Serv Comm of Yazoo City | 2067 | Yazoo | MS | Yazoo | GT1 | Natural Gas Fired Combined Cycle | CT | CC1 | S | X | Y |  |  | 16.5 | 0.85 | 14.7 | 16.7 | 2 | N |  |  | OP | X | 4 | 1968 |  |  | N | Electric Utility | 1 | B: X; PC: NG; NG: DFO |  |  |  | N | N |  | 1H | [23 empty] | Y | N | Y
12686 | Mississippi Power Co | 2047 | Chevron Oil | MS | Jackson | 1 | Natural Gas Fired Combustion Turbine | GT |  | S | X | X |  |  | 16.6 | 0.85 | 17 | 18 | 8 | N |  |  | OP | X | 7 | 1967 |  |  | Y | Electric Utility | 1 | [11 empty] | N | N |  | 1H | [23 empty] | N | N | N | bar: B to PC
12686 | Mississippi Power Co | 2047 | Chevron Oil | MS | Jackson | 2 | Natural Gas Fired Combustion Turbine | GT |  | S | X | X |  |  | 16.6 | 0.85 | 17 | 18 | 8 | N |  |  | OP | X | 7 | 1967 |  |  | Y | Electric Utility | 1 | [11 empty] | N | N |  | 1H | [23 empty] | N | N | N | bar: B to PC
12686 | Mississippi Power Co | 2047 | Chevron Oil | MS | Jackson | 3 | Natural Gas Fired Combustion Turbine | GT |  | S | X | X |  |  | 18 | 0.85 | 16 | 18 | 8 | N |  |  | OP | X | 10 | 1971 |  |  | Y | Electric Utility | 1 | [11 empty] | N | N |  | 1H | [23 empty] | N | N | N | bar: B to PC
12686 | Mississippi Power Co | 2047 | Chevron Oil | MS | Jackson | 4 | Natural Gas Fired Combustion Turbine | GT |  | S | X | X |  |  | 18 | 0.85 | 16 | 18 | 8 | N |  |  | OP | X | 9 | 1971 |  |  | Y | Electric Utility | 1 | [11 empty] | N | N |  | 1H | [20 empty] | Y | 4 | 2021 | N | N | N | bar: B to PC
9973 | City of Kahoka | 2138 | Kahoka | MO | Clark | 3 | Petroleum Liquids | IC |  | S | X | X | NA | NA | 0.2 | 0.8 | 0.2 | 0.2 | 0.1 | N |  |  | OP | X | 1 | 1941 |  |  | N | Electric Utility | 1 | B: X; PC: DFO |  |  |  | N | N |  | 1H | [23 empty] | N | N | N
12294 | City of Memphis - (MO) | 2145 | Memphis | MO | Scotland | 3 | Petroleum Liquids | IC |  | S | X | X |  |  | 0.2 | 0.8 | 0.2 | 0.2 | 0 | N |  |  | OP | X | 12 | 1945 |  |  | N | Electric Utility | 1 | B: X; PC: DFO |  |  |  | N | N |  | 10M | [23 empty] | N | N
19474 | City of Unionville - (MO) | 2164 | Unionville City of | MO | Putnam | 3 | Petroleum Liquids | IC |  | S | X | X |  |  | 0.2 | 0.9 | 0.2 | 0.2 | 0.1 | N |  |  | OP | X | 1 | 1935 |  |  | N | Electric Utility | 1 | B: X; PC: DFO |  |  |  | N |  |  | 10M | [23 empty] | N
19474 | City of Unionville - (MO) | 2164 | Unionville City of | MO | Putnam | 5 | Petroleum Liquids | IC |  | S | X | X |  |  | 0.3 | 1 | 0.3 | 0.3 | 0.1 | N |  |  | OP | X | 1 | 1955 |  |  | N | Electric Utility | 1 | B: X; PC: DFO | [6 empty] | 10M | [23 empty] | N
19474 | City of Unionville - (MO) | 2164 | Unionville City of | MO | Putnam | 6 | Petroleum Liquids | IC |  | S | X | X |  |  | 0.3 | 1 | 0.3 | 0.3 | 0.1 | N |  |  | OP | X | 1 | 1955 |  |  | N | Electric Utility | 1 | B: X; PC: DFO | [6 empty] | 10M | [23 empty] | N
17946 | City of Stanberry - (MO) | 8110 | Stanberry | MO | Gentry | IC5 | Petroleum Liquids | IC |  | S | X | X |  |  | 0.3 | 0.8 | 0.3 | 0.3 | 0.1 | N |  |  | SB | Y | 8 | 1958 |  |  | N | Electric Utility | 1 | B: X; PC: DFO | [6 empty] | 10M | [23 empty] | N | N | N
34359 | Curators of the University of Missouri | 50969 | MU Combined Heat and Power Plant | MO | Boone | 6025 | Natural Gas Steam Turbine | ST |  | S | X | X | CWLD.UMC |  | 0.3 | 0.8 | 0.3 | 0.3 | 0.1 | N |  |  | OP | X | 12 | 2017 |  |  | Y | Commercial CHP | 5 | B | NG | WDS | DFO | BIT |  |  | NG |  |  |  | N | N |  | 1H |  |  | Y |  | Y | [18 empty] | Y | Y | Y
12294 | City of Memphis - (MO) | 2145 | Memphis | MO | Scotland | 12 | Petroleum Liquids | IC |  | S | X | X |  |  | 0.4 | 0.8 | 0.4 | 0.4 | 0 | N |  |  | OP | X | 11 | 1989 |  |  | N | Electric Utility | 1 | B: X; PC: DFO |  |  |  | N | N |  | 10M | [23 empty] | N | N
34359 | Curators of the University of Missouri | 50969 | MU Combined Heat and Power Plant | MO | Boone | GEN6 | Petroleum Liquids | IC |  | S | X | X | CWLD.UMC |  | 0.5 | 0.8 | 0.5 | 0.5 | 0.3 | N |  |  | SB | Y | 5 | 1994 |  |  | N | Commercial CHP | 5 | B: X; PC: DFO |  |  |  | N | N |  | 10M | [23 empty] | N
12294 | City of Memphis - (MO) | 2145 | Memphis | MO | Scotland | 1 | Petroleum Liquids | IC |  | S | X | X |  |  | 0.6 | 0.8 | 0.6 | 0.6 | 0 | N |  |  | OP | X | 12 | 1972 |  |  | N | Electric Utility | 1 | B: X; PC: DFO; NG: NG |  |  |  | N | N |  | 10M | [23 empty] | Y | N | Y
9603 | City of Jackson - (MO) | 2137 | Jackson (MO) | MO | Cape Girardeau | 5 | Petroleum Liquids | IC |  | S | X | X |  |  | 0.7 | 0.8 | 0.6 | 0.6 | 0.6 | N |  |  | OP | X | 1 | 1936 |  |  | N | Electric Utility | 1 | B: X; PC: DFO |  |  |  | N | N |  | 1H | [23 empty] | N | N | N
9973 | City of Kahoka | 2138 | Kahoka | MO | Clark | 6 | Petroleum Liquids | IC |  | S | X | X | NA | NA | 0.7 | 0.8 | 0.7 | 0.7 | 0.4 | N |  |  | OP | X | 1 | 1952 |  |  | N | Electric Utility | 1 | B: X; PC: DFO |  |  |  | N | N |  | 1H | [23 empty] | N | N | N
8567 | City of Higginsville - (MO) | 2131 | Higginsville | MO | Lafayette | 1 | Petroleum Liquids | IC |  | S | X | X |  |  | 0.8 | 1 | 0.6 | 0.6 | 0.1 |  |  |  | OS | X | 1 | 1945 |  |  | N | Electric Utility | 1 | B: X; PC: DFO |  |  |  | N | N |  | 1H | [23 empty] | N | N
9973 | City of Kahoka | 2138 | Kahoka | MO | Clark | 7 | Natural Gas Internal Combustion Engine | IC |  | S | X | X | NA | NA | 0.8 | 0.8 | 0.7 | 0.8 | 0.4 | N |  |  | SB | N | 1 | 1956 |  |  | N | Electric Utility | 1 | B: X; PC: NG; NG: DFO |  |  |  | N | N |  | 1H | [23 empty] | Y | Y | N
19474 | City of Unionville - (MO) | 2164 | Unionville City of | MO | Putnam | 1 | Petroleum Liquids | IC |  | S | X | X |  |  | 0.8 | 0.9 | 0.6 | 0.6 | 0.2 | N |  |  | OP | X | 12 | 1970 |  |  | N | Electric Utility | 1 | B: X; PC: DFO |  |  |  | N |  |  | 10M | [23 empty] | N
9973 | City of Kahoka | 2138 | Kahoka | MO | Clark | 9 | Natural Gas Internal Combustion Engine | IC |  | S | X | X | NA | NA | 0.9 | 0.8 | 0.8 | 0.9 | 0.4 | N |  |  | SB | N | 7 | 1982 |  |  | N | Electric Utility | 1 | B: X; PC: NG; NG: DFO |  |  |  | N | N |  | 1H | [23 empty] | Y | Y | N
12294 | City of Memphis - (MO) | 2145 | Memphis | MO | Scotland | 6 | Petroleum Liquids | IC |  | S | X | X |  |  | 0.9 | 0.8 | 0.9 | 0.9 | 0 | N |  |  | OP | X | 12 | 1957 |  |  | N | Electric Utility | 1 | B: X; PC: DFO |  |  |  | N | N |  | 10M | [23 empty] | N | N
4045 | City of Columbia - (MO) | 2123 | Columbia (MO) | MO | Boone | LF1 | Landfill Gas | IC |  | S | X | X |  |  | 1 | 0.8 | 1 | 1 | 0.6 | N |  |  | OP | X | 6 | 2008 |  |  | N | Electric Utility | 1 | B: X; PC: LFG |  |  |  | N | N |  | 1H | [23 empty] | N
4045 | City of Columbia - (MO) | 2123 | Columbia (MO) | MO | Boone | LF2 | Landfill Gas | IC |  | S | X | X |  |  | 1 | 0.8 | 1 | 1 | 0.6 | N |  |  | OP | X | 6 | 2008 |  |  | N | Electric Utility | 1 | B: X; PC: LFG |  |  |  |  | N |  | 1H | [23 empty] | N
4045 | City of Columbia - (MO) | 2123 | Columbia (MO) | MO | Boone | LF3 | Landfill Gas | IC |  | S | X | X |  |  | 1 | 0.8 | 1 | 1 | 0.6 | N |  |  | OP | X | 8 | 2013 |  |  | N | Electric Utility | 1 | B: X; PC: LFG |  |  |  |  | N |  | 1H | [23 empty] | N
4045 | City of Columbia - (MO) | 2123 | Columbia (MO) | MO | Boone | SF1 | Petroleum Liquids | IC |  | S | X | X |  |  | 1 | 0.8 | 1 | 1 | 1 | N |  |  | OP | X | 11 | 2008 |  |  | N | Electric Utility | 1 | B: X; PC: DFO |  |  |  | N |  |  | 10M | [23 empty] | N
4045 | City of Columbia - (MO) | 2123 | Columbia (MO) | MO | Boone | SF2 | Petroleum Liquids | IC |  | S | X | X |  |  | 1 | 0.8 | 1 | 1 | 1 | N |  |  | OP | X | 11 | 2008 |  |  | N | Electric Utility | 1 | B: X; PC: DFO |  |  |  | N |  |  | 10M | [23 empty] | N
9603 | City of Jackson - (MO) | 2137 | Jackson (MO) | MO | Cape Girardeau | 3 | Petroleum Liquids | IC |  | S | X | X |  |  | 1 | 0.8 | 1 | 1 | 0.4 | N |  |  | OP | X | 4 | 1963 |  |  | N | Electric Utility | 1 | B: X; PC: DFO; NG: NG |  |  |  | N | N |  | 1H | [23 empty] | Y | Y | Y
9603 | City of Jackson - (MO) | 2137 | Jackson (MO) | MO | Cape Girardeau | 4 | Petroleum Liquids | IC |  | S | X | X |  |  | 1 | 0.8 | 1 | 1 | 0.4 | N |  |  | OP | X | 7 | 1963 |  |  | N | Electric Utility | 1 | B: X; PC: DFO; NG: NG |  |  |  | N | N |  | 1H | [23 empty] | Y | Y | Y
9603 | City of Jackson - (MO) | 2137 | Jackson (MO) | MO | Cape Girardeau | 6 | Petroleum Liquids | IC |  | S | X | X |  |  | 1 | 0.8 | 1 | 1 | 1 | N |  |  | OP | X | 6 | 1946 |  |  | N | Electric Utility | 1 | B: X; PC: DFO |  |  |  | N | N |  | 1H | [23 empty] | N | N | N
11460 | City of Macon - (MO) | 2141 | Macon | MO | Macon | 4 | Petroleum Liquids | IC |  | S | X | X |  |  | 1 | 0.8 | 0.7 | 0.7 | 0.4 | N |  |  | SB | Y | 9 | 1985 |  |  | N | Electric Utility | 1 | B: X; PC: DFO |  |  |  | N | N |  | 10M | [23 empty] | N | N | N
11732 | City of Marshall - (MO) | 2144 | Marshall (MO) | MO | Saline | 7 | Petroleum Liquids | IC |  | S | X | X |  |  | 1 | 1 | 0.9 | 0.9 | 0.1 | N |  |  | OP | X | 6 | 1988 |  |  | N | Electric Utility | 1 | B: X; PC: DFO |  |  |  | N | N |  | 10M | [23 empty] | N | N | N
11732 | City of Marshall - (MO) | 2144 | Marshall (MO) | MO | Saline | 8 | Petroleum Liquids | IC |  | S | X | X |  |  | 1 | 1 | 0.9 | 0.9 | 0.1 | N |  |  | OP | X | 6 | 1988 |  |  | N | Electric Utility | 1 | B: X; PC: DFO |  |  |  | N | N |  | 10M | [23 empty] | N | N | N
11732 | City of Marshall - (MO) | 2144 | Marshall (MO) | MO | Saline | 9 | Petroleum Liquids | IC |  | S | X | X |  |  | 1 | 1 | 0.9 | 0.9 | 0.1 | N |  |  | OP | X | 6 | 1988 |  |  | N | Electric Utility | 1 | B: X; PC: DFO |  |  |  | N | N |  | 10M | [23 empty] | N | N | N
12294 | City of Memphis - (MO) | 2145 | Memphis | MO | Scotland | 10 | Petroleum Liquids | IC |  | S | X | X |  |  | 1 | 0.8 | 1 | 1 | 0 | N |  |  | OP | X | 8 | 1989 |  |  | N | Electric Utility | 1 | B: X; PC: DFO |  |  |  | N | N |  | 10M | [23 empty] | N
12294 | City of Memphis - (MO) | 2145 | Memphis | MO | Scotland | 11 | Petroleum Liquids | IC |  | S | X | X |  |  | 1 | 0.8 | 1 | 1 | 0 | N |  |  | OP | X | 8 | 1989 |  |  | N | Electric Utility | 1 | B: X; PC: DFO |  |  |  | N | N |  | 10M | [23 empty] | N
12294 | City of Memphis - (MO) | 2145 | Memphis | MO | Scotland | 13 | Petroleum Liquids | IC |  | S | X | X |  |  | 1 | 0.8 | 1 | 1 | 0 | N |  |  | OP | X | 9 | 1990 |  |  | N | Electric Utility | 1 | B: X; PC: DFO |  |  |  | N | N |  | 10M | [23 empty] | N | N
19474 | City of Unionville - (MO) | 2164 | Unionville City of | MO | Putnam | 4 | Petroleum Liquids | IC |  | S | X | X |  |  | 1 | 1 | 0.9 | 0.9 | 0.2 | N |  |  | OP | X | 7 | 1970 |  |  | N | Electric Utility | 1 | B: X; PC: DFO | [6 empty] | 10M | [23 empty] | N
16560 | City of Salisbury - (MO) | 7400 | Salisbury City of | MO | Chariton | 1 | Petroleum Liquids | IC |  | S | X | X |  |  | 1 | 0.9 | 0.8 | 1 | 0.5 | N |  |  | OP | X | 6 | 1983 |  |  | N | Electric Utility | 1 | B: X; PC: DFO |  |  |  | N |  |  | 12H | [23 empty] | N |  | N
16560 | City of Salisbury - (MO) | 7400 | Salisbury City of | MO | Chariton | 2 | Petroleum Liquids | IC |  | S | X | X |  |  | 1 | 0.9 | 0.8 | 1 | 0.5 | N |  |  | OP | X | 6 | 1983 |  |  | N | Electric Utility | 1 | B: X; PC: DFO |  |  |  | N |  |  | 12H | [23 empty] | N |  | N
11626 | City of Marceline - (MO) | 7470 | Marceline | MO | Linn | 1 | Petroleum Liquids | IC |  | S | X | X |  |  | 1 | 0.8 | 1 | 1 | 0.3 | N |  |  | SB | Y | 8 | 1989 |  |  | N | Electric Utility | 1 | B: X; PC: DFO |  |  |  | N | N |  | 1H | [23 empty] | N | N | N
34359 | Curators of the University of Missouri | 50969 | MU Combined Heat and Power Plant | MO | Boone | GEN7 | Petroleum Liquids | IC |  | S | X | X | CWLD.UMC |  | 1 | 0.8 | 1 | 1 | 0.5 | N |  |  | SB | Y | 6 | 1997 |  |  | N | Commercial CHP | 5 | B: X; PC: DFO |  |  |  | N | N |  | 10M | [23 empty] | N
56102 | AMERESCO Jefferson City LLC | 56896 | Ameresco Jefferson City | MO | Cole | 1 | Landfill Gas | IC |  | S | X | X |  |  | 1 | 1 | 0.9 | 0.9 | 0.5 | N |  |  | OP | X | 3 | 2009 |  |  | N | IPP Non-CHP | 2 | B: X; PC: LFG |  |  |  | N | N |  | 10M | [23 empty] | N | N | N
56102 | AMERESCO Jefferson City LLC | 56896 | Ameresco Jefferson City | MO | Cole | 2 | Landfill Gas | IC |  | S | X | X |  |  | 1 | 1 | 0.9 | 0.9 | 0.5 | N |  |  | OP | X | 3 | 2009 |  |  | N | IPP Non-CHP | 2 | B: X; PC: LFG |  |  |  | N | N |  | 10M | [23 empty] | N | N | N
56102 | AMERESCO Jefferson City LLC | 56896 | Ameresco Jefferson City | MO | Cole | 3 | Landfill Gas | IC |  | S | X | X |  |  | 1 | 1 | 0.9 | 0.9 | 0.5 | N |  |  | OP | X | 3 | 2009 |  |  | N | IPP Non-CHP | 2 | B: X; PC: LFG |  |  |  | N | N |  | 10M | [23 empty] | N | N | N
61984 | MBS TextBook Exhcange LLC | 62647 | MBS Texbook Exchange | MO | Boone | MBS1 | Petroleum Liquids | IC |  | S | X | X |  |  | 1 | 0.8 | 1 | 1 | 1 | N |  |  | OP | X | 11 | 2008 |  |  | N | Commercial Non-CHP | 4 | B: X; PC: DFO |  |  |  | N | N |  | 10M | [23 empty] | N
61984 | MBS TextBook Exhcange LLC | 62647 | MBS Texbook Exchange | MO | Boone | MBS2 | Petroleum Liquids | IC |  | S | X | X |  |  | 1 | 0.8 | 1 | 1 | 1 | N |  |  | OP | X | 11 | 2008 |  |  | N | Commercial Non-CHP | 4 | B: X; PC: DFO |  |  |  | N |  |  | 10M | [23 empty] | N
6231 | City of Fayette - (MO) | 2125 | Fayette | MO | Howard | GT4 | Petroleum Liquids | IC |  | S | X | X |  |  | 1.1 | 0.8 | 1 | 1 | 1 | N |  |  | OS | X | 7 | 1969 |  |  | N | Electric Utility | 1 | B: X; PC: DFO |  |  |  | N | N |  | 12H | [23 empty] | N
6924 | City of Gallatin - (MO) | 2127 | Gallatin (MO) | MO | Daviess | 2A | Petroleum Liquids | IC |  | S | X | X |  |  | 1.1 | 0.8 | 1 | 1 | 0.7 | N |  |  | SB | Y | 4 | 1993 |  |  | N | Electric Utility | 1 | B: X; PC: DFO |  |  |  | N | N |  | 1H | [23 empty] | N | N | N
6924 | City of Gallatin - (MO) | 2127 | Gallatin (MO) | MO | Daviess | 3A | Petroleum Liquids | IC |  | S | X | X |  |  | 1.1 | 0.8 | 1 | 1 | 0.7 | N |  |  | SB | Y | 4 | 1993 |  |  | N | Electric Utility | 1 | B: X; PC: DFO |  |  |  | N | N |  | 1H | [23 empty] | N | N | N
9973 | City of Kahoka | 2138 | Kahoka | MO | Clark | 10 | Petroleum Liquids | IC |  | S | X | X | NA | NA | 1.1 | 0.8 | 1.1 | 1.1 | 0.4 | N |  |  | OP | X | 7 | 1999 |  |  | N | Electric Utility | 1 | B: X; PC: DFO |  |  |  | N | N |  | 1H | [23 empty] | N | N | N
9973 | City of Kahoka | 2138 | Kahoka | MO | Clark | 11 | Petroleum Liquids | IC |  | S | X | X | NA | NA | 1.1 | 0.8 | 1.1 | 1.1 | 0.4 | N |  |  | OP | X | 7 | 1999 |  |  | N | Electric Utility | 1 | B: X; PC: DFO |  |  |  | N | N |  | 1H | [23 empty] | N | N | N
9973 | City of Kahoka | 2138 | Kahoka | MO | Clark | 12 | Petroleum Liquids | IC |  | S | X | X | NA | NA | 1.1 | 0.8 | 1.1 | 1.1 | 0.4 | N |  |  | OP | X | 9 | 1999 |  |  | N | Electric Utility | 1 | B: X; PC: DFO |  |  |  | N | N |  | 1H | [23 empty] | N | N | N
12294 | City of Memphis - (MO) | 2145 | Memphis | MO | Scotland | 7 | Petroleum Liquids | IC |  | S | X | X |  |  | 1.1 | 0.8 | 1.1 | 1.1 | 0 | N |  |  | OP | X | 12 | 1960 |  |  | N | Electric Utility | 1 | B: X; PC: DFO |  |  |  | N | N |  | 10M | [23 empty] | N | N | N
19474 | City of Unionville - (MO) | 2164 | Unionville City of | MO | Putnam | 7 | Petroleum Liquids | IC |  | S | X | X |  |  | 1.1 | 1 | 0.9 | 0.9 | 0.2 | N |  |  | OP | X | 1 | 1962 |  |  | N | Electric Utility | 1 | B: X; PC: DFO |  |  |  | N |  |  | 10M | [23 empty] | N
17946 | City of Stanberry - (MO) | 8110 | Stanberry | MO | Gentry | 1 | Natural Gas Internal Combustion Engine | IC |  | S | X | X |  |  | 1.1 | 0.8 | 1.1 | 1.1 | 0.5 | N |  |  | SB | Y | 7 | 1963 |  |  | N | Electric Utility | 1 | B: X; PC: NG; NG: DFO |  |  |  |  | N |  | 1H | [23 empty] | Y | N | Y
17946 | City of Stanberry - (MO) | 8110 | Stanberry | MO | Gentry | 2 | Natural Gas Internal Combustion Engine | IC |  | S | X | X |  |  | 1.1 | 0.8 | 1.1 | 1.1 | 0.5 | N |  |  | SB | Y | 10 | 1967 |  |  | N | Electric Utility | 1 | B: X; PC: NG; NG: DFO |  |  |  |  | N |  | 1H | [23 empty] | Y | N | Y
8567 | City of Higginsville - (MO) | 2131 | Higginsville | MO | Lafayette | 5 | Petroleum Liquids | IC |  | S | X | X |  |  | 1.2 | 1 | 1.2 | 1.2 | 0.3 | N |  |  | OP | X | 10 | 2004 |  |  | N | Electric Utility | 1 | B: X; PC: DFO; NG: NG |  |  |  | N | N |  | 10M | [23 empty] | Y | Y | Y
50130 | Ashley Energy LLC | 56309 | Trigen St. Louis | MO | St Louis | IC-1 | Petroleum Liquids | IC |  | S | X | X |  |  | 1.2 | 0.8 | 1 | 1 | 0.1 | N |  |  | OP | X | 6 | 1999 |  |  | N | IPP CHP | 3 | B: X; PC: DFO |  |  |  | N | N |  | 10M | [23 empty] | N | N
4045 | City of Columbia - (MO) | 2123 | Columbia (MO) | MO | Boone | SH1 | Petroleum Liquids | IC |  | W | X | X |  |  | 1.3 | 0.8 | 1.3 | 1.3 | 1.3 | N |  |  | OP | X | 4 | 2002 |  |  | N | Electric Utility | 1 | B: X; PC: DFO |  |  |  | N |  |  | 10M | [23 empty] | N
4045 | City of Columbia - (MO) | 2123 | Columbia (MO) | MO | Boone | SH2 | Petroleum Liquids | IC |  | W | X | X |  |  | 1.3 | 0.8 | 1.3 | 1.3 | 1.3 | N |  |  | OP | X | 4 | 2002 |  |  | N | Electric Utility | 1 | B: X; PC: DFO |  |  |  | N |  |  | 10M |  |  |  |  | N | [18 empty] | N
12294 | City of Memphis - (MO) | 2145 | Memphis | MO | Scotland | 8 | Petroleum Liquids | IC |  | S | X | X |  |  | 1.3 | 0.8 | 1.3 | 1.3 | 0 | N |  |  | OP | X | 12 | 1966 |  |  | N | Electric Utility | 1 | B: X; PC: DFO; NG: NG |  |  |  | N | N |  | 10M | [23 empty] | Y | N | Y
12294 | City of Memphis - (MO) | 2145 | Memphis | MO | Scotland | 9 | Petroleum Liquids | IC |  | S | X | X |  |  | 1.3 | 0.8 | 1.3 | 1.3 | 0 | N |  |  | OP | X | 12 | 1972 |  |  | N | Electric Utility | 1 | B: X; PC: DFO; NG: NG |  |  |  | N | N |  | 10M | [23 empty] | Y | N | Y
19474 | City of Unionville - (MO) | 2164 | Unionville City of | MO | Putnam | 8 | Petroleum Liquids | IC |  | S | X | X |  |  | 1.3 | 1 | 1.1 | 1.1 | 0.2 | N |  |  | OP | X | 1 | 1967 |  |  | N | Electric Utility | 1 | B: X; PC: DFO; NG: NG |  |  |  | N |  |  | 10M | [23 empty] | Y | N | Y
2647 | City of Butler - (MO) | 2115 | Butler Municipal Power Plant | MO | Bates | 5 | Petroleum Liquids | IC |  | S | X | X |  |  | 1.4 | 0.8 | 1 | 1 | 0.6 | N |  |  | SB | Y | 4 | 1959 |  |  | N | Electric Utility | 1 | B: X; PC: DFO; NG: NG |  |  |  | N | N |  | 12H | [23 empty] | N |  | N
11540 | City of Malden - (MO) | 2142 | Malden | MO | Dunklin | 5 | Petroleum Liquids | IC |  | S | X | X |  |  | 1.4 | 0.8 | 1.2 | 1.2 | 0.7 | N |  |  | SB | Y | 8 | 1957 |  |  | N | Electric Utility | 1 | B: X; PC: DFO; NG: NG |  |  |  | N | N |  | 1H | [23 empty] | Y | N | N
2647 | City of Butler - (MO) | 2115 | Butler Municipal Power Plant | MO | Bates | IC6 | Petroleum Liquids | IC |  | S | X | X |  |  | 1.5 | 0.8 | 1.1 | 1.1 | 0.7 | N |  |  | SB | Y | 9 | 1965 |  |  | N | Electric Utility | 1 | B: X; PC: DFO |  |  |  | N | N |  | 12H | [23 empty] | N
9973 | City of Kahoka | 2138 | Kahoka | MO | Clark | 8 | Natural Gas Internal Combustion Engine | IC |  | S | X | X | NA | NA | 1.5 | 0.8 | 1.4 | 1.5 | 0.7 | N |  |  | SB | N | 9 | 1969 |  |  | N | Electric Utility | 1 | B: X; PC: NG; NG: DFO |  |  |  | N | N |  | 1H | [23 empty] | Y | Y | N
50130 | Ashley Energy LLC | 56309 | Trigen St. Louis | MO | St Louis | ST-4 | Natural Gas Steam Turbine | ST |  | S | X | X | AMMO.TRIGCTG1 | AMMO.TRIGCTG1 | 1.5 | 0.9 | 1.5 | 1.5 | 0.1 | N |  |  | OP | X | 6 | 1999 |  |  | Y | IPP CHP | 3 | [11 empty] | N | N |  | 12H | [23 empty] | N | N | N | bar: B to PC; NG
50130 | Ashley Energy LLC | 56309 | Trigen St. Louis | MO | St Louis | ST-5 | Natural Gas Steam Turbine | ST |  | S | X | X | AMMO.TRIGCTG1 | AMMO.TRIGCTG1 | 1.5 | 0.9 | 1.5 | 1.5 | 0.1 | N |  |  | OP | X | 6 | 1999 |  |  | Y | IPP CHP | 3 | [11 empty] | N | N |  | 12H | [23 empty] | N | N | N | bar: B to PC; NG
12802 | City of Monroe City - (MO) | 2146 | Monroe (MO) | MO | Monroe | 10 | Petroleum Liquids | IC |  | S | X | X |  |  | 1.6 | 0.8 | 1.6 | 1.6 | 1.6 | N |  |  | OP | X | 1 | 1988 |  |  | N | Electric Utility | 1 | B: X; PC: DFO |  |  |  | N |  |  | 10M | [23 empty] | N
12802 | City of Monroe City - (MO) | 2146 | Monroe (MO) | MO | Monroe | 8 | Petroleum Liquids | IC |  | S | X | X |  |  | 1.6 | 0.8 | 1.6 | 1.6 | 1.6 | N |  |  | OP | X | 1 | 1988 |  |  | N | Electric Utility | 1 | B: X; PC: DFO | [6 empty] | 10M | [23 empty] | N | N
12802 | City of Monroe City - (MO) | 2146 | Monroe (MO) | MO | Monroe | 9 | Petroleum Liquids | IC |  | S | X | X |  |  | 1.6 | 0.8 | 1.6 | 1.6 | 1.6 | N |  |  | OP | X | 1 | 1988 |  |  | N | Electric Utility | 1 | B: X; PC: DFO | [6 empty] | 10M | [23 empty] | N | N
17035 | City of Shelbina - (MO) | 7405 | Shelbina Power #1 | MO | Shelby | G2 | Petroleum Liquids | IC |  | S | X | X |  |  | 1.6 | 0.8 | 1.6 | 1.6 | 1 | N |  |  | OP | X | 5 | 1989 |  |  | N | Electric Utility | 1 | B: X; PC: DFO |  |  |  |  | N |  | 10M | [23 empty] | N
17035 | City of Shelbina - (MO) | 7406 | Shelbina Power #2 | MO | Shelby | G3 | Petroleum Liquids | IC |  | S | X | X |  |  | 1.6 | 0.8 | 1.6 | 1.6 | 1 | N |  |  | OP | X | 4 | 1992 |  |  | N | Electric Utility | 1 | B: X; PC: DFO |  |  |  |  | N |  | 10M | [23 empty] | N | N | N
17035 | City of Shelbina - (MO) | 7406 | Shelbina Power #2 | MO | Shelby | G4 | Petroleum Liquids | IC |  | S | X | X |  |  | 1.6 | 0.8 | 1.6 | 1.6 | 1 | N |  |  | OP | X | 4 | 1992 |  |  | N | Electric Utility | 1 | B: X; PC: DFO |  |  |  |  | N |  | 10M | [23 empty] | N | N | N
17035 | City of Shelbina - (MO) | 7406 | Shelbina Power #2 | MO | Shelby | G5 | Petroleum Liquids | IC |  | S | X | X |  |  | 1.6 | 0.8 | 1.6 | 1.6 | 1 | N |  |  | OP | X | 4 | 1992 |  |  | N | Electric Utility | 1 | B: X; PC: DFO |  |  |  |  | N |  | 10M | [23 empty] | N | N | N
56211 | Evergy Missouri West | 58024 | St Joseph Landfill Generating Station | MO | Buchanan | UNIT1 | Landfill Gas | IC |  | S | X | X |  |  | 1.6 | 0.8 | 1.6 | 1.6 | 1.2 | N |  |  | OP | X | 12 | 2011 |  |  | N | Electric Utility | 1 | B: X; PC: LFG | [6 empty] | 1H | [23 empty] | N |  | N
8567 | City of Higginsville - (MO) | 2131 | Higginsville | MO | Lafayette | 2 | Petroleum Liquids | IC |  | S | X | X |  |  | 1.7 | 1 | 1 | 1 | 0.4 |  |  |  | OS | X | 1 | 1947 |  |  | N | Electric Utility | 1 | B: X; PC: DFO |  |  |  | N | N |  | 1H | [23 empty] | N | N
19474 | City of Unionville - (MO) | 2164 | Unionville City of | MO | Putnam | 2 | Petroleum Liquids | IC |  | S | X | X |  |  | 1.7 | 0.9 | 1.7 | 1.7 | 0.2 | N |  |  | OP | X | 10 | 1975 |  |  | N | Electric Utility | 1 | B: X; PC: DFO; NG: NG |  |  |  | N |  |  | 10M | [23 empty] | Y | N | Y
3082 | Carrollton Board of Public Wks | 2120 | Carrollton | MO | Carroll | 3 | Natural Gas Internal Combustion Engine | IC |  | S | X | X |  |  | 1.8 | 0.9 | 1.8 | 1.8 | 0.1 | N |  |  | OP | X | 3 | 1947 |  |  | N | Electric Utility | 1 | B: X; PC: NG; NG: DFO |  |  |  | N |  |  | 10M | [23 empty] | Y | Y | Y
10538 | City of La Plata - (MO) | 2140 | La Plata | MO | Macon | 1 | Petroleum Liquids | IC |  | S | X | X |  |  | 1.8 | 0.8 | 1.7 | 1.7 | 0.2 | N |  |  | OP | X | 3 | 2013 |  |  | N | Electric Utility | 1 | B: X; PC: DFO |  |  |  | N | N |  | 10M | [20 empty] | N |  |  | N
10538 | City of La Plata - (MO) | 2140 | La Plata | MO | Macon | 2 | Petroleum Liquids | IC |  | S | X | X |  |  | 1.8 | 0.8 | 1.7 | 1.7 | 0.2 | N |  |  | OP | X | 3 | 2013 |  |  | N | Electric Utility | 1 | B: X; PC: DFO |  |  |  | N | N |  | 10M | [23 empty] | N
11540 | City of Malden - (MO) | 2142 | Malden | MO | Dunklin | 2A | Petroleum Liquids | IC |  | S | X | X |  |  | 1.8 | 0.8 | 1.8 | 1.8 | 0.3 | N |  |  | SB | Y | 2 | 1996 |  |  | N | Electric Utility | 1 | B: X; PC: DFO |  |  |  | N | N |  | 10M | [23 empty] | N | N | N
11540 | City of Malden - (MO) | 2142 | Malden | MO | Dunklin | 3A | Petroleum Liquids | IC |  | S | X | X |  |  | 1.8 | 0.8 | 1.8 | 1.8 | 0.3 | N |  |  | SB | Y | 2 | 1996 |  |  | N | Electric Utility | 1 | B: X; PC: DFO |  |  |  | N | N |  | 10M | [23 empty] | N | N | N
11540 | City of Malden - (MO) | 2142 | Malden | MO | Dunklin | 4A | Petroleum Liquids | IC |  | S | X | X |  |  | 1.8 | 0.8 | 1.8 | 1.8 | 0.3 | N |  |  | SB | Y | 2 | 1996 |  |  | N | Electric Utility | 1 | B: X; PC: DFO |  |  |  | N | N |  | 10M | [23 empty] | N | N | N
12802 | City of Monroe City - (MO) | 2146 | Monroe (MO) | MO | Monroe | 11 | Petroleum Liquids | IC |  | S | X | X |  |  | 1.8 | 0.8 | 1.8 | 1.8 | 1.8 | N |  |  | OP | X | 1 | 2003 |  |  | N | Electric Utility | 1 | B: X; PC: DFO |  |  |  | N |  |  | 10M | [23 empty] | N
12802 | City of Monroe City - (MO) | 2146 | Monroe (MO) | MO | Monroe | 12 | Petroleum Liquids | IC |  | S | X | X |  |  | 1.8 | 0.8 | 1.8 | 1.8 | 1.8 | N |  |  | OP | X | 1 | 2003 |  |  | N | Electric Utility | 1 | B: X; PC: DFO | [6 empty] | 10M | [23 empty] | N
17035 | City of Shelbina - (MO) | 7406 | Shelbina Power #2 | MO | Shelby | G6 | Petroleum Liquids | IC |  | S | X | X |  |  | 1.8 | 0.8 | 1.8 | 1.8 | 1 | N |  |  | OP | X | 7 | 1999 |  |  | N | Electric Utility | 1 | B: X; PC: DFO |  |  |  |  | N |  | 10M | [23 empty] | N | N | N
17035 | City of Shelbina - (MO) | 7860 | Shelbina Power #3 | MO | Shelby | G7 | Petroleum Liquids | IC |  | S | X | X |  |  | 1.8 | 0.8 | 1.8 | 1.8 | 1 | N |  |  | OP | X | 4 | 2002 |  |  | N | Electric Utility | 1 | B: X; PC: DFO | [6 empty] | 10M | [23 empty] | N |  | N
17035 | City of Shelbina - (MO) | 7860 | Shelbina Power #3 | MO | Shelby | G8 | Petroleum Liquids | IC |  | S | X | X |  |  | 1.8 | 0.8 | 1.8 | 1.8 | 1 | N |  |  | OP | X | 4 | 2002 |  |  | N | Electric Utility | 1 | B: X; PC: DFO | [6 empty] | 10M | [23 empty] | N |  | N
17946 | City of Stanberry - (MO) | 8110 | Stanberry | MO | Gentry | IC6 | Natural Gas Internal Combustion Engine | IC |  | S | X | X |  |  | 1.8 | 0.955 | 1.8 | 1.8 | 0.7 | N |  |  | SB | Y | 1 | 1979 |  |  | N | Electric Utility | 1 | B: X; PC: NG; NG: DFO | [6 empty] | 1H | [23 empty] | Y | N | Y
11460 | City of Macon - (MO) | 56126 | Sub 2 Generating Station | MO | Macon | 1 | Petroleum Liquids | IC |  | S | X | X |  |  | 1.8 | 0.8 | 1.8 | 1.8 | 1.3 | N |  |  | SB | Y | 1 | 2004 |  |  | N | Electric Utility | 1 | B: X; PC: DFO |  |  |  | N | N |  | 10M | [23 empty] | N | N | N
11460 | City of Macon - (MO) | 56126 | Sub 2 Generating Station | MO | Macon | 2 | Petroleum Liquids | IC |  | S | X | X |  |  | 1.8 | 0.8 | 1.8 | 1.8 | 1.3 | N |  |  | SB | Y | 1 | 2004 |  |  | N | Electric Utility | 1 | B: X; PC: DFO |  |  |  | N | N |  | 10M | [23 empty] | N | N | N
11460 | City of Macon - (MO) | 56128 | Sub 3 Generating Station | MO | Macon | 1 | Petroleum Liquids | IC |  | S | X | X |  |  | 1.8 | 0.8 | 1.8 | 1.8 | 1.3 | N |  |  | SB | Y | 11 | 2003 |  |  | N | Electric Utility | 1 | B: X; PC: DFO |  |  |  | N | N |  | 10M | [23 empty] | N | N | N
11460 | City of Macon - (MO) | 56128 | Sub 3 Generating Station | MO | Macon | 2 | Petroleum Liquids | IC |  | S | X | X |  |  | 1.8 | 0.8 | 1.8 | 1.8 | 1.3 | N |  |  | SB | Y | 11 | 2003 |  |  | N | Electric Utility | 1 | B: X; PC: DFO |  |  |  | N | N |  | 10M | [23 empty] | N | N | N
11460 | City of Macon - (MO) | 56128 | Sub 3 Generating Station | MO | Macon | 3 | Petroleum Liquids | IC |  | S | X | X |  |  | 1.8 | 0.8 | 1.8 | 1.8 | 1.3 | N |  |  | SB | Y | 11 | 2003 |  |  | N | Electric Utility | 1 | B: X; PC: DFO |  |  |  | N | N |  | 10M | [23 empty] | N | N | N
11460 | City of Macon - (MO) | 56128 | Sub 3 Generating Station | MO | Macon | 4 | Petroleum Liquids | IC |  | S | X | X |  |  | 1.8 | 0.8 | 1.8 | 1.8 | 1.3 | N |  |  | SB | Y | 11 | 2003 |  |  | N | Electric Utility | 1 | B: X; PC: DFO |  |  |  | N | N |  | 10M | [23 empty] | N |  | N
10000 | Evergy Metro | 2081 | Northeast (MO) | MO | Jackson | 19 | Petroleum Liquids | IC |  | S | X | X |  |  | 2 | 0.9 | 2 | 2 | 1 | N |  |  | OP | X | 6 | 1985 |  |  | N | Electric Utility | 1 | B: X; PC: DFO |  |  |  | N | N |  | 1H | [23 empty] | N
2647 | City of Butler - (MO) | 2115 | Butler Municipal Power Plant | MO | Bates | NG1 | Petroleum Liquids | IC |  | S | X | X |  |  | 2 | 1 | 1.8 | 1.8 | 0.3 | N |  |  | SB | Y | 1 | 2000 |  |  | N | Electric Utility | 1 | B: X; PC: DFO |  |  |  | N | N |  | 10M | [23 empty] | N
2647 | City of Butler - (MO) | 2115 | Butler Municipal Power Plant | MO | Bates | NG2 | Petroleum Liquids | IC |  | S | X | X |  |  | 2 | 1 | 1.8 | 1.8 | 0.3 | N |  |  | SB | Y | 1 | 2000 |  |  | N | Electric Utility | 1 | B: X; PC: DFO |  |  |  | N | N |  | 10M | [23 empty] | N
2647 | City of Butler - (MO) | 2115 | Butler Municipal Power Plant | MO | Bates | SG1 | Petroleum Liquids | IC |  | S | X | X |  |  | 2 | 1 | 1.8 | 1.8 | 0.3 | N |  |  | SB | Y | 1 | 2000 |  |  | N | Electric Utility | 1 | B: X; PC: DFO |  |  |  | N | N |  | 10M | [23 empty] | N
2647 | City of Butler - (MO) | 2115 | Butler Municipal Power Plant | MO | Bates | SG2 | Petroleum Liquids | IC |  | S | X | X |  |  | 2 | 1 | 1.8 | 1.8 | 0.3 | N |  |  | SB | Y | 1 | 2000 |  |  | N | Electric Utility | 1 | B: X; PC: DFO |  |  |  | N | N |  | 10M | [23 empty] | N
3082 | Carrollton Board of Public Wks | 2120 | Carrollton | MO | Carroll | 11 | Petroleum Liquids | IC |  | S | X | X |  |  | 2 | 0.92 | 1.8 | 1.8 | 0.1 | N |  |  | OP | X | 7 | 2001 |  |  | N | Electric Utility | 1 | B: X; PC: DFO |  |  |  | N |  |  | 10M | [23 empty] | N
3486 | Chillicothe Municipal Utils | 2122 | Chillicothe | MO | Livingston | D1 | Petroleum Liquids | IC |  | S | X | X |  |  | 2 | 0.8 | 2 | 2 | 0 | N |  |  | OP | X | 6 | 2003 |  |  | N | Electric Utility | 1 | B: X; PC: DFO |  |  |  | N | N |  | 10M | [23 empty] | N
3486 | Chillicothe Municipal Utils | 2122 | Chillicothe | MO | Livingston | D2 | Petroleum Liquids | IC |  | S | X | X |  |  | 2 | 0.8 | 2 | 2 | 0 | N |  |  | OP | X | 6 | 2003 |  |  | N | Electric Utility | 1 | B: X; PC: DFO |  |  |  | N | N |  | 10M | [23 empty] | N
3486 | Chillicothe Municipal Utils | 2122 | Chillicothe | MO | Livingston | D3 | Petroleum Liquids | IC |  | S | X | X |  |  | 2 | 0.8 | 2 | 2 | 0 | N |  |  | OP | X | 6 | 2003 |  |  | N | Electric Utility | 1 | B: X; PC: DFO |  |  |  | N | N |  | 10M | [23 empty] | N | N | N
3486 | Chillicothe Municipal Utils | 2122 | Chillicothe | MO | Livingston | D4 | Petroleum Liquids | IC |  | S | X | X |  |  | 2 | 0.8 | 2 | 2 | 0 | N |  |  | OP | X | 6 | 2003 |  |  | N | Electric Utility | 1 | B: X; PC: DFO |  |  |  | N | N |  | 10M | [23 empty] | N | N | N
3486 | Chillicothe Municipal Utils | 2122 | Chillicothe | MO | Livingston | D5 | Petroleum Liquids | IC |  | S | X | X |  |  | 2 | 0.8 | 2 | 2 | 0 | N |  |  | OP | X | 6 | 2003 |  |  | N | Electric Utility | 1 | B: X; PC: DFO |  |  |  | N | N |  | 10M | [23 empty] | N | N | N
4045 | City of Columbia - (MO) | 2123 | Columbia (MO) | MO | Boone | DAN1 | Petroleum Liquids | IC |  | S | X | X |  |  | 2 | 0.8 | 2 | 2 | 2 | N |  |  | OP | X | 8 | 2004 |  |  | N | Electric Utility | 1 | B: X; PC: DFO |  |  |  | N | N |  | 10M | [23 empty] | N
4045 | City of Columbia - (MO) | 2123 | Columbia (MO) | MO | Boone | WTP1 | Petroleum Liquids | IC |  | S | X | X |  |  | 2 | 0.8 | 2 | 2 | 2 | N |  |  | OP | X | 8 | 2004 |  |  | N | Electric Utility | 1 | B: X; PC: DFO |  |  |  | N |  |  | 10M | [23 empty] | N
4045 | City of Columbia - (MO) | 2123 | Columbia (MO) | MO | Boone | WTP2 | Petroleum Liquids | IC |  | S | X | X |  |  | 2 | 0.8 | 2 | 2 | 2 | N |  |  | OP | X | 8 | 2004 |  |  | N | Electric Utility | 1 | B: X; PC: DFO |  |  |  | N |  |  | 10M |  |  |  |  | N | [18 empty] | N
9603 | City of Jackson - (MO) | 2137 | Jackson (MO) | MO | Cape Girardeau | 10 | Petroleum Liquids | IC |  | S | X | X |  |  | 2 | 0.8 | 2 | 2 | 0.1 | N |  |  | OP | X | 9 | 2006 |  |  | N | Electric Utility | 1 | B: X; PC: DFO |  |  |  | N | N |  | 10M | [23 empty] | N | N | N
9603 | City of Jackson - (MO) | 2137 | Jackson (MO) | MO | Cape Girardeau | 11 | Petroleum Liquids | IC |  | S | X | X |  |  | 2 | 0.8 | 2 | 2 | 0.1 | N |  |  | OP | X | 9 | 2006 |  |  | N | Electric Utility | 1 | B: X; PC: DFO |  |  |  | N | N |  | 10M | [23 empty] | N | N | N
9603 | City of Jackson - (MO) | 2137 | Jackson (MO) | MO | Cape Girardeau | 12 | Petroleum Liquids | IC |  | S | X | X |  |  | 2 | 0.8 | 2 | 2 | 0.1 | N |  |  | OP | X | 9 | 2006 |  |  | N | Electric Utility | 1 | B: X; PC: DFO |  |  |  | N | N |  | 10M | [23 empty] | N | N | N
11540 | City of Malden - (MO) | 2142 | Malden | MO | Dunklin | 6 | Petroleum Liquids | IC |  | S | X | X |  |  | 2 | 0.8 | 1.8 | 1.8 | 0.7 | N |  |  | SB | Y | 8 | 1963 |  |  | N | Electric Utility | 1 | B: X; PC: DFO; NG: NG |  |  |  | N | N |  | 1H | [20 empty] | N |  |  | Y | N | N
12802 | City of Monroe City - (MO) | 2146 | Monroe (MO) | MO | Monroe | 5 | Petroleum Liquids | IC |  | S | X | X |  |  | 2 | 0.8 | 1.6 | 2 | 1.6 | N |  |  | OP | X | 6 | 1985 |  |  | N | Electric Utility | 1 | B: X; PC: DFO | [6 empty] | 12H | [23 empty] | N
19474 | City of Unionville - (MO) | 2164 | Unionville City of | MO | Putnam | 9 | Petroleum Liquids | IC |  | S | X | X |  |  | 2 | 1 | 2 | 2 | 0.2 | N |  |  | OP | X | 12 | 1994 |  |  | N | Electric Utility | 1 | B: X; PC: DFO |  |  |  | N |  |  | 10M | [23 empty] | N
11626 | City of Marceline - (MO) | 7470 | Marceline | MO | Linn | 5 | Petroleum Liquids | IC |  | S | X | X |  |  | 2 | 0.8 | 2 | 2 | 1 | N |  |  | SB | Y | 2 | 2004 |  |  | N | Electric Utility | 1 | B: X; PC: DFO |  |  |  | N | N |  | 1H | [23 empty] | N | N | N
11626 | City of Marceline - (MO) | 7470 | Marceline | MO | Linn | 6 | Petroleum Liquids | IC |  | S | X | X |  |  | 2 | 0.8 | 2 | 2 | 1 | N |  |  | SB | Y | 2 | 2004 |  |  | N | Electric Utility | 1 | B: X; PC: DFO |  |  |  | N | N |  | 1H | [23 empty] | N | N | N
19150 | Trenton Municipal Utilities - (MO) | 7935 | Trenton South | MO | Grundy | 1 | Petroleum Liquids | IC |  | S | X | X |  |  | 2 | 0.8 | 1.8 | 1.8 | 0.7 | N |  |  | OP | X | 7 | 2000 |  |  | N | Electric Utility | 1 | B: X; PC: DFO |  |  |  | N | N |  | 10M | [23 empty] | N
19150 | Trenton Municipal Utilities - (MO) | 7935 | Trenton South | MO | Grundy | 2 | Petroleum Liquids | IC |  | S | X | X |  |  | 2 | 0.8 | 1.8 | 1.8 | 0.7 | N |  |  | OP | X | 7 | 2000 |  |  | N | Electric Utility | 1 | B: X; PC: DFO |  |  |  | N | N |  | 10M | [23 empty] | N
19150 | Trenton Municipal Utilities - (MO) | 7935 | Trenton South | MO | Grundy | 3 | Petroleum Liquids | IC |  | S | X | X |  |  | 2 | 0.8 | 1.8 | 1.8 | 0.7 | N |  |  | OP | X | 7 | 2000 |  |  | N | Electric Utility | 1 | B: X; PC: DFO |  |  |  | N | N |  | 10M | [23 empty] | N
19150 | Trenton Municipal Utilities - (MO) | 7935 | Trenton South | MO | Grundy | 4 | Petroleum Liquids | IC |  | S | X | X |  |  | 2 | 0.8 | 1.8 | 1.8 | 0.7 | N |  |  | OP | X | 7 | 2000 |  |  | N | Electric Utility | 1 | B: X; PC: DFO |  |  |  | N | N |  | 10M | [23 empty] | N
19150 | Trenton Municipal Utilities - (MO) | 7935 | Trenton South | MO | Grundy | 5 | Petroleum Liquids | IC |  | S | X | X |  |  | 2 | 0.8 | 2 | 2 | 0.7 | N |  |  | OP | X | 4 | 2004 |  |  | N | Electric Utility | 1 | B: X; PC: DFO |  |  |  | N | N |  | 10M | [23 empty] | N
19150 | Trenton Municipal Utilities - (MO) | 7935 | Trenton South | MO | Grundy | 6 | Petroleum Liquids | IC |  | S | X | X |  |  | 2 | 0.8 | 2 | 2 | 0.7 | N |  |  | OP | X | 4 | 2004 |  |  | N | Electric Utility | 1 | B: X; PC: DFO |  |  |  | N | N |  | 10M | [23 empty] | N
19150 | Trenton Municipal Utilities - (MO) | 7935 | Trenton South | MO | Grundy | 7 | Petroleum Liquids | IC |  | S | X | X |  |  | 2 | 0.8 | 2 | 2 | 0.7 | N |  |  | OP | X | 4 | 2004 |  |  | N | Electric Utility | 1 | B: X; PC: DFO |  |  |  | N | N |  | 10M | [23 empty] | N
34359 | Curators of the University of Missouri | 50969 | MU Combined Heat and Power Plant | MO | Boone | DGT1 | Petroleum Liquids | IC |  | S | X | X | CWLD.UMC |  | 2 | 0.8 | 2 | 2 | 1 | N |  |  | SB | Y | 9 | 2002 |  |  | N | Commercial CHP | 5 | B: X; PC: DFO |  |  |  | N | N |  | 10M | [23 empty] | N
22035 | AT&T | 54858 | Southwestern Bell Telephone | MO | St Louis City | E/G1 | Petroleum Liquids | IC |  | S | X | X |  |  | 2 | 0.8 | 2 | 2 | 0.7 | N |  |  | SB | Y | 2 | 1992 |  |  | N | Commercial Non-CHP | 4 | B: X; PC: DFO |  |  |  | N | N |  | 10M | [23 empty] | N | N | N
22035 | AT&T | 54858 | Southwestern Bell Telephone | MO | St Louis City | E/G2 | Petroleum Liquids | IC |  | S | X | X |  |  | 2 | 0.8 | 2 | 2 | 0.7 | N |  |  | SB | Y | 2 | 1992 |  |  | N | Commercial Non-CHP | 4 | B: X; PC: DFO |  |  |  | N | N |  | 10M | [23 empty] | N | N | N
22035 | AT&T | 54858 | Southwestern Bell Telephone | MO | St Louis City | E/G3 | Petroleum Liquids | IC |  | S | X | X |  |  | 2 | 0.8 | 2 | 2 | 0.7 | N |  |  | SB | Y | 2 | 1992 |  |  | N | Commercial Non-CHP | 4 | B: X; PC: DFO |  |  |  | N | N |  | 10M | [23 empty] | N | N | N
6205 | City of Farmington - (MO) | 56597 | Elm Street Substation Generators | MO | St Francois | EP01 | Petroleum Liquids | IC |  | S | X | X |  |  | 2 | 1 | 1.3 | 1.5 | 0.9 | N |  |  | SB | Y | 10 | 2002 |  |  | N | Electric Utility | 1 | B: X; PC: DFO |  |  |  | N |  |  | 1H | [23 empty] | N
6205 | City of Farmington - (MO) | 56597 | Elm Street Substation Generators | MO | St Francois | EP02 | Petroleum Liquids | IC |  | S | X | X |  |  | 2 | 1 | 1.3 | 1.5 | 0.9 | N |  |  | SB | Y | 10 | 2002 |  |  | N | Electric Utility | 1 | B: X; PC: DFO |  |  |  | N |  |  | 1H | [23 empty] | N
6205 | City of Farmington - (MO) | 56597 | Elm Street Substation Generators | MO | St Francois | EP03 | Petroleum Liquids | IC |  | S | X | X |  |  | 2 | 1 | 1.3 | 1.5 | 0.9 | N |  |  | SB | Y | 10 | 2002 |  |  | N | Electric Utility | 1 | B: X; PC: DFO |  |  |  | N |  |  | 1H | [23 empty] | N
6205 | City of Farmington - (MO) | 56598 | Walton Street Substation | MO | St Francois | EP07 | Petroleum Liquids | IC |  | S | X | X |  |  | 2 | 1 | 1.3 | 1.5 | 0.9 | N |  |  | SB | Y | 1 | 2003 |  |  | N | Electric Utility | 1 | B: X; PC: DFO |  |  |  | N |  |  | 1H | [23 empty] | N
6205 | City of Farmington - (MO) | 56600 | Overall Road Station | MO | St Francois | EP11 | Petroleum Liquids | IC |  | S | X | X |  |  | 2 | 1 | 1.3 | 1.5 | 0.9 | N |  |  | SB | Y | 3 | 2003 |  |  | N | Electric Utility | 1 | B: X; PC: DFO |  |  |  | N |  |  | 1H | [23 empty] | N
6205 | City of Farmington - (MO) | 56600 | Overall Road Station | MO | St Francois | EP12 | Petroleum Liquids | IC |  | S | X | X |  |  | 2 | 1 | 1.3 | 1.5 | 0.9 | N |  |  | SB | Y | 3 | 2003 |  |  | N | Electric Utility | 1 | B: X; PC: DFO |  |  |  | N |  |  | 1H | [23 empty] | N
6205 | City of Farmington - (MO) | 56600 | Overall Road Station | MO | St Francois | EP13 | Petroleum Liquids | IC |  | S | X | X |  |  | 2 | 1 | 1.3 | 1.5 | 0.9 | N |  |  | SB | Y | 3 | 2003 |  |  | N | Electric Utility | 1 | B: X; PC: DFO |  |  |  | N |  |  | 1H | [23 empty] | N
6205 | City of Farmington - (MO) | 56600 | Overall Road Station | MO | St Francois | EP14 | Petroleum Liquids | IC |  | S | X | X |  |  | 2 | 1 | 1.3 | 1.5 | 0.9 | N |  |  | SB | Y | 3 | 2003 |  |  | N | Electric Utility | 1 | B: X; PC: DFO |  |  |  | N |  |  | 1H | [23 empty] | N
61038 | Cube District Energy, LLC | 59310 | Black Oak Power Producers | MO | Wright | GEN1 | Landfill Gas | IC |  | S | X | X |  |  | 2 | 0.8 | 1.9 | 1.9 | 1 | N |  |  | OP | X | 12 | 2014 |  |  | N | IPP Non-CHP | 2 | B: X; PC: LFG |  |  |  | N | N |  | 10M | [23 empty] | N | N | N
61038 | Cube District Energy, LLC | 59310 | Black Oak Power Producers | MO | Wright | GEN2 | Landfill Gas | IC |  | S | X | X |  |  | 2 | 0.8 | 1.9 | 1.9 | 1 | N |  |  | OP | X | 12 | 2014 |  |  | N | IPP Non-CHP | 2 | B: X; PC: LFG | [6 empty] | 10M | [23 empty] | N | N | N
62901 | Hannibal Board of Public Works Power Plant | 63097 | Hannibal - Oakwood Substation | MO | Marion | EP-01 | Petroleum Liquids | IC |  | S | X | X |  |  | 2 | 0.8 | 1.8 | 2 | 0.5 | N |  |  | SB | Y | 1 | 2018 |  |  | N | Electric Utility | 1 | B: X; PC: DFO |  |  |  | N |  |  | 10M | [23 empty] | N
62901 | Hannibal Board of Public Works Power Plant | 63097 | Hannibal - Oakwood Substation | MO | Marion | EP-02 | Petroleum Liquids | IC |  | S | X | X |  |  | 2 | 0.8 | 1.8 | 2 | 0.5 | N |  |  | SB | Y | 1 | 2018 |  |  | N | Electric Utility | 1 | B: X; PC: DFO |  |  |  | N |  |  | 10M | [23 empty] | N
62901 | Hannibal Board of Public Works Power Plant | 63097 | Hannibal - Oakwood Substation | MO | Marion | EP-03 | Petroleum Liquids | IC |  | S | X | X |  |  | 2 | 0.8 | 1.8 | 2 | 0.5 | N |  |  | SB | Y | 1 | 2018 |  |  | N | Electric Utility | 1 | B: X; PC: DFO |  |  |  | N |  |  | 10M | [23 empty] | N
62901 | Hannibal Board of Public Works Power Plant | 63097 | Hannibal - Oakwood Substation | MO | Marion | EP-04 | Petroleum Liquids | IC |  | S | X | X |  |  | 2 | 0.8 | 1.8 | 2 | 0.5 | N |  |  | SB | Y | 1 | 2018 |  |  | N | Electric Utility | 1 | B: X; PC: DFO |  |  |  | N |  |  | 10M | [23 empty] | N
62901 | Hannibal Board of Public Works Power Plant | 63097 | Hannibal - Oakwood Substation | MO | Marion | EP-05 | Petroleum Liquids | IC |  | S | X | X |  |  | 2 | 0.8 | 1.8 | 2 | 0.5 | N |  |  | SB | Y | 1 | 2018 |  |  | N | Electric Utility | 1 | B: X; PC: DFO |  |  |  | N |  |  | 10M | [23 empty] | N
62901 | Hannibal Board of Public Works Power Plant | 63097 | Hannibal - Oakwood Substation | MO | Marion | EP-06 | Petroleum Liquids | IC |  | S | X | X |  |  | 2 | 0.8 | 1.8 | 2 | 0.5 | N |  |  | SB | Y | 1 | 2018 |  |  | N | Electric Utility | 1 | B: X; PC: DFO |  |  |  | N |  |  | 10M | [23 empty] | N
62901 | Hannibal Board of Public Works Power Plant | 63097 | Hannibal - Oakwood Substation | MO | Marion | EP-07 | Petroleum Liquids | IC |  | S | X | X |  |  | 2 | 0.8 | 1.8 | 2 | 0.5 | N |  |  | SB | Y | 1 | 2018 |  |  | N | Electric Utility | 1 | B: X; PC: DFO |  |  |  | N |  |  | 10M | [23 empty] | N
62901 | Hannibal Board of Public Works Power Plant | 63097 | Hannibal - Oakwood Substation | MO | Marion | EP-08 | Petroleum Liquids | IC |  | S | X | X |  |  | 2 | 0.8 | 1.8 | 2 | 0.5 | N |  |  | SB | Y | 1 | 2018 |  |  | N | Electric Utility | 1 | B: X; PC: DFO |  |  |  | N |  |  | 10M | [23 empty] | N
62901 | Hannibal Board of Public Works Power Plant | 63098 | Hannibal - Water Treatment Plant | MO | Marion | EP-09 | Petroleum Liquids | IC |  | S | X | X |  |  | 2 | 0.8 | 1.8 | 2 | 0.5 | N |  |  | SB | Y | 1 | 2018 |  |  | N | Electric Utility | 1 | B: X; PC: DFO |  |  |  | N |  |  | 10M | [23 empty] | N
62901 | Hannibal Board of Public Works Power Plant | 63099 | Hannibal - Wastewater Treatment Plant | MO | Marion | EP-10 | Petroleum Liquids | IC |  | S | X | X |  |  | 2 | 0.8 | 1.8 | 2 | 0.5 | N |  |  | SB | Y | 1 | 2018 |  |  | N | Electric Utility | 1 | B: X; PC: DFO |  |  |  | N |  |  | 10M | [23 empty] | N
16560 | City of Salisbury - (MO) | 7400 | Salisbury City of | MO | Chariton | 3 | Petroleum Liquids | IC |  | S | X | X |  |  | 2.2 | 0.8 | 1.8 | 2 | 1 | N |  |  | OP | X | 6 | 1986 |  |  | N | Electric Utility | 1 | B: X; PC: DFO |  |  |  | N |  |  | 12H | [23 empty] | N |  | N
16560 | City of Salisbury - (MO) | 7400 | Salisbury City of | MO | Chariton | 4 | Petroleum Liquids | IC |  | S | X | X |  |  | 2.2 | 0.8 | 1.8 | 2 | 1 | N |  |  | OP | X | 6 | 1986 |  |  | N | Electric Utility | 1 | B: X; PC: DFO |  |  |  | N |  |  | 12H | [23 empty] | N |  | N
8567 | City of Higginsville - (MO) | 2131 | Higginsville | MO | Lafayette | 3 | Petroleum Liquids | IC |  | S | X | X |  |  | 2.4 | 1 | 2.4 | 2.4 | 1 |  |  |  | OS | X | 5 | 1981 |  |  | N | Electric Utility | 1 | B: X; PC: DFO; NG: NG |  |  |  | N | N |  | 10M | [23 empty] | Y | Y | Y
3082 | Carrollton Board of Public Wks | 2120 | Carrollton | MO | Carroll | 7 | Natural Gas Internal Combustion Engine | IC |  | S | X | X |  |  | 2.5 | 0.9 | 2.5 | 2.5 | 0.1 | N |  |  | OP | X | 4 | 1959 |  |  | N | Electric Utility | 1 | B: X; PC: NG; NG: DFO |  |  |  | N |  |  | 10M | [23 empty] | Y | Y | Y
3113 | City of Carthage - (MO) | 2121 | Carthage | MO | Jasper | 6 | Natural Gas Internal Combustion Engine | IC |  | S | X | X |  |  | 2.5 | 0.8 | 2 | 2 | 1 | N |  |  | SB | Y | 7 | 1946 |  |  | N | Electric Utility | 1 | B: X; PC: NG; NG: DFO |  |  |  | N | N |  | 1H | [23 empty] | Y | N | Y
6924 | City of Gallatin - (MO) | 2127 | Gallatin (MO) | MO | Daviess | IC4 | Petroleum Liquids | IC |  | S | X | X |  |  | 2.5 | 0.9 | 2.5 | 2.5 | 1.8 | N |  |  | SB | Y | 9 | 1983 |  |  | N | Electric Utility | 1 | B: X; PC: DFO |  |  |  | N | N |  | 1H | [23 empty] | N | N | N
6924 | City of Gallatin - (MO) | 2127 | Gallatin (MO) | MO | Daviess | IC6 | Petroleum Liquids | IC |  | S | X | X |  |  | 2.5 | 0.9 | 2.5 | 2.5 | 1.8 | N |  |  | SB | Y | 12 | 1977 |  |  | N | Electric Utility | 1 | B: X; PC: DFO |  |  |  | N | N |  | 1H | [23 empty] | N | N | N
19150 | Trenton Municipal Utilities - (MO) | 698 | Trenton North | MO | Grundy | 1 | Petroleum Liquids | IC |  | S | X | X |  |  | 2.7 | 0.8 | 2.7 | 2.7 | 0.7 | N |  |  | OP | X | 6 | 1974 |  |  | N | Electric Utility | 1 | B: X; PC: DFO |  |  |  | N |  |  | 10M | [23 empty] | N
19150 | Trenton Municipal Utilities - (MO) | 698 | Trenton North | MO | Grundy | 2 | Petroleum Liquids | IC |  | S | X | X |  |  | 2.7 | 0.8 | 2.7 | 2.7 | 0.7 | N |  |  | OP | X | 6 | 1974 |  |  | N | Electric Utility | 1 | B: X; PC: DFO |  |  |  | N |  |  | 10M | [23 empty] | N
19150 | Trenton Municipal Utilities - (MO) | 698 | Trenton North | MO | Grundy | 3 | Petroleum Liquids | IC |  | S | X | X |  |  | 2.7 | 0.8 | 2.7 | 2.7 | 0.7 | N |  |  | OP | X | 6 | 1974 |  |  | N | Electric Utility | 1 | B: X; PC: DFO |  |  |  | N |  |  | 10M | [23 empty] | N
19150 | Trenton Municipal Utilities - (MO) | 698 | Trenton North | MO | Grundy | 4 | Petroleum Liquids | IC |  | S | X | X |  |  | 2.7 | 0.8 | 2.7 | 2.7 | 0.7 | N |  |  | OP | X | 6 | 1974 |  |  | N | Electric Utility | 1 | B: X; PC: DFO |  |  |  | N |  |  | 10M | [23 empty] | N
19150 | Trenton Municipal Utilities - (MO) | 698 | Trenton North | MO | Grundy | 5 | Petroleum Liquids | IC |  | S | X | X |  |  | 2.7 | 0.8 | 2.7 | 2.7 | 0.7 | N |  |  | OP | X | 6 | 1975 |  |  | N | Electric Utility | 1 | B: X; PC: DFO |  |  |  | N |  |  | 10M | [23 empty] | N
6231 | City of Fayette - (MO) | 2125 | Fayette | MO | Howard | GT3 | Petroleum Liquids | IC |  | S | X | X |  |  | 2.8 | 0.8 | 2.4 | 2.4 | 2.4 | N |  |  | OS | X | 7 | 1977 |  |  | N | Electric Utility | 1 | B: X; PC: DFO |  |  |  | N | N |  | 12H | [23 empty] | N |  | N
11540 | City of Malden - (MO) | 2142 | Malden | MO | Dunklin | 7 | Petroleum Liquids | IC |  | S | X | X |  |  | 2.8 | 0.8 | 2.5 | 2.5 | 1 | N |  |  | SB | Y | 8 | 1973 |  |  | N | Electric Utility | 1 | B: X; PC: DFO; NG: NG |  |  |  | N | N |  | 1H | [20 empty] | N |  |  | Y | N | N
22035 | AT&T | 54858 | Southwestern Bell Telephone | MO | St Louis City | E/G4 | Petroleum Liquids | IC |  | S | X | X |  |  | 2.8 | 0.8 | 2.8 | 2.8 | 0.8 | N |  |  | SB | Y | 12 | 2005 |  |  | N | Commercial Non-CHP | 4 | B: X; PC: DFO |  |  |  | N | N |  | 10M | [23 empty] | N | N | N
22035 | AT&T | 54858 | Southwestern Bell Telephone | MO | St Louis City | E/G5 | Petroleum Liquids | IC |  | S | X | X |  |  | 2.8 | 0.8 | 2.8 | 2.8 | 0.8 | N |  |  | SB | Y | 1 | 2008 |  |  | N | Commercial Non-CHP | 4 | B: X; PC: DFO |  |  |  | N | N |  | 10M | [23 empty] | N | N | N
22035 | AT&T | 54858 | Southwestern Bell Telephone | MO | St Louis City | E/G6 | Petroleum Liquids | IC |  | S | X | X |  |  | 2.8 | 0.8 | 2.8 | 2.8 | 0.8 | N |  |  | SB | Y | 8 | 2011 |  |  | N | Commercial Non-CHP | 4 | B: X; PC: DFO |  |  |  | N | N |  | 10M | [23 empty] | N | N | N
22035 | AT&T | 54858 | Southwestern Bell Telephone | MO | St Louis City | E/G7 | Petroleum Liquids | IC |  | S | X | X |  |  | 2.8 | 0.8 | 2.8 | 2.8 | 0.8 | N |  |  | SB | Y | 8 | 2011 |  |  | N | Commercial Non-CHP | 4 | B: X; PC: DFO |  |  |  | N | N |  | 10M | [23 empty] | N | N | N
3113 | City of Carthage - (MO) | 2121 | Carthage | MO | Jasper | 7 | Natural Gas Internal Combustion Engine | IC |  | S | X | X |  |  | 3 | 0.8 | 2.2 | 2.2 | 1.5 | N |  |  | SB | Y | 7 | 1949 |  |  | N | Electric Utility | 1 | B: X; PC: NG; NG: DFO |  |  |  | N | N |  | 1H | [23 empty] | Y | N | Y
9603 | City of Jackson - (MO) | 2137 | Jackson (MO) | MO | Cape Girardeau | 9 | Petroleum Liquids | IC |  | S | X | X |  |  | 3 | 0.8 | 2.7 | 3 | 0.5 | N |  |  | OP | X | 7 | 1983 |  |  | N | Electric Utility | 1 | B: X; PC: DFO; NG: NG |  |  |  | N | N |  | 1H | [23 empty] | Y | Y | Y
17035 | City of Shelbina - (MO) | 7405 | Shelbina Power #1 | MO | Shelby | G1 | Petroleum Liquids | IC |  | S | X | X |  |  | 3 | 0.8 | 3 | 3 | 0.3 | N |  |  | OP | X | 1 | 1981 |  |  | N | Electric Utility | 1 | B: X; PC: DFO |  |  |  |  | N |  | 10M | [23 empty] | N
11626 | City of Marceline - (MO) | 7470 | Marceline | MO | Linn | 2 | Petroleum Liquids | IC |  | S | X | X |  |  | 3 | 0.8 | 3 | 3 | 1 | N |  |  | SB | Y | 3 | 2002 |  |  | N | Electric Utility | 1 | B: X; PC: DFO; NG: NG |  |  |  | N | N |  | 1H | [23 empty] | N | N | N
17833 | City Utilities of Springfield - (MO) | 56404 | Noble Hill Landfill | MO | Greene | NHLC | Landfill Gas | IC |  | S | X | X |  |  | 3.2 | 0.8 | 3 | 3 | 1 | N |  |  | OP | X | 5 | 2006 |  |  | N | Electric Utility | 1 | B: X; PC: LFG |  |  |  | N | N |  | 10M | [23 empty] | N
3113 | City of Carthage - (MO) | 2121 | Carthage | MO | Jasper | 8 | Natural Gas Internal Combustion Engine | IC |  | S | X | X |  |  | 3.3 | 0.8 | 2.5 | 2.5 | 1.8 | N |  |  | SB | Y | 7 | 1952 |  |  | N | Electric Utility | 1 | B: X; PC: NG; NG: DFO |  |  |  | N | N |  | 1H | [23 empty] | Y | N | Y
6231 | City of Fayette - (MO) | 2125 | Fayette | MO | Howard | GT1 | Petroleum Liquids | IC |  | S | X | X |  |  | 3.5 | 0.8 | 3 | 3 | 3 |  |  |  | OS | X | 7 | 1985 |  |  | N | Electric Utility | 1 | B: X; PC: DFO |  |  |  | N | N |  | 12H | [23 empty] | N |  | N
6231 | City of Fayette - (MO) | 2125 | Fayette | MO | Howard | GT2 | Petroleum Liquids | IC |  | S | X | X |  |  | 3.5 | 0.8 | 2.8 | 2.8 | 2.8 | N |  |  | OS | X | 7 | 1985 |  |  | N | Electric Utility | 1 | B: X; PC: DFO |  |  |  | N | N |  | 12H | [23 empty] | N |  | N
3082 | Carrollton Board of Public Wks | 2120 | Carrollton | MO | Carroll | 8 | Natural Gas Internal Combustion Engine | IC |  | S | X | X |  |  | 4.1 | 0.9 | 3.7 | 3.7 | 0.1 | N |  |  | OP | X | 10 | 1966 |  |  | N | Electric Utility | 1 | B: X; PC: NG; NG: DFO |  |  |  | N |  |  | 10M | [23 empty] | Y | Y | Y
3082 | Carrollton Board of Public Wks | 2120 | Carrollton | MO | Carroll | 9 | Natural Gas Internal Combustion Engine | IC |  | S | X | X |  |  | 4.1 | 0.91 | 3.7 | 3.7 | 0.1 | N |  |  | OP | X | 5 | 1970 |  |  | N | Electric Utility | 1 | B: X; PC: NG; NG: DFO |  |  |  | N |  |  | 10M | [23 empty] | Y | Y | Y
623 | Anheuser-Busch Inc | 10430 | Anheuser-Busch St Louis | MO | St Louis City | GEN4 | Natural Gas Steam Turbine | ST |  | S | X | X |  |  | 4.1 | 0.98 | 4.1 | 4.1 | 0.5 | N |  |  | OS | X | 1 | 1939 |  |  | Y | Industrial CHP | 7 | B: T; PC: NG; NG: OBG; NG: OBG | NG |  |  | N | N |  | 12H |  | N | [21 empty] | Y | Y | N
11540 | City of Malden - (MO) | 2142 | Malden | MO | Dunklin | 8 | Petroleum Liquids | IC |  | S | X | X |  |  | 4.3 | 0.8 | 3.8 | 3.8 | 1.5 | N |  |  | SB | Y | 8 | 1973 |  |  | N | Electric Utility | 1 | B: X; PC: DFO; NG: NG |  |  |  | N | N |  | 1H | [20 empty] | N |  |  | Y | N | N
3113 | City of Carthage - (MO) | 2121 | Carthage | MO | Jasper | 11 | Natural Gas Internal Combustion Engine | IC |  | S | X | X |  |  | 4.5 | 0.8 | 4 | 4 | 3 | N |  |  | OP | X | 7 | 1970 |  |  | N | Electric Utility | 1 | B: X; PC: NG; NG: DFO |  |  |  | N | N |  | 1H | [23 empty] | Y | N | Y
3113 | City of Carthage - (MO) | 2121 | Carthage | MO | Jasper | 12 | Natural Gas Internal Combustion Engine | IC |  | S | X | X |  |  | 4.5 | 0.8 | 4 | 4 | 3 | N |  |  | OP | X | 7 | 1971 |  |  | N | Electric Utility | 1 | B: X; PC: NG; NG: DFO |  |  |  | N | N |  | 1H | [23 empty] | Y | N | Y
3113 | City of Carthage - (MO) | 2121 | Carthage | MO | Jasper | 9 | Natural Gas Internal Combustion Engine | IC |  | S | X | X |  |  | 5 | 0.8 | 4 | 4 | 3 | N |  |  | SB | Y | 8 | 1957 |  |  | N | Electric Utility | 1 | B: X; PC: NG; NG: DFO |  |  |  | N | N |  | 1H | [23 empty] | Y | N | Y
6839 | City of Fulton - (MO) | 2126 | Fulton (MO) | MO | Callaway | IC1 | Petroleum Liquids | IC |  | S | X | X |  |  | 5 | 0.9 | 4.1 | 4.5 | 1 | N |  |  | OP | X | 9 | 1966 |  |  | N | Electric Utility | 1 | B: X; PC: DFO; NG: NG |  |  |  | N | N |  | 1H | [23 empty] | Y | Y | Y
58176 | Veolia Energy Kansas City | 58205 | Grand Ave Plant | MO | Jackson | 1 | Natural Gas Steam Turbine | ST |  | S | X | X |  |  | 5 | 1 | 4.8 | 4.8 | 1 | N |  |  | OP | X | 7 | 1991 |  |  | Y | IPP CHP | 3 | [11 empty] | N | N |  | 12H | [23 empty] | N | N | N | bar: B to PC; NG
8567 | City of Higginsville - (MO) | 2131 | Higginsville | MO | Lafayette | 6 | Petroleum Liquids | IC |  | S | X | X |  |  | 5.5 | 1 | 4.5 | 5.4 | 1 | N |  |  | OP | X | 10 | 2004 |  |  | N | Electric Utility | 1 | B: X; PC: DFO |  |  |  | N | N |  | 10M | [23 empty] | N | N | N
3113 | City of Carthage - (MO) | 2121 | Carthage | MO | Jasper | 13 | Natural Gas Internal Combustion Engine | IC |  | S | X | X |  |  | 6 | 0.8 | 5.5 | 5.5 | 3 | N |  |  | OP | X | 2 | 1976 |  |  | N | Electric Utility | 1 | B: X; PC: NG; NG: DFO |  |  |  | N | N |  | 1H | [23 empty] | Y | N | Y
3113 | City of Carthage - (MO) | 2121 | Carthage | MO | Jasper | 14 | Natural Gas Internal Combustion Engine | IC |  | S | X | X |  |  | 6 | 0.8 | 5.5 | 5.5 | 3 | N |  |  | OP | X | 4 | 1976 |  |  | N | Electric Utility | 1 | B: X; PC: NG; NG: DFO |  |  |  | N | N |  | 1H | [23 empty] | Y | N | Y
3082 | Carrollton Board of Public Wks | 2120 | Carrollton | MO | Carroll | 10 | Natural Gas Internal Combustion Engine | IC |  | S | X | X |  |  | 6.1 | 0.9 | 6 | 6 | 0.1 | N |  |  | OP | X | 9 | 1972 |  |  | N | Electric Utility | 1 | B: X; PC: NG; NG: DFO |  |  |  | N |  |  | 10M | [23 empty] | Y | Y | Y
10152 | City of Kennett - (MO) | 2139 | Kennett | MO | Dunklin | 10 | Natural Gas Internal Combustion Engine | IC |  | S | X | X | SPP/KENN |  | 6.2 | 0.8 | 5.6 | 5.6 | 5 | N |  |  | OP | X | 8 | 1971 |  |  | N | Electric Utility | 1 | B: X; PC: NG; NG: DFO |  |  |  | N | N |  | 1H | [23 empty] | Y | Y | Y
10152 | City of Kennett - (MO) | 2139 | Kennett | MO | Dunklin | 11 | Natural Gas Internal Combustion Engine | IC |  | S | X | X | SPP/KENN |  | 6.2 | 0.8 | 5.6 | 5.6 | 5 | N |  |  | OP | X | 8 | 1975 |  |  | N | Electric Utility | 1 | B: X; PC: NG; NG: DFO |  |  |  | N | N | 0 | 1H | [23 empty] | Y | Y | Y
10152 | City of Kennett - (MO) | 2139 | Kennett | MO | Dunklin | 9 | Natural Gas Internal Combustion Engine | IC |  | S | X | X | SPP/KENN |  | 6.2 | 0.8 | 5.6 | 5.6 | 5 | N |  |  | OP | X | 8 | 1965 |  |  | N | Electric Utility | 1 | B: X; PC: NG; NG: DFO |  |  |  | N | N | 0 | 1H | [23 empty] | Y | Y | Y
34359 | Curators of the University of Missouri | 50969 | MU Combined Heat and Power Plant | MO | Boone | GEN1 | Natural Gas Steam Turbine | ST |  | S | X | X | CWLD.UMC |  | 6.2 | 0.8 | 6 | 6.1 | 2 | N |  |  | OP | X | 7 | 1961 |  |  | Y | Commercial CHP | 5 | T | NG | WDS | DFO | BIT |  |  | NG |  |  |  | N | N |  | 12H | N |  | Y |  | Y | [18 empty] | Y | Y | Y
11732 | City of Marshall - (MO) | 2144 | Marshall (MO) | MO | Saline | 10 | Natural Gas Internal Combustion Engine | IC |  | S | X | X |  |  | 6.3 | 0.8 | 6.3 | 6.3 | 3 | N |  |  | OP | X | 6 | 1990 |  |  | N | Electric Utility | 1 | B: X; PC: NG; NG: DFO |  |  |  | N | N |  | 1H | [23 empty] | Y | N | Y
11732 | City of Marshall - (MO) | 2144 | Marshall (MO) | MO | Saline | 11 | Natural Gas Internal Combustion Engine | IC |  | S | X | X |  |  | 6.3 | 0.8 | 6.3 | 6.3 | 3 | N |  |  | OP | X | 1 | 1994 |  |  | N | Electric Utility | 1 | B: X; PC: NG; NG: DFO |  |  |  | N | N |  | 1H | [23 empty] | Y | N | Y
10152 | City of Kennett - (MO) | 2139 | Kennett | MO | Dunklin | 12 | Natural Gas Internal Combustion Engine | IC |  | S | X | X | SPP/KENN |  | 6.4 | 0.8 | 5.7 | 5.7 | 5.1 | N |  |  | OP | X | 8 | 2001 |  |  | N | Electric Utility | 1 | [11 empty] | N | N |  | 1H | [23 empty] | N | N | N | bar: B to PC
10152 | City of Kennett - (MO) | 2139 | Kennett | MO | Dunklin | 13 | Natural Gas Internal Combustion Engine | IC |  | S | X | X | SPP/KENN |  | 6.4 | 0.8 | 5.7 | 5.7 | 5.1 | N |  |  | OP | X | 8 | 2001 |  |  | N | Electric Utility | 1 | [11 empty] | N | N |  | 1H | [23 empty] | N | N | N | bar: B to PC
15229 | City of Poplar Bluff - (MO) | 7392 | Poplar Bluff Generating Station | MO | Butler | 3 | Natural Gas Internal Combustion Engine | IC |  | S | X | X | POPLARBLUFF |  | 6.7 | 0.8 | 6.6 | 6.6 | 3 | N |  |  | OP | X | 6 | 2002 |  |  | N | Electric Utility | 1 | B: X; PC: NG; NG: DFO |  |  |  | N | N |  | 1H | [23 empty] | N | N | N
15229 | City of Poplar Bluff - (MO) | 7392 | Poplar Bluff Generating Station | MO | Butler | 4 | Petroleum Liquids | IC |  | S | X | X | POPLARBLUFF |  | 6.7 | 0.8 | 6.6 | 6.6 | 3 | N |  |  | OA | X | 7 | 2002 |  |  | N | Electric Utility | 1 | B: X; PC: DFO; NG: NG |  |  |  | N | N |  | 1H | [23 empty] | N | N | N
15229 | City of Poplar Bluff - (MO) | 7392 | Poplar Bluff Generating Station | MO | Butler | 5 | Natural Gas Internal Combustion Engine | IC |  | S | X | X | POPLARBLUFF |  | 6.7 | 0.8 | 6.6 | 6.6 | 3 | N |  |  | OP | X | 6 | 2002 |  |  | N | Electric Utility | 1 | B: X; PC: NG; NG: DFO |  |  |  | N | N |  | 1H | [23 empty] | N | N | N
9603 | City of Jackson - (MO) | 2137 | Jackson (MO) | MO | Cape Girardeau | 7 | Petroleum Liquids | IC |  | S | X | X |  |  | 6.8 | 0.8 | 6.5 | 6.8 | 2.5 | N |  |  | OP | X | 8 | 1973 |  |  | N | Electric Utility | 1 | B: X; PC: DFO; NG: NG |  |  |  | N | N |  | 1H | [23 empty] | Y | Y | Y
9603 | City of Jackson - (MO) | 2137 | Jackson (MO) | MO | Cape Girardeau | 8 | Petroleum Liquids | IC |  | S | X | X |  |  | 6.8 | 0.8 | 6.5 | 6.8 | 2.5 | N |  |  | OP | X | 7 | 1973 |  |  | N | Electric Utility | 1 | B: X; PC: DFO; NG: NG |  |  |  | N | N |  | 1H | [23 empty] | Y | Y | Y
3113 | City of Carthage - (MO) | 2121 | Carthage | MO | Jasper | 10 | Natural Gas Internal Combustion Engine | IC |  | S | X | X |  |  | 7 | 0.8 | 6 | 6 | 4 | N |  |  | SB | Y | 7 | 1965 |  |  | N | Electric Utility | 1 | B: X; PC: NG; NG: DFO |  |  |  | N | N |  | 1H | [23 empty] | Y | N | Y
6839 | City of Fulton - (MO) | 2126 | Fulton (MO) | MO | Callaway | IC3 | Petroleum Liquids | IC |  | S | X | X |  |  | 7 | 0.9 | 6.2 | 6.8 | 1 | N |  |  | OP | X | 5 | 1975 |  |  | N | Electric Utility | 1 | B: X; PC: DFO; NG: NG |  |  |  | N | N |  | 1H | [23 empty] | Y | Y | Y
15229 | City of Poplar Bluff - (MO) | 7392 | Poplar Bluff Generating Station | MO | Butler | 1 | Natural Gas Internal Combustion Engine | IC |  | S | X | X | POPLARBLUFF |  | 7 | 0.8 | 7 | 7 | 3 | N |  |  | OP | X | 5 | 1976 |  |  | N | Electric Utility | 1 | B: X; PC: NG; NG: DFO |  |  |  | N | N | 0 | 1H | [23 empty] | N | N | N
15229 | City of Poplar Bluff - (MO) | 7392 | Poplar Bluff Generating Station | MO | Butler | 2 | Natural Gas Internal Combustion Engine | IC |  | S | X | X | POPLARBLUFF |  | 7 | 0.8 | 7 | 7 | 3 | N |  |  | OP | X | 5 | 1976 |  |  | N | Electric Utility | 1 | B: X; PC: NG; NG: DFO |  |  |  | N | N |  | 1H | [23 empty] | N | N | N
50130 | Ashley Energy LLC | 56309 | Trigen St. Louis | MO | St Louis | CT-1 | Natural Gas Fired Combined Cycle | CS | G401 | S | Y | N | AMMO.TRIGCTG1 | AMMO.TRIGCTG1 | 7.8 | 0.9 | 5 | 7.8 | 0.5 | N |  |  | OP | X | 7 | 1999 |  |  | Y | IPP CHP | 3 | [11 empty] | N | N |  | 1H | [23 empty] | N | N | bar: B to PC
50130 | Ashley Energy LLC | 56309 | Trigen St. Louis | MO | St Louis | CT-2 | Natural Gas Fired Combined Cycle | CS | G401 | S | Y | N | AMMO.TRIGCTG1 | AMMO.TRIGCTG1 | 7.8 | 0.9 | 5 | 7.8 | 0.5 | N |  |  | OP | X | 7 | 1999 |  |  | Y | IPP CHP | 3 | [11 empty] | N | N |  | 1H | [23 empty] | N | N | bar: B to PC
11460 | City of Macon - (MO) | 56127 | Macon Energy Center | MO | Macon | 1 | Natural Gas Fired Combustion Turbine | GT |  | S | X | X |  |  | 10 | 0.8 | 8.9 | 11.9 | 8 | N |  |  | OP | X | 5 | 2003 |  |  | Y | Electric Utility | 1 | [11 empty] | N | N |  | 1H | [23 empty] | N | N | N | bar: B to PC
623 | Anheuser-Busch Inc | 10430 | Anheuser-Busch St Louis | MO | St Louis City | GEN1 | Natural Gas Steam Turbine | ST |  | S | X | X |  |  | 11 | 0.98 | 11 | 11 | 2 | N |  |  | OP | X | 1 | 1947 |  |  | Y | Industrial CHP | 7 | B: B; PC: NG; NG: OBG; NG: OBG | NG |  |  | N | N |  | 12H |  | N | [21 empty] | Y | Y | N
623 | Anheuser-Busch Inc | 10430 | Anheuser-Busch St Louis | MO | St Louis City | GEN3 | Natural Gas Steam Turbine | ST |  | S | X | X |  |  | 11 | 0.98 | 11 | 11 | 2 | N |  |  | OP | X | 1 | 1948 |  |  | Y | Industrial CHP | 7 | B: T; PC: NG; NG: OBG; NG: OBG | NG |  |  | N | N |  | 12H |  | N | [21 empty] | Y | Y | N
56211 | Evergy Missouri West | 2098 | Lake Road (MO) | MO | Buchanan | 3 | Natural Gas Steam Turbine | ST |  | S | X | X | MPSLAKE-RDUN3 | MPSLAKE-RDUN3 | 12.5 | 0.8 | 7.8 | 7.8 | 3 | N |  |  | OP | X | 6 | 1962 |  |  | Y | Electric Utility | 1 | T | NG | DFO | PG | TDF |  |  | NG | PG | [5 empty] | 12H | [23 empty] | Y | N | N
4045 | City of Columbia - (MO) | 2123 | Columbia (MO) | MO | Boone | 6 | Natural Gas Fired Combustion Turbine | GT |  | S | X | X | CWLD.CWLD | CWLD.CWLD | 12.5 | 0.8 | 12.5 | 12.5 | 9 | N |  |  | OP | X | 8 | 1963 |  |  | N | Electric Utility | 1 | B: X; PC: NG; NG: DFO |  |  |  | N | N |  | 12H | [23 empty] | N |  | N
34359 | Curators of the University of Missouri | 50969 | MU Combined Heat and Power Plant | MO | Boone | GEN2 | Natural Gas Steam Turbine | ST |  | S | X | X | CWLD.UMC |  | 12.5 | 0.8 | 12.2 | 12.3 | 3 | N |  |  | OP | X | 7 | 1974 |  |  | Y | Commercial CHP | 5 | T | NG | DFO | BIT |  |  |  | NG |  |  |  | N | N |  | 12H | N |  | Y |  | Y | [18 empty] | Y | Y | Y
12670 | Missouri Jnt Muni.Pwr Elec. Ut. Comm. | 56478 | MJMEUC Generating Station #1 | MO | Audrain | 0001 | Natural Gas Fired Combustion Turbine | GT |  | S | X | X | MO.AM.LADD.MP | MO.AM.LADD.MP | 13.3 | 0.8 | 11.3 | 13 | 9 | N |  |  | OP | X | 10 | 2007 |  |  | Y | Electric Utility | 1 | [11 empty] | N | N |  | 12H | [23 empty] | N | N | N | bar: B to PC
12670 | Missouri Jnt Muni.Pwr Elec. Ut. Comm. | 57946 | Fredericktown Energy Center | MO | Madison | UNIT1 | Natural Gas Fired Combustion Turbine | GT |  | S | X | X | MO.AM.FRED1.MP | MO.AM.FRED1.MP | 13.8 | 0.8 | 12 | 13.8 | 9 | N |  |  | OP | X | 6 | 2015 |  |  | N | Electric Utility | 1 | [11 empty] | N |  |  | 1H | [23 empty] | N | N | N | bar: B to PC
12670 | Missouri Jnt Muni.Pwr Elec. Ut. Comm. | 57946 | Fredericktown Energy Center | MO | Madison | UNIT2 | Natural Gas Fired Combustion Turbine | GT |  | S | X | X | MO.AM.FRED2.MP | MO.AM.FRED2.MP | 13.8 | 0.8 | 12 | 13.8 | 9 | N |  |  | OP | X | 6 | 2015 |  |  | N | Electric Utility | 1 | [11 empty] | N |  |  | 1H | [23 empty] | N | N | N | bar: B to PC
34359 | Curators of the University of Missouri | 50969 | MU Combined Heat and Power Plant | MO | Boone | GEN4 | Natural Gas Steam Turbine | ST |  | S | X | X | CWLD.UMC |  | 14.5 | 0.85 | 13.3 | 13.4 | 3 | N |  |  | OP | X | 7 | 1988 |  |  | Y | Commercial CHP | 5 | T | NG | DFO | BIT |  |  |  | NG |  |  |  | N | N |  | 12H | N |  | Y |  | Y | [18 empty] | Y | Y | Y
11732 | City of Marshall - (MO) | 2144 | Marshall (MO) | MO | Saline | GT1 | Natural Gas Fired Combustion Turbine | GT |  | S | X | X | MO.KC.MARS6.MP | MO.KC.MARS6.MP | 15.2 | 0.85 | 14 | 17 | 3 | N |  |  | OP | X | 5 | 1972 |  |  | N | Electric Utility | 1 | B: X; PC: NG; NG: DFO |  |  |  | N | N |  | 1H | [23 empty] | Y | N | Y
34359 | Curators of the University of Missouri | 50969 | MU Combined Heat and Power Plant | MO | Boone | NTG1 | Natural Gas Fired Combustion Turbine | GT |  | S | X | X | CWLD.UMC |  | 17.3 | 0.8 | 11.4 | 14.5 | 2 | N |  |  | OP | X | 9 | 2002 |  |  | Y | Commercial CHP | 5 | B: T; PC: NG; NG: DFO |  |  |  | N | N |  | 1H | [23 empty] | Y | N | Y
34359 | Curators of the University of Missouri | 50969 | MU Combined Heat and Power Plant | MO | Boone | NTG2 | Natural Gas Fired Combustion Turbine | GT |  | S | X | X | CWLD.UMC |  | 17.3 | 0.8 | 11.4 | 14.5 | 2 | N |  |  | OP | X | 9 | 2002 |  |  | Y | Commercial CHP | 5 | B: T; PC: NG; NG: DFO |  |  |  | N | N |  | 1H | [23 empty] | Y | N | Y
9231 | City of Independence - (MO) | 2134 | Jackson Square | MO | Jackson | 1 | Petroleum Liquids | GT |  | S | X | X | INDNSUB_J_1 | INDNSUB_J_1 | 18 | 0.85 | 15 | 15 | 2 | N |  |  | OP | X | 6 | 1969 |  |  | N | Electric Utility | 1 | B: X; PC: DFO; NG: DFO |  |  |  | N | N |  | 1H |  |  |  | N | [19 empty] | N | N
9231 | City of Independence - (MO) | 2134 | Jackson Square | MO | Jackson | 2 | Petroleum Liquids | GT |  | S | X | X | INDNSUB_J_2 | INDNSUB_J_2 | 18 | 0.85 | 15 | 15 | 2 | N |  |  | OP | X | 6 | 1969 |  |  | N | Electric Utility | 1 | B: X; PC: DFO; NG: DFO |  |  |  | N | N |  | 1H |  |  |  | N | [19 empty] | N | N
50130 | Ashley Energy LLC | 56309 | Trigen St. Louis | MO | St Louis | ST-3 | Natural Gas Fired Combined Cycle | CA | G401 | S | Y | X | AMMO.TRIGCTG1 | AMMO.TRIGCTG1 | 18.2 | 0.8 | 18 | 18 | 1.1 | N |  |  | OP | X | 6 | 2000 |  |  | Y | IPP CHP | 3 | [11 empty] | N | N |  | 12H | [23 empty] | N | N | N | bar: B to PC; NG
56211 | Evergy Missouri West | 2098 | Lake Road (MO) | MO | Buchanan | 7 | Petroleum Liquids | GT |  | S | X | X | MPSLAKE-RDUN7 | MPSLAKE-RDUN7 | 18.9 | 0.85 | 21.1 | 21.1 | 5 | N |  |  | OP | X | 12 | 1990 |  |  | N | Electric Utility | 1 | B: X; PC: DFO | [6 empty] | 10M | [23 empty] | N |  | N
9231 | City of Independence - (MO) | 2135 | Station H | MO | Jackson | 1 | Natural Gas Fired Combustion Turbine | GT |  | S | X | X | INDNSUB_H_5 | INDNSUB_H_5 | 19 | 0.85 | 19 | 19 | 4 | N |  |  | OP | X | 6 | 1972 |  |  | N | Electric Utility | 1 | B: X; PC: NG; NG: DFO; NG: DFO | NG |  |  | N | N |  | 1H | [23 empty] | Y | Y | Y
9231 | City of Independence - (MO) | 2136 | Station I | MO | Jackson | 1 | Petroleum Liquids | GT |  | S | X | X | INDNSUB_I_3 | INDNSUB_I_3 | 19 | 0.85 | 19 | 19 | 2 | N |  |  | OP | X | 6 | 1972 |  |  | N | Electric Utility | 1 | B: X; PC: DFO; NG: DFO |  |  |  | N | N |  | 1H | [23 empty] | N | N | N
9231 | City of Independence - (MO) | 2136 | Station I | MO | Jackson | 2 | Petroleum Liquids | GT |  | S | X | X | INDNSUB_I_4 | INDNSUB_I_4 | 19 | 0.85 | 19 | 19 | 2 | N |  |  | OP | X | 6 | 1972 |  |  | N | Electric Utility | 1 | B: X; PC: DFO; NG: DFO |  |  |  | N | N |  | 1H | [23 empty] | N | N | N
34359 | Curators of the University of Missouri | 50969 | MU Combined Heat and Power Plant | MO | Boone | GEN3 | Natural Gas Steam Turbine | ST |  | S | X | X | CWLD.UMC |  | 19.8 | 0.85 | 19.2 | 19.4 | 3 | N |  |  | OP | X | 8 | 1986 |  |  | Y | Commercial CHP | 5 | T | NG | DFO | BIT |  |  |  | NG |  |  |  | N | N |  | 12H | N |  | Y |  | Y | [18 empty] | Y | Y | Y
6839 | City of Fulton - (MO) | 2126 | Fulton (MO) | MO | Callaway | GT4 | Natural Gas Fired Combustion Turbine | GT |  | S | X | X |  |  | 21.2 | 0.9 | 15 | 19.6 | 3 | N |  |  | OP | X | 8 | 1972 |  |  | N | Electric Utility | 1 | B: X; PC: NG; NG: DFO |  |  |  |  | N |  | 10M | [23 empty] | Y | Y | Y
20392 | City of West Plains - (MO) | 59664 | City of West Plains Power Station | MO | Howell | UNIT2 | Natural Gas Fired Combustion Turbine | GT |  | S | X | X |  |  | 21.8 | 0.8 | 21 | 24.5 | 5 | N |  |  | SB | Y | 5 | 2000 |  |  | N | Electric Utility | 1 | B: X; PC: NG; NG: DFO |  |  |  | N | N |  | 1H | [23 empty] | Y | Y | Y
56211 | Evergy Missouri West | 2090 | Nevada | MO | Vernon | 1 | Petroleum Liquids | GT |  | S | X | X | MPSNEVADAUN1 | MPSNEVADAUN1 | 22 | 0.9 | 18.1 | 18.1 | 3 | N |  |  | OP | X | 6 | 1974 |  |  | N | Electric Utility | 1 | B: X; PC: DFO | [6 empty] | 1H | [23 empty] | N
56211 | Evergy Missouri West | 2098 | Lake Road (MO) | MO | Buchanan | 1 | Natural Gas Steam Turbine | ST |  | S | X | X | MPSLAKE-RDUN1 | MPSLAKE-RDUN1 | 23 | 0.85 | 16.5 | 16.5 | 6 | N |  |  | OP | X | 7 | 1950 |  |  | Y | Electric Utility | 1 | T | NG | DFO | PG | TDF |  |  | NG | PG | [5 empty] | 12H | [23 empty] | Y | N | N
56211 | Evergy Missouri West | 2098 | Lake Road (MO) | MO | Buchanan | 6 | Petroleum Liquids | GT |  | S | X | X | MPSLAKE-RDUN6 | MPSLAKE-RDUN6 | 24 | 0.85 | 20.3 | 20.3 | 5 | N |  |  | OP | X | 5 | 1989 |  |  | N | Electric Utility | 1 | B: X; PC: DFO; NG: PG | [6 empty] | 10M | [23 empty] | Y | N | N
9231 | City of Independence - (MO) | 2135 | Station H | MO | Jackson | 2 | Natural Gas Fired Combustion Turbine | GT |  | S | X | X | INDNSUB_H_6 | INDNSUB_H_6 | 24 | 0.9 | 20 | 20 | 4 | N |  |  | OP | X | 6 | 1974 |  |  | N | Electric Utility | 1 | B: X; PC: NG; NG: DFO; NG: DFO | NG |  |  | N | N |  | 1H | [23 empty] | Y | Y | Y
54842 | WM Renewable Energy LLC | 57166 | Waste Management Lockwood LFGTE | NV | Washoe | GEN1 | Landfill Gas | IC |  | W | X | X | NVE | NVE | 1.6 | 0.98 | 1.6 | 1.6 | 0.8 | N |  |  | OP | X | 3 | 2012 |  |  | N | IPP Non-CHP | 2 | B: X; PC: LFG |  |  |  | N |  |  | 1H | [23 empty] | N | N | N
54842 | WM Renewable Energy LLC | 57166 | Waste Management Lockwood LFGTE | NV | Washoe | GEN2 | Landfill Gas | IC |  | W | X | X | NVE | NVE | 1.6 | 0.98 | 1.6 | 1.6 | 0.8 | N |  |  | OP | X | 3 | 2012 |  |  | N | IPP Non-CHP | 2 | B: X; PC: LFG |  |  |  | N |  |  | 1H | [23 empty] | N | N | N
17166 | Sierra Pacific Power Co | 6510 | Brunswick | NV | Carson City | 1 | Petroleum Liquids | IC |  | S | X | X |  |  | 2 | 0.8 | 2 | 2 | 1.7 | N |  |  | OS | X | 9 | 1960 | 9 | 2023 | N | Electric Utility | 1 | B: X; PC: DFO | [6 empty] | 10M | [23 empty] | N
17166 | Sierra Pacific Power Co | 6510 | Brunswick | NV | Carson City | 2 | Petroleum Liquids | IC |  | S | X | X |  |  | 2 | 0.8 | 2 | 2 | 1.7 | N |  |  | OS | X | 9 | 1960 | 9 | 2023 | N | Electric Utility | 1 | B: X; PC: DFO | [6 empty] | 10M | [23 empty] | N
17166 | Sierra Pacific Power Co | 6510 | Brunswick | NV | Carson City | 3 | Petroleum Liquids | IC |  | S | X | X |  |  | 2 | 0.8 | 2 | 2 | 1.7 | N |  |  | OS | X | 9 | 1960 | 9 | 2023 | N | Electric Utility | 1 | B: X; PC: DFO | [6 empty] | 10M | [23 empty] | N
56687 | CityCenter Land LLC | 57348 | CityCenter Central Plant Cogen Units | NV | Clark | UNITA | Natural Gas Fired Combustion Turbine | GT |  | S | X | X |  |  | 4.3 | 0.89 | 4 | 4 | 0.5 | N |  |  | OP | X | 12 | 2009 |  |  | Y | Commercial CHP | 5 | [11 empty] | N | N |  | 1H | [23 empty] | N | N | N | bar: B to PC
56687 | CityCenter Land LLC | 57348 | CityCenter Central Plant Cogen Units | NV | Clark | UNITB | Natural Gas Fired Combustion Turbine | GT |  | S | X | X |  |  | 4.3 | 0.89 | 4 | 4 | 0.5 | N |  |  | OP | X | 12 | 2009 |  |  | Y | Commercial CHP | 5 | [11 empty] | N | N |  | 1H | [23 empty] | N | N | N | bar: B to PC
56996 | Republic Services Renewable Energy, LLC | 60792 | Republic Services Renewable Energy, LLC | NV | Clark | GT1 | Landfill Gas | GT |  | S | X | X |  |  | 6 | 1 | 3.3 | 3.6 | 3.2 | N |  |  | OP | X | 3 | 2012 |  |  | N | IPP Non-CHP | 2 | B: X; PC: LFG; NG: PG |  |  |  | N | N |  | 10M | [23 empty] | N
56996 | Republic Services Renewable Energy, LLC | 60792 | Republic Services Renewable Energy, LLC | NV | Clark | GT2 | Landfill Gas | GT |  | S | X | X |  |  | 6 | 1 | 3.3 | 3.6 | 3.2 | N |  |  | OP | X | 3 | 2012 |  |  | N | IPP Non-CHP | 2 | B: X; PC: LFG; NG: PG |  |  |  | N | N |  | 10M | [23 empty] | N
55710 | Nevada Gold Mines | 56500 | Western 102 Power Plant | NV | Storey | A101 | Natural Gas Internal Combustion Engine | IC |  | S | X | X |  |  | 8.4 | 0.8 | 7.9 | 8.4 | 7 | N |  |  | OP | X | 12 | 2005 |  |  | N | Industrial Non-CHP | 6 | [12 empty] | N |  | 10M | [23 empty] | N | bar: B to PC
55710 | Nevada Gold Mines | 56500 | Western 102 Power Plant | NV | Storey | B102 | Natural Gas Internal Combustion Engine | IC |  | S | X | X |  |  | 8.4 | 0.8 | 7.9 | 8.4 | 7 | N |  |  | OP | X | 12 | 2005 |  |  | N | Industrial Non-CHP | 6 | [12 empty] | N |  | 10M | [23 empty] | N | bar: B to PC
55710 | Nevada Gold Mines | 56500 | Western 102 Power Plant | NV | Storey | B202 | Natural Gas Internal Combustion Engine | IC |  | S | X | X |  |  | 8.4 | 0.8 | 7.9 | 8.4 | 7 | N |  |  | OP | X | 12 | 2005 |  |  | N | Industrial Non-CHP | 6 | [12 empty] | N |  | 10M | [23 empty] | N | bar: B to PC
55710 | Nevada Gold Mines | 56500 | Western 102 Power Plant | NV | Storey | C102 | Natural Gas Internal Combustion Engine | IC |  | S | X | X |  |  | 8.4 | 0.8 | 7.9 | 8.4 | 7 | N |  |  | OP | X | 12 | 2005 |  |  | N | Industrial Non-CHP | 6 | [12 empty] | N |  | 10M | [23 empty] | N | bar: B to PC
55710 | Nevada Gold Mines | 56500 | Western 102 Power Plant | NV | Storey | C202 | Natural Gas Internal Combustion Engine | IC |  | S | X | X |  |  | 8.4 | 0.8 | 7.9 | 8.4 | 7 | N |  |  | OP | X | 12 | 2005 |  |  | N | Industrial Non-CHP | 6 | [12 empty] | N |  | 10M | [23 empty] | N | bar: B to PC
55710 | Nevada Gold Mines | 56500 | Western 102 Power Plant | NV | Storey | D101 | Natural Gas Internal Combustion Engine | IC |  | S | X | X |  |  | 8.4 | 0.8 | 7.9 | 8.4 | 7 | N |  |  | OP | X | 12 | 2005 |  |  | N | Industrial Non-CHP | 6 | [12 empty] | N |  | 10M | [23 empty] | N | bar: B to PC
55710 | Nevada Gold Mines | 56500 | Western 102 Power Plant | NV | Storey | E102 | Natural Gas Internal Combustion Engine | IC |  | S | X | X |  |  | 8.4 | 0.8 | 7.9 | 8.4 | 7 | N |  |  | OP | X | 12 | 2005 |  |  | N | Industrial Non-CHP | 6 | [12 empty] | N |  | 10M | [23 empty] | N | bar: B to PC
55710 | Nevada Gold Mines | 56500 | Western 102 Power Plant | NV | Storey | E202 | Natural Gas Internal Combustion Engine | IC |  | S | X | X |  |  | 8.4 | 0.8 | 7.9 | 8.4 | 7 | N |  |  | OP | X | 12 | 2005 |  |  | N | Industrial Non-CHP | 6 | [12 empty] | N |  | 10M | [23 empty] | N | bar: B to PC
55710 | Nevada Gold Mines | 56500 | Western 102 Power Plant | NV | Storey | F102 | Natural Gas Internal Combustion Engine | IC |  | S | X | X |  |  | 8.4 | 0.8 | 7.9 | 8.4 | 7 | N |  |  | OP | X | 12 | 2005 |  |  | N | Industrial Non-CHP | 6 | [12 empty] | N |  | 10M | [23 empty] | N | bar: B to PC
55710 | Nevada Gold Mines | 56500 | Western 102 Power Plant | NV | Storey | F202 | Natural Gas Internal Combustion Engine | IC |  | S | X | X |  |  | 8.4 | 0.8 | 7.9 | 8.4 | 7 | N |  |  | OP | X | 12 | 2005 |  |  | N | Industrial Non-CHP | 6 | [14 empty] | 10M | [23 empty] | N | bar: B to PC
55710 | Nevada Gold Mines | 56500 | Western 102 Power Plant | NV | Storey | G102 | Natural Gas Internal Combustion Engine | IC |  | S | X | X |  |  | 8.4 | 0.8 | 7.9 | 8.4 | 7 | N |  |  | OP | X | 12 | 2005 |  |  | N | Industrial Non-CHP | 6 | [14 empty] | 10M | [23 empty] | N | bar: B to PC
55710 | Nevada Gold Mines | 56500 | Western 102 Power Plant | NV | Storey | G202 | Natural Gas Internal Combustion Engine | IC |  | S | X | X |  |  | 8.4 | 0.8 | 7.9 | 8.4 | 7 | N |  |  | OP | X | 12 | 2005 |  |  | N | Industrial Non-CHP | 6 | [14 empty] | 10M | [23 empty] | N | bar: B to PC
55710 | Nevada Gold Mines | 56500 | Western 102 Power Plant | NV | Storey | H102 | Natural Gas Internal Combustion Engine | IC |  | S | X | X |  |  | 8.4 | 0.8 | 7.9 | 8.4 | 7 | N |  |  | OP | X | 12 | 2005 |  |  | N | Industrial Non-CHP | 6 | [12 empty] | N |  | 10M | [23 empty] | N | bar: B to PC
55710 | Nevada Gold Mines | 56500 | Western 102 Power Plant | NV | Storey | H202 | Natural Gas Internal Combustion Engine | IC |  | S | X | X |  |  | 8.4 | 0.8 | 7.9 | 8.4 | 7 | N |  |  | OP | X | 12 | 2005 |  |  | N | Industrial Non-CHP | 6 | [12 empty] | N |  | 10M | [23 empty] | N | bar: B to PC
13407 | Nevada Power Co | 10761 | Las Vegas Generating Station | NV | Clark | GEN2 | Natural Gas Fired Combined Cycle | CA | CCB1 | S | N | X |  |  | 11.5 | 0.9 | 9 | 10 | 5 | N |  |  | OP | X | 4 | 1994 |  |  | N | Electric Utility | 1 | [11 empty] | N | N |  | 1H | [23 empty] | N | bar: B to PC
13399 | Nevada Cogeneration Assoc # 1 | 54350 | Nevada Cogen Assoc#1 GarnetVly | NV | Clark | GTA | Natural Gas Fired Combined Cycle | CT | CC1 | J | X | N |  |  | 21.7 | 0.9 | 20.5 | 22 | 19 | N |  |  | OP | X | 4 | 1992 | 5 | 2023 | Y | IPP CHP | 3 | [11 empty] | N | N |  | 1H | [23 empty] | N | N | N | bar: B to PC; NG
13399 | Nevada Cogeneration Assoc # 1 | 54350 | Nevada Cogen Assoc#1 GarnetVly | NV | Clark | GTB | Natural Gas Fired Combined Cycle | CT | CC1 | J | X | N |  |  | 21.7 | 0.9 | 20.5 | 22 | 19 | N |  |  | OP | X | 4 | 1992 | 5 | 2023 | Y | IPP CHP | 3 | [11 empty] | N | N |  | 1H | [23 empty] | N | N | N | bar: B to PC; NG
13399 | Nevada Cogeneration Assoc # 1 | 54350 | Nevada Cogen Assoc#1 GarnetVly | NV | Clark | GTC | Natural Gas Fired Combined Cycle | CT | CC1 | J | X | N |  |  | 21.7 | 0.9 | 20.5 | 22 | 19 | N |  |  | OP | X | 4 | 1992 | 5 | 2023 | Y | IPP CHP | 3 | [11 empty] | N | N |  | 1H | [23 empty] | N | N | N | bar: B to PC; NG
13365 | Nevada Cogeneration Assoc # 2 | 54349 | Nevada Cogen Associates 2 Black Mountain | NV | Clark | GTA | Natural Gas Fired Combined Cycle | CT | STG1 | W | X | N |  |  | 22.2 | 0.9 | 21.7 | 21.7 | 19 | N |  |  | OP | X | 11 | 1992 | 3 | 2023 | Y | IPP CHP | 3 | [11 empty] | N | N |  | 1H | [23 empty] | N | N | N | bar: B to PC; NG
13365 | Nevada Cogeneration Assoc # 2 | 54349 | Nevada Cogen Associates 2 Black Mountain | NV | Clark | GTB | Natural Gas Fired Combined Cycle | CT | STG1 | W | X | N |  |  | 22.2 | 0.9 | 21.7 | 21.7 | 19 | N |  |  | OP | X | 12 | 1992 | 3 | 2023 | Y | IPP CHP | 3 | [11 empty] | N | N |  | 1H | [23 empty] | N | N | N | bar: B to PC; NG
13365 | Nevada Cogeneration Assoc # 2 | 54349 | Nevada Cogen Associates 2 Black Mountain | NV | Clark | GTC | Natural Gas Fired Combined Cycle | CT | STG1 | W | X | N |  |  | 22.2 | 0.9 | 21.7 | 21.7 | 19 | N |  |  | OP | X | 12 | 1992 | 3 | 2023 | Y | IPP CHP | 3 | [11 empty] | N | N |  | 1H | [23 empty] | N | N | N | bar: B to PC; NG
63351 | St.Joseph's Regional Medical Center | 63645 | St.Joseph's Regional Medical Center | NJ | Passaic | E30 | Petroleum Liquids | IC |  | S | X | X |  |  | 0.1 | 0.8 | 0.1 | 0.1 | 0.1 | N |  |  | SB | N | 1 | 2011 |  |  | N | Commercial Non-CHP | 4 | B: X; PC: DFO | [6 empty] | 10M | [23 empty] | N
13943 | Ocean County Utilities Auth | 54569 | Bayville Central Facility | NJ | Ocean | COG1 | Other Waste Biomass | IC |  | S | X | X |  |  | 0.3 | 0.9 | 0.3 | 0.3 | 0.2 | N |  |  | OP | X | 9 | 1988 |  |  | Y | Commercial CHP | 5 | B: T; PC: OBG; NG: NG |  |  |  | N | N |  | 1H | [23 empty] | Y | Y
13943 | Ocean County Utilities Auth | 54569 | Bayville Central Facility | NJ | Ocean | COG2 | Other Waste Biomass | IC |  | S | X | X |  |  | 0.3 | 0.9 | 0.3 | 0.3 | 0.2 | N |  |  | OP | X | 9 | 1988 |  |  | Y | Commercial CHP | 5 | B: T; PC: OBG; NG: NG |  |  |  | N | N |  | 1H | [23 empty] | Y | Y
13943 | Ocean County Utilities Auth | 54569 | Bayville Central Facility | NJ | Ocean | COG3 | Other Waste Biomass | IC |  | S | X | X |  |  | 0.3 | 0.9 | 0.3 | 0.3 | 0.2 | N |  |  | OP | X | 9 | 1988 |  |  | Y | Commercial CHP | 5 | B: T; PC: OBG; NG: NG |  |  |  | N | N |  | 1H | [23 empty] | Y | Y
63351 | St.Joseph's Regional Medical Center | 63645 | St.Joseph's Regional Medical Center | NJ | Passaic | E10 | Petroleum Liquids | IC |  | S | X | X |  |  | 0.3 | 0.8 | 0.3 | 0.3 | 0.1 | N |  |  | SB | N | 1 | 2001 |  |  | N | Commercial Non-CHP | 4 | B: X; PC: DFO | [6 empty] | 10M | [23 empty] | N
63351 | St.Joseph's Regional Medical Center | 63645 | St.Joseph's Regional Medical Center | NJ | Passaic | 7E600 | Petroleum Liquids | IC |  | S | X | X |  |  | 0.6 | 0.8 | 0.6 | 0.6 | 0.1 | N |  |  | SB | N | 1 | 2001 |  |  | N | Commercial Non-CHP | 4 | B: X; PC: DFO | [6 empty] | 10M | [23 empty] | N
63351 | St.Joseph's Regional Medical Center | 63645 | St.Joseph's Regional Medical Center | NJ | Passaic | 9E600 | Petroleum Liquids | IC |  | S | X | X |  |  | 0.6 | 0.8 | 0.6 | 0.6 | 0.1 | N |  |  | SB | N | 1 | 2001 |  |  | N | Commercial Non-CHP | 4 | B: X; PC: DFO | [6 empty] | 10M | [23 empty] | N
63351 | St.Joseph's Regional Medical Center | 63645 | St.Joseph's Regional Medical Center | NJ | Passaic | 8E675 | Petroleum Liquids | IC |  | S | X | X |  |  | 0.7 | 0.8 | 0.7 | 0.7 | 0.1 | N |  |  | SB | N | 1 | 2001 |  |  | N | Commercial Non-CHP | 4 | B: X; PC: DFO | [6 empty] | 10M | [23 empty] | N
56355 | LES Project Holdings LLC | 54980 | Ocean County Landfill | NJ | Ocean | UNT1 | Landfill Gas | IC |  | S | X | X |  |  | 0.8 | 0.95 | 0.8 | 0.8 | 0.6 | N |  |  | OP | X | 2 | 1997 |  |  | N | IPP Non-CHP | 2 | B: X; PC: LFG |  |  |  | N | N |  | 10M | [23 empty] | N
56355 | LES Project Holdings LLC | 54980 | Ocean County Landfill | NJ | Ocean | UNT2 | Landfill Gas | IC |  | S | X | X |  |  | 0.8 | 0.95 | 0.8 | 0.8 | 0.6 | N |  |  | OP | X | 2 | 1997 |  |  | N | IPP Non-CHP | 2 | B: X; PC: LFG |  |  |  | N | N |  | 10M | [23 empty] | N
56355 | LES Project Holdings LLC | 54980 | Ocean County Landfill | NJ | Ocean | UNT3 | Landfill Gas | IC |  | S | X | X |  |  | 0.8 | 0.95 | 0.8 | 0.8 | 0.6 | N |  |  | OP | X | 2 | 1997 |  |  | N | IPP Non-CHP | 2 | B: X; PC: LFG |  |  |  | N | N |  | 10M | [23 empty] | N
56355 | LES Project Holdings LLC | 54980 | Ocean County Landfill | NJ | Ocean | UNT4 | Landfill Gas | IC |  | S | X | X |  |  | 0.8 | 0.95 | 0.8 | 0.8 | 0.6 | N |  |  | OP | X | 2 | 1997 |  |  | N | IPP Non-CHP | 2 | B: X; PC: LFG |  |  |  | N | N |  | 10M | [23 empty] | N | N
56355 | LES Project Holdings LLC | 54980 | Ocean County Landfill | NJ | Ocean | UNT5 | Landfill Gas | IC |  | S | X | X |  |  | 0.8 | 0.95 | 0.8 | 0.8 | 0.6 | N |  |  | OP | X | 2 | 1997 |  |  | N | IPP Non-CHP | 2 | B: X; PC: LFG |  |  |  | N | N |  | 10M | [23 empty] | N | N
56355 | LES Project Holdings LLC | 54980 | Ocean County Landfill | NJ | Ocean | UNT6 | Landfill Gas | IC |  | S | X | X |  |  | 0.8 | 0.95 | 0.8 | 0.8 | 0.6 | N |  |  | OP | X | 2 | 1997 |  |  | N | IPP Non-CHP | 2 | B: X; PC: LFG |  |  |  | N | N |  | 10M | [23 empty] | N | N
63351 | St.Joseph's Regional Medical Center | 63645 | St.Joseph's Regional Medical Center | NJ | Passaic | E16 | Petroleum Liquids | IC |  | S | X | X |  |  | 0.8 | 0.8 | 0.8 | 0.8 | 0.1 | N |  |  | SB | N | 1 | 2011 |  |  | N | Commercial Non-CHP | 4 | B: X; PC: DFO | [6 empty] | 10M | [23 empty] | N
57249 | EPP Renewable Energy | 56511 | Pennsauken Landfill | NJ | Camden | GEN1 | Landfill Gas | IC |  | S | X | X | 38367933 | 38367933 | 0.9 | 0.8 | 0.9 | 0.9 | 0.5 | N |  |  | OP | X | 12 | 2004 |  |  | N | IPP Non-CHP | 2 | B: X; PC: LFG |  |  |  | N |  |  | 12H | [23 empty] | N | N | N
57249 | EPP Renewable Energy | 56511 | Pennsauken Landfill | NJ | Camden | GEN2 | Landfill Gas | IC |  | S | X | X | 38367933 | 38367933 | 0.9 | 0.8 | 0.9 | 0.9 | 0.5 | N |  |  | OP | X | 12 | 2004 |  |  | N | IPP Non-CHP | 2 | B: X; PC: LFG |  |  |  | N |  |  | 12H | [23 empty] | N | N | N
2265 | Bristol-Myers Squibb Co | 54829 | Bristol Myers Squibb New Brunswick | NJ | Middlesex | GEN2 | Natural Gas Steam Turbine | ST |  | S | X | X |  |  | 1 | 0.8 | 0.6 | 1 | 0.2 | N |  |  | SB | Y | 8 | 1999 |  |  | Y | Industrial CHP | 7 | B: T; PC: NG; NG: DFO; NG: NG |  |  |  | N | N |  | 1H | [23 empty] | Y | N | Y
62112 | Overlook Medical Center | 62622 | Overlook Medical Center | NJ | Union | CHPS1 | Natural Gas Internal Combustion Engine | IC |  | S | X | X |  |  | 1 | 0.8 | 1 | 1 | 0.3 | N |  |  | OP | X | 1 | 2012 |  |  | Y | Commercial CHP | 5 | [11 empty] | N | N |  | 1H | [23 empty] | N | N | N | bar: B to PC
62112 | Overlook Medical Center | 62622 | Overlook Medical Center | NJ | Union | CHPS2 | Natural Gas Internal Combustion Engine | IC |  | S | X | X |  |  | 1 | 0.8 | 1 | 1 | 0.3 | N |  |  | OP | X | 1 | 2012 |  |  | Y | Commercial CHP | 5 | [11 empty] | N | N |  | 1H | [23 empty] | N | N | N | bar: B to PC
63351 | St.Joseph's Regional Medical Center | 63645 | St.Joseph's Regional Medical Center | NJ | Passaic | E27 | Petroleum Liquids | IC |  | S | X | X |  |  | 1 | 0.8 | 1 | 1 | 0.1 | N |  |  | SB | N | 1 | 2011 |  |  | N | Commercial Non-CHP | 4 | B: X; PC: DFO | [6 empty] | 10M | [23 empty] | N
63351 | St.Joseph's Regional Medical Center | 63645 | St.Joseph's Regional Medical Center | NJ | Passaic | E28 | Petroleum Liquids | IC |  | S | X | X |  |  | 1 | 0.8 | 1 | 1 | 0.1 | N |  |  | SB | N | 1 | 2011 |  |  | N | Commercial Non-CHP | 4 | B: X; PC: DFO | [6 empty] | 10M | [23 empty] | N
63351 | St.Joseph's Regional Medical Center | 63645 | St.Joseph's Regional Medical Center | NJ | Passaic | E29 | Petroleum Liquids | IC |  | S | X | X |  |  | 1 | 0.8 | 1 | 1 | 0.1 | N |  |  | SB | N | 1 | 2011 |  |  | N | Commercial Non-CHP | 4 | B: X; PC: DFO | [6 empty] | 10M | [23 empty] | N
2265 | Bristol-Myers Squibb Co | 58947 | Bristol Myers Squibb Lawrenceville | NJ | Mercer | DG101 | Petroleum Liquids | IC |  | S | X | X |  |  | 1.2 | 0.8 | 0.9 | 0.9 | 0.5 | N |  |  | SB | Y | 1 | 1991 |  |  | N | IPP Non-CHP | 2 | B: X; PC: DFO |  |  |  | N | N |  | 1H | [23 empty] | N | N | N
62150 | 2016 ESA Project Company, LLC | 63713 | IIV000 Mt Bethel Fuel Cell | NJ | Somerset | IIV0A | Other Natural Gas | FC |  | S | X | X |  |  | 1.3 | 0.99 | 1.3 | 1.3 | 1.3 | N |  |  | OP | X | 1 | 2019 |  |  | N | IPP Non-CHP | 2 | [11 empty] | N | N |  | 12H | [23 empty] | N | bar: B to PC
62150 | 2016 ESA Project Company, LLC | 63713 | IIV000 Mt Bethel Fuel Cell | NJ | Somerset | IIV0B | Other Natural Gas | FC |  | S | X | X |  |  | 1.3 | 0.99 | 1.3 | 1.3 | 1.3 | N |  |  | OP | X | 1 | 2019 |  |  | N | IPP Non-CHP | 2 | [11 empty] | N | N |  | 12H | [23 empty] | N | bar: B to PC
11401 | Mars Wrigley Confectionery US, LLC | 10061 | Mars Wrigley Confectionery US, LLC | NJ | WARREN | GEN2 | Natural Gas Fired Combined Cycle | CA | CC1 | S | N | X |  |  | 1.4 | 0.8 | 0.7 | 1.2 | 0.5 | N |  |  | OS | X | 10 | 1984 |  |  | Y | Industrial CHP | 7 | [11 empty] | N | N |  | 1H | [20 empty] | N |  |  | N | N | N | bar: B to PC
13943 | Ocean County Utilities Auth | 54569 | Bayville Central Facility | NJ | Ocean | COG4 | Petroleum Liquids | IC |  | S | X | X |  |  | 1.5 | 0.8 | 1.5 | 1.5 | 0.7 | N |  |  | OP | X | 5 | 2002 |  |  | N | Commercial CHP | 5 | B: X; PC: DFO |  |  |  | N | N |  | 10M | [23 empty] | N | N
13943 | Ocean County Utilities Auth | 54569 | Bayville Central Facility | NJ | Ocean | COG5 | Petroleum Liquids | IC |  | S | X | X |  |  | 1.5 | 0.8 | 1.5 | 1.5 | 0.7 | N |  |  | OP | X | 5 | 2002 |  |  | N | Commercial CHP | 5 | B: X; PC: DFO |  |  |  | N | N |  | 10M | [23 empty] | N | N
13943 | Ocean County Utilities Auth | 54569 | Bayville Central Facility | NJ | Ocean | COG6 | Petroleum Liquids | IC |  | S | X | X |  |  | 1.5 | 0.8 | 1.5 | 1.5 | 0.7 | N |  |  | OP | X | 5 | 2002 |  |  | N | Commercial CHP | 5 | B: X; PC: DFO |  |  |  | N | N |  | 10M | [23 empty] | N | N
13943 | Ocean County Utilities Auth | 54569 | Bayville Central Facility | NJ | Ocean | COG7 | Petroleum Liquids | IC |  | S | X | X |  |  | 1.5 | 0.8 | 1.5 | 1.5 | 0.7 | N |  |  | OP | X | 5 | 2002 |  |  | N | Commercial CHP | 5 | B: X; PC: DFO |  |  |  | N | N |  | 10M | [23 empty] | N | N
62150 | 2016 ESA Project Company, LLC | 63702 | EQX002 Secaucus Rd Fuel Cell | NJ | Hudson | EQX02 | Other Natural Gas | FC |  | S | X | X |  |  | 1.5 | 0.99 | 1.5 | 1.5 | 1.5 | N |  |  | OP | X | 7 | 2019 |  |  | N | IPP Non-CHP | 2 | [12 empty] | N |  | 12H | [23 empty] | N | bar: B to PC
56355 | LES Project Holdings LLC | 54980 | Ocean County Landfill | NJ | Ocean | UNT10 | Landfill Gas | IC |  | S | X | X |  |  | 1.6 | 0.95 | 1.5 | 1.5 | 0.6 | N |  |  | OP | X | 6 | 2006 |  |  | N | IPP Non-CHP | 2 | B: X; PC: LFG |  |  |  | N | N |  | 10M | [23 empty] | N | N
56355 | LES Project Holdings LLC | 54980 | Ocean County Landfill | NJ | Ocean | UNT11 | Landfill Gas | IC |  | S | X | X |  |  | 1.6 | 0.95 | 1.5 | 1.5 | 0.6 | N |  |  | OP | X | 6 | 2006 |  |  | N | IPP Non-CHP | 2 | B: X; PC: LFG |  |  |  | N | N |  | 10M | [23 empty] | N | N
56355 | LES Project Holdings LLC | 54980 | Ocean County Landfill | NJ | Ocean | UNT12 | Landfill Gas | IC |  | S | X | X |  |  | 1.6 | 0.95 | 1.5 | 1.5 | 0.6 | N |  |  | OP | X | 6 | 2006 |  |  | N | IPP Non-CHP | 2 | B: X; PC: LFG |  |  |  | N | N |  | 10M | [23 empty] | N | N
56355 | LES Project Holdings LLC | 54980 | Ocean County Landfill | NJ | Ocean | UNT7 | Landfill Gas | IC |  | S | X | X |  |  | 1.6 | 0.95 | 1.5 | 1.5 | 0.6 | N |  |  | OP | X | 6 | 2006 |  |  | N | IPP Non-CHP | 2 | B: X; PC: LFG |  |  |  | N | N |  | 10M | [23 empty] | N | N
56355 | LES Project Holdings LLC | 54980 | Ocean County Landfill | NJ | Ocean | UNT8 | Landfill Gas | IC |  | S | X | X |  |  | 1.6 | 0.95 | 1.5 | 1.5 | 0.6 | N |  |  | OP | X | 6 | 2006 |  |  | N | IPP Non-CHP | 2 | B: X; PC: LFG |  |  |  | N | N |  | 10M | [23 empty] | N | N
56355 | LES Project Holdings LLC | 54980 | Ocean County Landfill | NJ | Ocean | UNT9 | Landfill Gas | IC |  | S | X | X |  |  | 1.6 | 0.95 | 1.5 | 1.5 | 0.6 | N |  |  | OP | X | 6 | 2006 |  |  | N | IPP Non-CHP | 2 | B: X; PC: LFG |  |  |  | N | N |  | 10M | [23 empty] | N | N
57249 | EPP Renewable Energy | 56884 | Cumberland County Solid Waste Complex | NJ | Cumberland | GEN 2 | Landfill Gas | IC |  | W | X | X |  |  | 1.6 | 0.8 | 1.6 | 1.6 | 0.8 | N |  |  | OP | X | 11 | 2008 |  |  | N | IPP Non-CHP | 2 | B: X; PC: LFG |  |  |  | N |  |  | 12H | [23 empty] | N
57249 | EPP Renewable Energy | 56884 | Cumberland County Solid Waste Complex | NJ | Cumberland | GEN 3 | Landfill Gas | IC |  | W | X | X |  |  | 1.6 | 0.8 | 1.6 | 1.6 | 0.8 | N |  |  | OP | X | 11 | 2008 |  |  | N | IPP Non-CHP | 2 | B: X; PC: LFG |  |  |  | N |  |  | 12H | [23 empty] | N
57249 | EPP Renewable Energy | 56884 | Cumberland County Solid Waste Complex | NJ | Cumberland | GEN1 | Landfill Gas | IC |  | W | X | X |  |  | 1.6 | 0.8 | 1.6 | 1.6 | 0.8 | N |  |  | OP | X | 11 | 2008 |  |  | N | IPP Non-CHP | 2 | B: X; PC: LFG |  |  |  | N |  |  | 12H | [23 empty] | N
57173 | AC Landfill Energy LLC | 57845 | AC Landfill Energy LLC | NJ | Atlantic | UNIT1 | Landfill Gas | IC |  | S | X | X |  |  | 1.6 | 1 | 1.5 | 1.5 | 0.8 | N |  |  | OP | X | 3 | 2005 | 9 | 2021 | N | IPP Non-CHP | 2 | B: X; PC: LFG |  |  |  | N | N |  | 10M | [23 empty] | N | N
57173 | AC Landfill Energy LLC | 57845 | AC Landfill Energy LLC | NJ | Atlantic | UNIT2 | Landfill Gas | IC |  | S | X | X |  |  | 1.9 | 1 | 1.8 | 1.8 | 1 | N |  |  | OP | X | 3 | 2005 | 9 | 2021 | N | IPP Non-CHP | 2 | B: X; PC: LFG |  |  |  | N | N |  | 10M | [23 empty] | N | N
57249 | EPP Renewable Energy | 56701 | Haworth Water Treatment Plant | NJ | Bergen | GEN1 | Natural Gas Internal Combustion Engine | IC |  | S | X | X |  |  | 2 | 0.8 | 2 | 2 | 1 | N |  |  | OP | X | 12 | 2004 |  |  | N | IPP Non-CHP | 2 | [11 empty] | N | N |  | 12H | [23 empty] | N | bar: B to PC
57249 | EPP Renewable Energy | 56701 | Haworth Water Treatment Plant | NJ | Bergen | GEN2 | Natural Gas Internal Combustion Engine | IC |  | S | X | X |  |  | 2 | 0.8 | 2 | 2 | 1 | N |  |  | OP | X | 12 | 2004 |  |  | N | IPP Non-CHP | 2 | [11 empty] | N | N |  | 12H | [23 empty] | N | bar: B to PC
57249 | EPP Renewable Energy | 56701 | Haworth Water Treatment Plant | NJ | Bergen | GEN3 | Natural Gas Internal Combustion Engine | IC |  | S | X | X |  |  | 2 | 0.8 | 2 | 2 | 1 | N |  |  | OP | X | 12 | 2004 |  |  | N | IPP Non-CHP | 2 | [11 empty] | N | N |  | 12H | [23 empty] | N | bar: B to PC
57249 | EPP Renewable Energy | 56701 | Haworth Water Treatment Plant | NJ | Bergen | GEN4 | Natural Gas Internal Combustion Engine | IC |  | S | X | X |  |  | 2 | 0.8 | 2 | 2 | 1 | N |  |  | OP | X | 12 | 2004 |  |  | N | IPP Non-CHP | 2 | [11 empty] | N | N |  | 12H | [23 empty] | N | bar: B to PC
16864 | Seaside Heights Municipal Utility | 58172 | Seaside Heights Power Plant | NJ | Ocean | UINT3 | Petroleum Liquids | IC |  | S | X | X |  |  | 2 | 0.8 | 2 | 2 | 0.1 | N |  |  | OA | X | 9 | 2012 |  |  | N | Electric Utility | 1 | B: X; PC: DFO |  |  |  | N | N |  | 10M | [23 empty] | N | N | N
16864 | Seaside Heights Municipal Utility | 58172 | Seaside Heights Power Plant | NJ | Ocean | UNIT1 | Petroleum Liquids | IC |  | S | X | X |  |  | 2 | 0.8 | 2 | 2 | 0.1 | N |  |  | OA | X | 9 | 2012 |  |  | N | Electric Utility | 1 | B: X; PC: DFO |  |  |  | N | N |  | 10M | [23 empty] | N | N | N
16864 | Seaside Heights Municipal Utility | 58172 | Seaside Heights Power Plant | NJ | Ocean | UNIT2 | Petroleum Liquids | IC |  | S | X | X |  |  | 2 | 0.8 | 2 | 2 | 0.1 | N |  |  | OA | X | 9 | 2012 |  |  | N | Electric Utility | 1 | B: X; PC: DFO |  |  |  | N | N |  | 10M | [23 empty] | N | N | N
63953 | Hopewell Campus Owners LLC | 60933 | Hopewell Cogeneration NJ | NJ | Mercer | GEN1 | Natural Gas Internal Combustion Engine | IC |  | S | X | X |  |  | 2 | 0.8 | 2 | 2 | 1.5 | N |  |  | OP | X | 8 | 2015 |  |  | Y | Commercial CHP | 5 | [11 empty] | N | N |  | 10M | [23 empty] | N | bar: B to PC
63953 | Hopewell Campus Owners LLC | 60933 | Hopewell Cogeneration NJ | NJ | Mercer | GEN2 | Natural Gas Internal Combustion Engine | IC |  | S | X | X |  |  | 2 | 0.8 | 2 | 2 | 1.5 | N |  |  | OP | X | 8 | 2015 |  |  | Y | Commercial CHP | 5 | [11 empty] | N | N |  | 10M | [23 empty] | N | bar: B to PC
61440 | Princeton Energy Center LLC | 61822 | Princeton Energy Center, LLC | NJ | Middlesex | EDG1 | Petroleum Liquids | IC |  | S | X | X |  |  | 2 | 0.9 | 2 | 2 | 0.7 | N |  |  | SB | Y | 12 | 2012 |  |  | N | Commercial CHP | 5 | B: X; PC: DFO |  |  |  |  | N |  | 10M | [23 empty] | N
61440 | Princeton Energy Center LLC | 61822 | Princeton Energy Center, LLC | NJ | Middlesex | EDG2 | Petroleum Liquids | IC |  | S | X | X |  |  | 2 | 0.9 | 2 | 2 | 0.7 | N |  |  | SB | Y | 12 | 2012 |  |  | N | Commercial CHP | 5 | B: X; PC: DFO |  |  |  |  | N |  | 10M | [23 empty] | N
61440 | Princeton Energy Center LLC | 61822 | Princeton Energy Center, LLC | NJ | Middlesex | EDG3 | Petroleum Liquids | IC |  | S | X | X |  |  | 2 | 0.9 | 2 | 2 | 0.7 | N |  |  | SB | Y | 12 | 2012 |  |  | N | Commercial CHP | 5 | B: X; PC: DFO |  |  |  |  | N |  | 10M | [23 empty] | N
62112 | Overlook Medical Center | 62622 | Overlook Medical Center | NJ | Union | CHPS3 | Petroleum Liquids | IC |  | S | X | X |  |  | 2 | 0.8 | 2 | 2 | 0.3 | N |  |  | SB | N | 1 | 2012 |  |  | Y | Commercial CHP | 5 | B: T; PC: DFO |  |  |  | N | N |  | 1H | [23 empty] | N | N | N
62150 | 2016 ESA Project Company, LLC | 63703 | EQX003 Secaucus Rd Fuel Cell | NJ | Hudson | EQX03 | Other Natural Gas | FC |  | S | X | X |  |  | 2 | 0.99 | 2 | 2 | 2 | N |  |  | OP | X | 9 | 2018 |  |  | N | IPP Non-CHP | 2 | [11 empty] | N | N |  | 12H | [23 empty] | N | bar: B to PC
62150 | 2016 ESA Project Company, LLC | 63706 | EQX012 Harz Fuel Cell | NJ | Hudson | EQX12 | Other Natural Gas | FC |  | S | X | X |  |  | 2.5 | 0.99 | 2.5 | 2.5 | 2.5 | N |  |  | OP | X | 7 | 2018 |  |  | N | IPP Non-CHP | 2 | [11 empty] | N | N |  | 12H | [23 empty] | N | bar: B to PC
63230 | UMM Energy Partners LLC. | 63501 | Montclair State University Cogen | NJ | Passaic | ENG-1 | Natural Gas Internal Combustion Engine | IC |  | S | X | X |  |  | 2.7 | 0.8 | 2.7 | 2.7 | 1.3 | N |  |  | OP | X | 6 | 2018 |  |  | Y | Commercial CHP | 5 | [11 empty] | N | N |  | 10M | [23 empty] | N | N | bar: B to PC
63230 | UMM Energy Partners LLC. | 63501 | Montclair State University Cogen | NJ | Passaic | ENG-2 | Natural Gas Internal Combustion Engine | IC |  | S | X | X |  |  | 2.7 | 0.8 | 2.7 | 2.7 | 1.3 | N |  |  | OP | X | 6 | 2018 |  |  | Y | Commercial CHP | 5 | [11 empty] | N | N |  | 10M | [23 empty] | N | N | bar: B to PC
57130 | Janssen Pharmaceutical Co | 59055 | Rariton OMP | NJ | Somerset | CHP1 | Natural Gas Internal Combustion Engine | IC |  | S | X | X |  |  | 3 | 0.9 | 3 | 3 | 1.6 | N |  |  | OP | X | 2 | 2009 |  |  | N | IPP Non-CHP | 2 | [11 empty] | N | N |  | 1H | [23 empty] | N | N | N | bar: B to PC; NG
63229 | Essex County Correctional Facility Cogen | 63540 | Essex County Correctional Facility Cogen | NJ | Essex | EG1 | Natural Gas Internal Combustion Engine | IC |  | W | X | X |  |  | 3.1 | 0.8 | 3 | 3 | 1.5 | N |  |  | OP | X | 1 | 2003 |  |  | Y | IPP CHP | 3 | [11 empty] | N | N |  | 1H | [23 empty] | N | bar: B to PC
63229 | Essex County Correctional Facility Cogen | 63540 | Essex County Correctional Facility Cogen | NJ | Essex | EG2 | Natural Gas Internal Combustion Engine | IC |  | W | X | X |  |  | 3.1 | 0.8 | 3 | 3 | 1.5 | N |  |  | OP | X | 1 | 2003 |  |  | Y | IPP CHP | 3 | [11 empty] | N | N |  | 1H | [23 empty] | N | bar: B to PC
58929 | Cape May County Municipal | 59116 | Woodbine Landfill Plant | NJ | Cape May | V1021 | Landfill Gas | IC |  | S | X | X | CORSON 69 KV CMCMUALF | CORSON 69 KV CMCMUALF | 3.2 | 0.8 | 2.1 | 2.1 | 0.5 | N |  |  | OP | X | 10 | 2013 |  |  | N | Commercial Non-CHP | 4 | B: X; PC: LFG | [6 empty] | 10M | [23 empty] | N | N | N
60571 | AEP Onsite Partners, LLC | 64142 | LabCorp Engine | NJ | Somerset | LCG | Natural Gas Internal Combustion Engine | IC |  | S | X | X |  |  | 3.2 | 0.8 | 3.2 | 3.2 | 0.1 | N |  |  | OP | X | 12 | 2019 |  |  | N | IPP Non-CHP | 2 | [11 empty] | N | N |  | 1H | [23 empty] | N | bar: B to PC
58485 | Rutgers, The State University of NJ | 50411 | Rutgers Biomedical and Health Cogen | NJ | Essex | GEN1 | Natural Gas Fired Combustion Turbine | GT |  | S | X | X |  |  | 3.5 | 0.96 | 3.4 | 3.7 | 2.3 | N |  |  | OA | X | 7 | 1989 |  |  | Y | Commercial CHP | 5 | B: T; PC: NG; NG: DFO |  |  |  | N | N |  | 1H | [7 empty] | 5.7 | 5.7 | 8 | 2021 | [12 empty] | N | N | N
58485 | Rutgers, The State University of NJ | 50411 | Rutgers Biomedical and Health Cogen | NJ | Essex | GEN2 | Natural Gas Fired Combustion Turbine | GT |  | S | X | X |  |  | 3.5 | 0.96 | 3.4 | 3.7 | 2.3 | N |  |  | OA | X | 7 | 1989 |  |  | Y | Commercial CHP | 5 | B: T; PC: NG; NG: DFO |  |  |  | N | N |  | 1H | [7 empty] | 5.7 | 5.7 | 8 | 2021 | [12 empty] | N | N | N
58485 | Rutgers, The State University of NJ | 50411 | Rutgers Biomedical and Health Cogen | NJ | Essex | GEN3 | Natural Gas Fired Combustion Turbine | GT |  | S | X | X |  |  | 3.5 | 0.96 | 3.4 | 3.7 | 2.3 | N |  |  | OA | X | 7 | 1989 |  |  | Y | Commercial CHP | 5 | B: T; PC: NG; NG: DFO |  |  |  | N | N |  | 1H | [7 empty] | 5.7 | 5.7 | 8 | 2021 | [12 empty] | N | N | N
63218 | DCO Burlington | 63492 | DCO Burlington | NJ | Burlington | CTG-1 | Natural Gas Fired Combustion Turbine | GT |  | J | X | X |  |  | 3.5 | 1 | 2.7 | 3.8 | 2.4 | N |  |  | OP | X | 6 | 2012 |  |  | Y | Industrial CHP | 7 | [11 empty] | N | N |  | 10M | [23 empty] | N | N | N | bar: B to PC
57249 | EPP Renewable Energy | 56701 | Haworth Water Treatment Plant | NJ | Bergen | GEN5 | Petroleum Liquids | IC |  | S | X | X |  |  | 4 | 1 | 3.9 | 3.9 | 1 | N |  |  | OP | X | 1 | 2018 |  |  | N | IPP Non-CHP | 2 | B: X; PC: DFO |  |  |  | N | N |  | 12H | [23 empty] | N
57249 | EPP Renewable Energy | 56701 | Haworth Water Treatment Plant | NJ | Bergen | GEN6 | Petroleum Liquids | IC |  | S | X | X |  |  | 4 | 1 | 3.9 | 3.9 | 1 | N |  |  | OP | X | 1 | 2018 |  |  | N | IPP Non-CHP | 2 | B: X; PC: DFO |  |  |  | N | N |  | 12H | [23 empty] | N
2265 | Bristol-Myers Squibb Co | 58947 | Bristol Myers Squibb Lawrenceville | NJ | Mercer | TG101 | Natural Gas Fired Combustion Turbine | GT |  | S | X | X |  |  | 4.3 | 0.8 | 4 | 4.4 | 2.4 | N |  |  | OP | X | 4 | 1995 |  |  | N | IPP Non-CHP | 2 | B: X; PC: NG; NG: DFO |  |  |  | N | N |  | 1H | [23 empty] | Y | N | Y
12311 | Merck & Co Inc | 10224 | Merck Rahway Power Plant | NJ | Union | GEN9A | Natural Gas Steam Turbine | ST |  | S | X | X |  |  | 4.5 | 0.9 | 5.1 | 5.1 | 1 | N |  |  | OP | X | 12 | 2017 |  |  | N | Industrial CHP | 7 | B: X; PC: NG; NG: DFO; NG: NG |  |  |  | N | N |  | 12H | [23 empty] | Y | N | Y
61440 | Princeton Energy Center LLC | 61822 | Princeton Energy Center, LLC | NJ | Middlesex | GT1 | Natural Gas Fired Combustion Turbine | GT |  | S | X | X |  |  | 4.6 | 0.9 | 4.4 | 4.4 | 2 | N |  |  | OP | X | 10 | 2012 |  |  | Y | Commercial CHP | 5 | [14 empty] | 1H | [23 empty] | N | bar: B to PC
62860 | COE Bridgewater LLC c/o Thor Equities, LLC | 10122 | CIP II/AR Bridgewater Holdings - NJCOE | NJ | Somerset | 02 | Natural Gas Fired Combustion Turbine | GT |  | S | X | X | N/A | N/A | 5 | 0.9 | 4.1 | 4.2 | 2 | N |  |  | OP | X | 11 | 2002 |  |  | Y | Commercial CHP | 5 | B: T; PC: NG; NG: DFO |  |  |  | N | N |  | 1H |  |  |  |  | N | [15 empty] | Y | 4 | 2021 | Y | N | Y
12311 | Merck & Co Inc | 10224 | Merck Rahway Power Plant | NJ | Union | GEN8 | Natural Gas Steam Turbine | ST |  | S | X | X |  |  | 5 | 0.8 | 5 | 5 | 2 | N |  |  | OS | X | 1 | 1977 |  |  | Y | Industrial CHP | 7 | B: T; PC: NG; NG: DFO; NG: NG |  |  |  | N | N |  | 12H | [23 empty] | Y | N | Y
60557 | PB Nutclif Master, LLC | 10123 | Hoffmann LaRoche | NJ | Essex | TG01 | Natural Gas Fired Combustion Turbine | GT |  | S | X | X |  |  | 5.3 | 0.9 | 4.1 | 5.3 | 2.8 | N |  |  | OP | X | 5 | 2004 |  |  | Y | Industrial CHP | 7 | B: T; PC: NG; NG: DFO; NG: NG |  |  |  | N | N |  | 1H | [23 empty] | Y | N | Y
60557 | PB Nutclif Master, LLC | 10123 | Hoffmann LaRoche | NJ | Essex | TG03 | Natural Gas Fired Combustion Turbine | GT |  | S | X | X |  |  | 5.3 | 0.9 | 4.1 | 5.3 | 2.8 | N |  |  | OP | X | 5 | 2004 |  |  | Y | Industrial CHP | 7 | B: T; PC: NG; NG: DFO; NG: NG |  |  |  | N | N |  | 1H | [23 empty] | Y | N | Y
63222 | ACM Energy, LLC | 63483 | ACM - Midtown Thermal | NJ | Atlantic | T60-1 | Natural Gas Fired Combustion Turbine | GT |  | S | X | X |  |  | 5.5 | 0.9 | 5.2 | 6.1 | 3.5 | N |  |  | OP | X | 1 | 2012 |  |  | Y | Commercial CHP | 5 | B: T; PC: NG; NG: DFO |  |  |  | N | N |  | 12H | [20 empty] | N |  |  | Y | N | Y
19148 | Vicinity Energy Trenton, L.P. | 50094 | Vicinity Energy Trenton, L.P. | NJ | Mercer | 7214 | Natural Gas Internal Combustion Engine | IC |  | S | X | X |  |  | 6 | 0.8 | 5.8 | 5.8 | 2.8 | N |  |  | OP | X | 12 | 1983 |  |  | Y | Commercial CHP | 5 | B: T; PC: NG; NG: DFO |  |  |  | N | N |  | 1H | [23 empty] | Y | N | Y
49775 | Middlesex County Utilities Authority | 56119 | Middlesex County Utilities Authority | NJ | MIDDLESEX | 100 | Landfill Gas | CT | CA1 | S | X | Y |  |  | 6 | 1 | 4.1 | 4.9 | 3 | N |  |  | OP | X | 10 | 2001 |  |  | Y | IPP CHP | 3 | B: T; PC: LFG; NG: NG |  |  |  | N | N |  | 1H | [20 empty] | N |  |  | N | N | N
49775 | Middlesex County Utilities Authority | 56119 | Middlesex County Utilities Authority | NJ | MIDDLESEX | 200 | Landfill Gas | CT | CA1 | S | X | Y |  |  | 6 | 1 | 4.1 | 4.9 | 3 | N |  |  | OP | X | 10 | 2001 |  |  | Y | IPP CHP | 3 | B: T; PC: LFG; NG: NG |  |  |  | N | N |  | 1H | [20 empty] | N |  |  | N | N | N
58137 | The College of New Jersey | 58165 | College of New Jersey | NJ | Mercer | COGEN | Natural Gas Internal Combustion Engine | IC |  | S | X | X |  |  | 6.2 | 0.8 | 4.2 | 5.6 | 2.5 | N |  |  | OP | X | 7 | 1996 |  |  | Y | Commercial CHP | 5 | B: T; PC: NG; NG: DFO |  |  |  | N | N |  | 1H | [23 empty] | Y | N | Y
63230 | UMM Energy Partners LLC. | 63501 | Montclair State University Cogen | NJ | Passaic | CTG-1 | Natural Gas Fired Combustion Turbine | GT |  | S | X | X |  |  | 6.4 | 0.8 | 5.4 | 5.8 | 2.5 | N |  |  | OP | X | 9 | 2013 |  |  | Y | Commercial CHP | 5 | B: T; PC: NG; NG: DFO; NG: NG |  |  |  | N | N | 0 | 10M | [23 empty] | Y | N | Y
5530 | E F Kenilworth LLC | 10805 | Kenilworth Energy Facility | NJ | Union | GEN2 | Natural Gas Fired Combined Cycle | CA | G741 | S | N | X | 50389 Aldene | 50389 Aldene | 6.8 | 0.8 | 4.5 | 5.5 | 1.2 | N |  |  | OP | X | 4 | 1989 |  |  | Y | IPP CHP | 3 | B: B; PC: NG; NG: DFO |  |  |  | N | N |  | 1H | [23 empty] | Y | N | Y
63875 | DTE Atlantic, LLC | 62492 | DTE Atlantic, LLC | NJ | Atlantic | ACB-1 | Natural Gas Fired Combustion Turbine | GT |  | S | X | X |  |  | 7.5 | 1 | 7.1 | 7.8 | 5 | N |  |  | OP | X | 12 | 2010 |  |  | N | IPP Non-CHP | 2 | [11 empty] | N | N |  | 10M | [20 empty] | N |  |  | N | bar: B to PC
2265 | Bristol-Myers Squibb Co | 54829 | Bristol Myers Squibb New Brunswick | NJ | Middlesex | GEN1 | Natural Gas Fired Combustion Turbine | GT |  | S | X | X |  |  | 9.5 | 0.8 | 8.8 | 10.5 | 5.8 | N |  |  | OP | X | 7 | 1992 |  |  | Y | Industrial CHP | 7 | B: T; PC: NG; NG: DFO; NG: NG |  |  |  | N | N |  | 1H | [23 empty] | Y | N | Y
58179 | Cinnamon Bay LLC | 58208 | Cinnamon Bay Edgeboro Landfill | NJ | Middlesex | 1 | Landfill Gas | IC |  | S | X | X |  |  | 9.6 | 0.99 | 9.1 | 9.1 | 1.3 | N |  |  | OP | X | 8 | 2011 |  |  | N | IPP Non-CHP | 2 | B: X; PC: LFG; NG: NG; NG: LFG |  |  |  | N | N | 0 | 12H | [23 empty] | Y | Y | N
49775 | Middlesex County Utilities Authority | 56119 | Middlesex County Utilities Authority | NJ | MIDDLESEX | 300 | Landfill Gas | CA | CA1 | S | Y | X |  |  | 10.5 | 1 | 10.6 | 10.6 | 1.5 | N |  |  | OP | X | 1 | 1961 |  |  | Y | IPP CHP | 3 | B: B; PC: LFG; NG: NG |  |  |  | N | N |  | 1H | [20 empty] | N |  |  | N | N | N
12311 | Merck & Co Inc | 10224 | Merck Rahway Power Plant | NJ | Union | GEN9 | Natural Gas Steam Turbine | ST |  | S | X | X |  |  | 10.8 | 0.8 | 10.8 | 10.8 | 2 | N |  |  | OP | X | 1 | 2004 |  |  | Y | Industrial CHP | 7 | B: T; PC: NG; NG: DFO; NG: NG |  |  |  | N | N |  | 12H | [23 empty] | Y | N | Y
11401 | Mars Wrigley Confectionery US, LLC | 10061 | Mars Wrigley Confectionery US, LLC | NJ | WARREN | GEN1 | Natural Gas Fired Combined Cycle | CT | CC1 | S | X | N |  |  | 10.9 | 0.8 | 8.8 | 10.7 | 6 | N |  |  | OP | X | 5 | 1989 |  |  | Y | Industrial CHP | 7 | [11 empty] | N | N | 0 | 1H | [20 empty] | N |  |  | N | N | N | bar: B to PC
20541 | Wheelabrator Environmental Systems | 50885 | Wheelabrator Gloucester LP | NJ | Gloucester | GEN1 | Municipal Solid Waste | ST |  | S | X | X |  |  | 14 | 0.85 | 12 | 12 | 4 | N |  |  | OP | X | 1 | 1990 |  |  | N | IPP Non-CHP | 2 | B: X; PC: MSW; NG: NG |  |  |  | N | N |  | 12H | [23 empty] | N | N
19691 | Paulsboro Refining Company - LLC | 50628 | Paulsboro Refinery | NJ | Gloucester | GEN2 | Other Gases | ST | UTI1 | S | X | X |  |  | 15 | 0.85 | 14.5 | 14.5 | 2 | N |  |  | OP | X | 8 | 1982 |  |  | Y | Industrial CHP | 7 | T | OG | DFO | NG |  |  |  | OG |  |  |  | N |  |  | 12H | [20 empty] | N |  |  | Y | N | N
19691 | Paulsboro Refining Company - LLC | 50628 | Paulsboro Refinery | NJ | Gloucester | GEN3 | Other Gases | ST | UTI1 | S | X | X |  |  | 15 | 0.8 | 14.5 | 14.5 | 2 | N |  |  | OP | X | 9 | 1991 |  |  | Y | Industrial CHP | 7 | T | OG | DFO | NG |  |  |  | OG |  |  |  | N |  |  | 12H | [20 empty] | N |  |  | Y | N | N
58542 | Trustees of Princeton University | 58584 | Princeton University Cogeneration | NJ | Mercer | GT1 | Natural Gas Fired Combustion Turbine | GT |  | S | X | X | PSEG | PSEG | 15.5 | 0.8 | 15.5 | 15.5 | 7.5 | N |  |  | OP | X | 10 | 1996 |  |  | Y | Commercial CHP | 5 | B: T; PC: NG; NG: DFO |  |  |  | N | N |  | 1H | [23 empty] | Y | N | Y
49966 | Covanta Camden Energy Recovery Center | 10435 | Camden Resource Recovery Facility | NJ | Camden | TGA | Municipal Solid Waste | ST |  | S | X | X | CCRF | CCRF | 17.5 | 0.9 | 16.5 | 16.5 | 4 | N |  |  | OP | X | 3 | 1991 |  |  | N | IPP Non-CHP | 2 | B: X; PC: MSW; NG: NG |  |  |  | N | N |  | OVER |  |  | N |  | N | [18 empty] | N | N | N
49966 | Covanta Camden Energy Recovery Center | 10435 | Camden Resource Recovery Facility | NJ | Camden | TGB | Municipal Solid Waste | ST |  | S | X | X | CCRF | CCRF | 17.5 | 0.9 | 16.5 | 16.5 | 4 | N |  |  | OP | X | 3 | 1991 |  |  | N | IPP Non-CHP | 2 | B: X; PC: MSW; NG: NG |  |  |  | N | N |  | OVER |  |  | N |  | N | [18 empty] | N | N | N
19691 | Paulsboro Refining Company - LLC | 50628 | Paulsboro Refinery | NJ | Gloucester | GEN4 | Petroleum Coke | OT |  | S | X | X |  |  | 18 | 0.8 | 11.6 | 11.6 | 2 | N |  |  | OP | X | 11 | 2006 |  |  | N | Industrial CHP | 7 | [14 empty] | OVER | Y |  |  |  | Y | [18 empty] | N | bar: B to PC
61536 | Consolidated Edison Energy, Inc. | 50799 | Parlin Power Plant | NJ | Middlesex | GEN3 | Natural Gas Fired Combined Cycle | CA | PEC | W | Y | X |  |  | 21.6 | 0.85 | 20.6 | 20.6 | 5 | N |  |  | OP | X | 6 | 1991 |  |  | N | IPP Non-CHP | 2 | [11 empty] | N | N |  | 12H | [23 empty] | N | N | N | bar: B to PC
61536 | Consolidated Edison Energy, Inc. | 50799 | Parlin Power Plant | NJ | Middlesex | GEN4 | Natural Gas Fired Combined Cycle | CA | PEC | W | Y | X |  |  | 21.6 | 0.9 | 20.6 | 20.6 | 5 | N |  |  | OP | X | 6 | 1991 |  |  | N | IPP Non-CHP | 2 | [11 empty] | N | N |  | 12H | [23 empty] | N | N | N | bar: B to PC
5530 | E F Kenilworth LLC | 10805 | Kenilworth Energy Facility | NJ | Union | GEN1 | Natural Gas Fired Combined Cycle | CT | G741 | S | X | Y | 50389 Aldene | 50389 Aldene | 22 | 0.8 | 20 | 22 | 12 | N |  |  | OP | X | 3 | 1989 |  |  | Y | IPP CHP | 3 | B: T; PC: NG; NG: DFO |  |  |  | N | N |  | 1H | [23 empty] | Y | N | Y
63363 | Elmwood Park Power LLC | 50852 | Elmwood Park Power LLC | NJ | Bergen | GEN2 | Natural Gas Fired Combined Cycle | CA | CC1 | W | N | X | 119118161 | 119118061 | 22.9 | 0.85 |  |  |  | N |  |  | OP | X | 7 | 1989 | 3 | 2021 | N | IPP Non-CHP | 2 | [11 empty] | N | N |  | 12H | [23 empty] | N | N | N | bar: B to PC
60676 | New York Presbyterian Hospital | 61026 | New York Presbyterian Hospital-168th St | NY | New York | GARG | Petroleum Liquids | IC |  | S | X | X |  |  | 0.1 | 0.8 | 0.1 | 0.1 | 0 | N |  |  | SB | N | 1 | 2000 |  |  | N | Commercial Non-CHP | 4 | B: X; PC: DFO |  |  |  | N |  |  | 1H | [23 empty] | N
61618 | Kingsbrook Jewish Medical Center | 62050 | Kingsbrook Jewish Medical Center | NY | Kings | 115WA | Petroleum Liquids | IC |  | S | X | X |  |  | 0.1 | 0.8 | 0.1 | 0.1 | 0 | N |  |  | SB | N | 8 | 2005 |  |  | N | Commercial Non-CHP | 4 | B: X; PC: DFO | [6 empty] | 10M | [23 empty] | N
61936 | Albert Einstein College of Medicine | 62398 | Albert Einstein College of Medicine | NY | Bronx | CP919 | Petroleum Liquids | IC |  | S | X | X |  |  | 0.1 | 0.8 | 0.1 | 0.1 | 0.1 | N |  |  | SB | N | 1 | 2002 |  |  | N | Commercial Non-CHP | 4 | B: X; PC: DFO | [6 empty] | 10M | [23 empty] | N
63266 | Fordham University | 63544 | Fordham University | NY | Bronx | TB1 | Petroleum Liquids | IC |  | S | X | X |  |  | 0.1 | 0.8 | 0.1 | 0.1 | 0.1 | N |  |  | SB | N | 1 | 2010 |  |  | N | Commercial Non-CHP | 4 | B: X; PC: DFO | [6 empty] | 10M | [23 empty] | N
63266 | Fordham University | 63544 | Fordham University | NY | Bronx | TB2 | Petroleum Liquids | IC |  | S | X | X |  |  | 0.1 | 0.8 | 0.1 | 0.1 | 0.1 | N |  |  | SB | N | 1 | 2010 |  |  | N | Commercial Non-CHP | 4 | B: X; PC: DFO | [6 empty] | 10M | [23 empty] | N
63274 | Vassar Brothers Medical Center | 63550 | Vassar Brothers Medical Center | NY | Dutchess | FP-01 | Petroleum Liquids | IC |  | S | X | X |  |  | 0.1 | 0.8 | 0.1 | 0.1 | 0.1 | N |  |  | SB | N | 1 | 2000 |  |  | N | Commercial Non-CHP | 4 | B: X; PC: DFO | [6 empty] | 10M | [23 empty] | N
17460 | South Oak Hospital | 50136 | South Oaks Hospital | NY | Suffolk | CG1 | Natural Gas Internal Combustion Engine | IC |  | S | X | X |  |  | 0.2 | 1 | 0.1 | 0.1 | 0.1 | N |  |  | OP | X | 4 | 2008 |  |  | Y | Commercial CHP | 5 | [11 empty] | N | N |  | 10M | [23 empty] | N | bar: B to PC
17460 | South Oak Hospital | 50136 | South Oaks Hospital | NY | Suffolk | CG2 | Natural Gas Internal Combustion Engine | IC |  | S | X | X |  |  | 0.2 | 1 | 0.1 | 0.1 | 0.1 | N |  |  | OP | X | 4 | 2008 |  |  | Y | Commercial CHP | 5 | [11 empty] | N | N |  | 10M | [23 empty] | N | bar: B to PC
17460 | South Oak Hospital | 50136 | South Oaks Hospital | NY | Suffolk | CG3 | Natural Gas Internal Combustion Engine | IC |  | S | X | X |  |  | 0.2 | 1 | 0.1 | 0.1 | 0.1 | N |  |  | OP | X | 4 | 2008 |  |  | Y | Commercial CHP | 5 | [11 empty] | N | N |  | 10M | [23 empty] | N | bar: B to PC
17460 | South Oak Hospital | 50136 | South Oaks Hospital | NY | Suffolk | CG4 | Natural Gas Internal Combustion Engine | IC |  | S | X | X |  |  | 0.2 | 1 | 0.1 | 0.1 | 0.1 | N |  |  | OP | X | 4 | 2008 |  |  | Y | Commercial CHP | 5 | [11 empty] | N | N |  | 10M | [23 empty] | N | bar: B to PC
17460 | South Oak Hospital | 50136 | South Oaks Hospital | NY | Suffolk | CG5 | Natural Gas Internal Combustion Engine | IC |  | S | X | X |  |  | 0.2 | 1 | 0.1 | 0.1 | 0.1 | N |  |  | OP | X | 4 | 2008 |  |  | Y | Commercial CHP | 5 | [11 empty] | N | N |  | 10M | [23 empty] | N | bar: B to PC
58487 | Montefiore Medical Center Moses Division | 58507 | Montefieor Medical Center Moses Division | NY | Bronx | EMG07 | Petroleum Liquids | IC |  | S | X | X |  |  | 0.2 | 0.8 | 0.2 | 0.2 | 0.1 | N |  |  | SB | N | 1 | 1998 |  |  | N | Commercial CHP | 5 | B: X; PC: DFO | [6 empty] | 10M | [23 empty] | N
58487 | Montefiore Medical Center Moses Division | 58507 | Montefieor Medical Center Moses Division | NY | Bronx | EMG08 | Petroleum Liquids | IC |  | S | X | X |  |  | 0.2 | 0.8 | 0.2 | 0.2 | 0.1 | N |  |  | SB | N | 1 | 1998 |  |  | N | Commercial CHP | 5 | B: X; PC: DFO | [6 empty] | 10M | [23 empty] | N
61152 | Good Samaritan Hospital | 61551 | Good Samaritan Hospital | NY | Rockland | EGEN3 | Natural Gas Internal Combustion Engine | IC |  | S | X | X |  |  | 0.2 | 0.8 | 0.2 | 0.2 | 0.1 | N |  |  | SB | N | 1 | 2012 |  |  | N | Commercial Non-CHP | 4 | [11 empty] | N |  |  | 10M | [23 empty] | N | bar: B to PC
61165 | Mount Sinai Beth Israel | 61569 | Mount Sinai Beth Israel | NY | New York | EGEN1 | Petroleum Liquids | IC |  | S | X | X |  |  | 0.2 | 0.8 | 0.2 | 0.2 | 0.1 | N |  |  | SB | N | 1 | 1988 |  |  | N | Commercial Non-CHP | 4 | B: X; PC: DFO | [6 empty] | 10M | [23 empty] | N
61165 | Mount Sinai Beth Israel | 61569 | Mount Sinai Beth Israel | NY | New York | EGEN5 | Petroleum Liquids | IC |  | S | X | X |  |  | 0.2 | 0.8 | 0.2 | 0.2 | 0.1 | N |  |  | SB | N | 1 | 1988 |  |  | N | Commercial Non-CHP | 4 | B: X; PC: DFO | [6 empty] | 10M | [23 empty] | N
61577 | Saint Catherine of Siena Medical Center | 62003 | Saint Catherine of Siena Medical Center | NY | Suffolk | DFG65 | Petroleum Liquids | IC |  | S | X | X |  |  | 0.2 | 0.8 | 0.2 | 0.2 | 0 | N |  |  | SB | N | 1 | 2001 |  |  | N | Commercial Non-CHP | 4 | B: X; PC: DFO | [6 empty] | 10M | [23 empty] | N
61619 | St Johns Riverside Hospital | 62051 | St Johns Riverside Hospital | NY | Westchester | EG200 | Petroleum Liquids | IC |  | S | X | X |  |  | 0.2 | 0.8 | 0.2 | 0.2 | 0 | N |  |  | SB | N | 7 | 2014 |  |  | N | Commercial Non-CHP | 4 | B: X; PC: DFO | [6 empty] | 10M | [23 empty] | N
61936 | Albert Einstein College of Medicine | 62398 | Albert Einstein College of Medicine | NY | Bronx | CM058 | Petroleum Liquids | IC |  | S | X | X |  |  | 0.2 | 0.8 | 0.2 | 0.2 | 0.1 | N |  |  | SB | N | 1 | 2002 |  |  | N | Commercial Non-CHP | 4 | B: X; PC: DFO | [6 empty] | 10M | [23 empty] | N
61936 | Albert Einstein College of Medicine | 62398 | Albert Einstein College of Medicine | NY | Bronx | CM111 | Petroleum Liquids | IC |  | S | X | X |  |  | 0.2 | 0.8 | 0.2 | 0.2 | 0.1 | N |  |  | SB | N | 1 | 2011 |  |  | N | Commercial Non-CHP | 4 | B: X; PC: DFO | [6 empty] | 10M | [23 empty] | N
61936 | Albert Einstein College of Medicine | 62398 | Albert Einstein College of Medicine | NY | Bronx | CP643 | Petroleum Liquids | IC |  | S | X | X |  |  | 0.2 | 0.8 | 0.2 | 0.2 | 0.1 | N |  |  | SB | N | 1 | 2002 |  |  | N | Commercial Non-CHP | 4 | B: X; PC: DFO | [6 empty] | 10M | [23 empty] | N
61936 | Albert Einstein College of Medicine | 62398 | Albert Einstein College of Medicine | NY | Bronx | WK259 | Natural Gas Internal Combustion Engine | IC |  | S | X | X |  |  | 0.2 | 0.8 | 0.2 | 0.2 | 0.1 | N |  |  | SB | N | 1 | 2002 |  |  | N | Commercial Non-CHP | 4 | [14 empty] | 10M | [23 empty] | N | bar: B to PC
61948 | Regeneron Pharmaceuticals Inc. | 62423 | Regeneron Pharmaceuticals Inc. | NY | Westchester | 778NG | Natural Gas Internal Combustion Engine | IC |  | S | X | X |  |  | 0.2 | 0.8 | 0.2 | 0.2 | 0.1 | N |  |  | SB | N | 2 | 2013 |  |  | N | Commercial Non-CHP | 4 | [14 empty] | 10M | [23 empty] | N | bar: B to PC
61965 | St. Johns Episcopal Hospital | 62450 | St. Johns Episcopal Hospital | NY | Queens | CT205 | Petroleum Liquids | IC |  | S | X | X |  |  | 0.2 | 0.8 | 0.2 | 0.2 | 0.1 | N |  |  | SB | N | 1 | 2010 |  |  | N | Commercial Non-CHP | 4 | B: X; PC: DFO |  |  |  | N |  |  | 10M | [23 empty] | N
61971 | Mt.Sinai-St.Lukes Rsvlt. Hospital Center | 62453 | Mt.Sinai-St.Lukes Roosevelt Hosp. Center | NY | Westchester | EG1 | Petroleum Liquids | IC |  | S | X | X |  |  | 0.2 | 0.8 | 0.3 | 0.3 | 0.1 | N |  |  | SB | N | 1 | 1995 |  |  | N | Commercial Non-CHP | 4 | B: X; PC: DFO |  |  |  | N |  |  | 10M | [23 empty] | N
63270 | St. Luke's Cornwall Hospital - Newburgh | 63546 | St. Luke's Cornwall Hospital | NY | Orange | GEN2 | Petroleum Liquids | IC |  | S | X | X |  |  | 0.2 | 0.8 | 0.2 | 0.2 | 0.1 | N |  |  | SB | N | 1 | 2010 |  |  | N | Commercial Non-CHP | 4 | B: X; PC: DFO | [6 empty] | 10M | [23 empty] | N
63274 | Vassar Brothers Medical Center | 63550 | Vassar Brothers Medical Center | NY | Dutchess | PG-01 | Petroleum Liquids | IC |  | S | X | X |  |  | 0.2 | 0.8 | 0.2 | 0.2 | 0.1 | N |  |  | SB | N | 3 | 2012 |  |  | N | Commercial Non-CHP | 4 | B: X; PC: DFO | [6 empty] | 10M | [23 empty] | N | N
63277 | Richmond University Medical Center | 63553 | Richmond University Medical Center | NY | Richmond | CT200 | Petroleum Liquids | IC |  | S | X | X |  |  | 0.2 | 0.8 | 0.2 | 0.2 | 0.1 | N |  |  | SB | N | 1 | 1986 |  |  | N | Commercial Non-CHP | 4 | B: X; PC: DFO | [6 empty] | 10M | [23 empty] | N
63291 | NYPH - Lawrence | 63580 | NYPH - Lawrence | NY | Westchester | CM175 | Petroleum Liquids | IC |  | S | X | X |  |  | 0.2 | 0.8 | 0.2 | 0.2 | 0.1 | N |  |  | SB | N | 1 | 2010 |  |  | N | Commercial Non-CHP | 4 | B: X; PC: DFO | [6 empty] | 10M | [23 empty] | N
63325 | Montefiore-New Rochelle | 63602 | Montefiore-New Rochelle | NY | Westchester | EG150 | Petroleum Liquids | IC |  | S | X | X |  |  | 0.2 | 0.8 | 0.2 | 0.2 | 0.1 | N |  |  | SB | N | 1 | 2000 |  |  | N | Commercial Non-CHP | 4 | B: X; PC: DFO | [6 empty] | 10M | [23 empty] | N
63353 | Jacobi Medical Center | 63646 | Jacobi Medical Center | NY | Bronx | CU4 | Petroleum Liquids | IC |  | S | X | X |  |  | 0.2 | 0.8 | 0.2 | 0.2 | 0.1 | N |  |  | SB | N | 1 | 2001 |  |  | N | Commercial Non-CHP | 4 | B: X; PC: DFO | [6 empty] | 10M | [23 empty] | N
58487 | Montefiore Medical Center Moses Division | 58507 | Montefieor Medical Center Moses Division | NY | Bronx | EMG06 | Petroleum Liquids | IC |  | S | X | X |  |  | 0.3 | 0.8 | 0.3 | 0.3 | 0.1 | N |  |  | SB | N | 1 | 1998 |  |  | N | Commercial CHP | 5 | B: X; PC: DFO | [6 empty] | 10M | [23 empty] | N
61049 | NYC-HH Coney Island Hospital | 61413 | NYC-HH - CONEY ISLAND HOSPITAL | NY | Kings | GEN3 | Petroleum Liquids | IC |  | S | X | X |  |  | 0.3 | 0.8 | 0.3 | 0.3 | 0.1 | N |  |  | SB | N | 2 | 2014 |  |  | N | Commercial Non-CHP | 4 | B: X; PC: DFO | [6 empty] | 10M | [23 empty] | N
61165 | Mount Sinai Beth Israel | 61569 | Mount Sinai Beth Israel | NY | New York | EGEN2 | Petroleum Liquids | IC |  | S | X | X |  |  | 0.3 | 0.8 | 0.3 | 0.3 | 0.1 | N |  |  | SB | N | 1 | 1988 |  |  | N | Commercial Non-CHP | 4 | B: X; PC: DFO | [6 empty] | 10M | [23 empty] | N
61165 | Mount Sinai Beth Israel | 61569 | Mount Sinai Beth Israel | NY | New York | EGEN4 | Petroleum Liquids | IC |  | S | X | X |  |  | 0.3 | 0.8 | 0.3 | 0.3 | 0.1 | N |  |  | SB | N | 1 | 1988 |  |  | N | Commercial Non-CHP | 4 | B: X; PC: DFO | [6 empty] | 10M | [23 empty] | N
61165 | Mount Sinai Beth Israel | 61569 | Mount Sinai Beth Israel | NY | New York | EGEN6 | Petroleum Liquids | IC |  | S | X | X |  |  | 0.3 | 0.8 | 0.3 | 0.3 | 0.1 | N |  |  | SB | N | 1 | 1988 |  |  | N | Commercial Non-CHP | 4 | B: X; PC: DFO | [6 empty] | 10M | [23 empty] | N
61619 | St Johns Riverside Hospital | 62051 | St Johns Riverside Hospital | NY | Westchester | EG300 | Petroleum Liquids | IC |  | S | X | X |  |  | 0.3 | 0.8 | 0.3 | 0.3 | 0 | N |  |  | SB | N | 4 | 2009 |  |  | N | Commercial Non-CHP | 4 | B: X; PC: DFO | [6 empty] | 10M | [23 empty] | N
61690 | Maimonides Medical Center | 62174 | Maimonides Medical Center | NY | Kings | ON300 | Petroleum Liquids | IC |  | S | X | X |  |  | 0.3 | 0.8 | 0.3 | 0.3 | 0 | N |  |  | SB | N | 1 | 1990 |  |  | N | Commercial Non-CHP | 4 | B: X; PC: DFO | [6 empty] | 10M | [23 empty] | N
61802 | Westchester County Medical Center | 62270 | Westchester County Medical Center | NY | Westchester | CATR4 | Petroleum Liquids | IC |  | S | X | X |  |  | 0.3 | 0.8 | 0.3 | 0.3 | 0.1 | N |  |  | SB | N | 1 | 1980 |  |  | N | Commercial Non-CHP | 4 | B: X; PC: DFO | [6 empty] | 10M | [23 empty] | N
61802 | Westchester County Medical Center | 62270 | Westchester County Medical Center | NY | Westchester | DT250 | Petroleum Liquids | IC |  | S | X | X |  |  | 0.3 | 0.8 | 0.3 | 0.3 | 0.1 | N |  |  | SB | N | 1 | 2000 |  |  | N | Commercial Non-CHP | 4 | B: X; PC: DFO | [6 empty] | 10M | [23 empty] | N
61947 | NYP-Hudson Valley Hospital Center | 62421 | NYP-Hudson Valley Hospital Center | NY | Westchester | 300DS | Petroleum Liquids | IC |  | S | X | X |  |  | 0.3 | 0.8 | 0.3 | 0.3 | 0.1 | N |  |  | SB | N | 1 | 2010 |  |  | N | Commercial Non-CHP | 4 | B: X; PC: DFO | [6 empty] | 10M | [23 empty] | N
61970 | St. Joseph Hospital (NY) | 62452 | St. Joseph Hospital | NY | Westchester | CT250 | Petroleum Liquids | IC |  | S | X | X |  |  | 0.3 | 0.8 | 0.3 | 0.3 | 0.1 | N |  |  | SB | N | 1 | 1960 |  |  | N | Commercial Non-CHP | 4 | B: X; PC: DFO |  |  |  | N |  |  | 10M | [23 empty] | N
61971 | Mt.Sinai-St.Lukes Rsvlt. Hospital Center | 62453 | Mt.Sinai-St.Lukes Roosevelt Hosp. Center | NY | Westchester | CT250 | Petroleum Liquids | IC |  | S | X | X |  |  | 0.3 | 0.8 | 0.3 | 0.3 | 0.1 | N |  |  | SB | N | 1 | 1960 |  |  | N | Commercial Non-CHP | 4 | B: X; PC: DFO |  |  |  | N |  |  | 10M | [23 empty] | N
61971 | Mt.Sinai-St.Lukes Rsvlt. Hospital Center | 62453 | Mt.Sinai-St.Lukes Roosevelt Hosp. Center | NY | Westchester | EG2 | Petroleum Liquids | IC |  | S | X | X |  |  | 0.3 | 0.8 | 0.3 | 0.3 | 0.1 | N |  |  | SB | N | 1 | 2010 |  |  | N | Commercial Non-CHP | 4 | B: X; PC: DFO |  |  |  | N |  |  | 10M | [23 empty] | N
62110 | Rockland Bakery Inc. | 62619 | Rockland Bakery Inc. | NY | Rockland | CAT1 | Natural Gas Internal Combustion Engine | IC |  | S | X | X |  |  | 0.3 | 0.8 | 0.3 | 0.3 | 0 | N |  |  | SB | Y | 1 | 1996 |  |  | N | Commercial Non-CHP | 4 | [14 empty] | 10M | [23 empty] | N | bar: B to PC
62110 | Rockland Bakery Inc. | 62619 | Rockland Bakery Inc. | NY | Rockland | CAT2 | Natural Gas Internal Combustion Engine | IC |  | S | X | X |  |  | 0.3 | 0.8 | 0.3 | 0.3 | 0 | N |  |  | SB | Y | 1 | 1996 |  |  | N | Commercial Non-CHP | 4 | [14 empty] | 10M | [23 empty] | N | bar: B to PC
62110 | Rockland Bakery Inc. | 62619 | Rockland Bakery Inc. | NY | Rockland | CAT3 | Natural Gas Internal Combustion Engine | IC |  | S | X | X |  |  | 0.3 | 0.8 | 0.3 | 0.3 | 0 | N |  |  | SB | Y | 1 | 1996 |  |  | N | Commercial Non-CHP | 4 | [14 empty] | 10M | [23 empty] | N | bar: B to PC
62777 | Burrstone Energy Center | 62920 | Burrstone Energy Center | NY | Oneida | CG-4 | Natural Gas Internal Combustion Engine | IC |  | S | X | X |  |  | 0.3 | 0.8 | 0.3 | 0.3 | 0.2 | N |  |  | OP | X | 8 | 2009 |  |  | Y | IPP CHP | 3 | [11 empty] | N |  |  | 10M | [23 empty] | N | bar: B to PC
63266 | Fordham University | 63544 | Fordham University | NY | Bronx | LH275 | Petroleum Liquids | IC |  | S | X | X |  |  | 0.3 | 0.8 | 0.3 | 0.3 | 0.1 | N |  |  | SB | N | 1 | 2010 |  |  | N | Commercial Non-CHP | 4 | B: X; PC: DFO | [6 empty] | 10M | [23 empty] | N
63274 | Vassar Brothers Medical Center | 63550 | Vassar Brothers Medical Center | NY | Dutchess | AR-01 | Petroleum Liquids | IC |  | S | X | X |  |  | 0.3 | 0.8 | 0.3 | 0.3 | 0.1 | N |  |  | SB | N | 1 | 1998 |  |  | N | Commercial Non-CHP | 4 | B: X; PC: DFO | [6 empty] | 10M | [23 empty] | N
63274 | Vassar Brothers Medical Center | 63550 | Vassar Brothers Medical Center | NY | Dutchess | CO-14 | Petroleum Liquids | IC |  | S | X | X |  |  | 0.3 | 0.8 | 0.3 | 0.3 | 0.1 | N |  |  | SB | N | 1 | 2000 |  |  | N | Commercial Non-CHP | 4 | B: X; PC: DFO | [6 empty] | 10M | [23 empty] | N
63274 | Vassar Brothers Medical Center | 63550 | Vassar Brothers Medical Center | NY | Dutchess | SC-67 | Petroleum Liquids | IC |  | S | X | X |  |  | 0.3 | 0.8 | 0.3 | 0.3 | 0.1 | N |  |  | SB | N | 1 | 2006 |  |  | N | Commercial Non-CHP | 4 | B: X; PC: DFO | [6 empty] | 10M | [23 empty] | N
63291 | NYPH - Lawrence | 63580 | NYPH - Lawrence | NY | Westchester | DD300 | Petroleum Liquids | IC |  | S | X | X |  |  | 0.3 | 0.8 | 0.3 | 0.3 | 0.1 | N |  |  | SB | N | 1 | 2010 |  |  | N | Commercial Non-CHP | 4 | B: X; PC: DFO | [6 empty] | 10M | [23 empty] | N
63293 | Mount Sinai - Brooklyn | 63581 | Mount Sinai - Brooklyn | NY | Kings | KP300 | Petroleum Liquids | IC |  | S | X | X |  |  | 0.3 | 0.8 | 0.3 | 0.3 | 0.1 | N |  |  | SB | N | 1 | 2010 |  |  | N | Commercial Non-CHP | 4 | B: X; PC: DFO | [6 empty] | 10M | [23 empty] | N
63325 | Montefiore-New Rochelle | 63602 | Montefiore-New Rochelle | NY | Westchester | EG250 | Petroleum Liquids | IC |  | S | X | X |  |  | 0.3 | 0.8 | 0.3 | 0.3 | 0.1 | N |  |  | SB | N | 1 | 1971 |  |  | N | Commercial Non-CHP | 4 | B: X; PC: DFO | [6 empty] | 10M | [23 empty] | N
63325 | Montefiore-New Rochelle | 63602 | Montefiore-New Rochelle | NY | Westchester | EG300 | Petroleum Liquids | IC |  | S | X | X |  |  | 0.3 | 0.8 | 0.3 | 0.3 | 0.1 | N |  |  | SB | N | 1 | 2006 |  |  | N | Commercial Non-CHP | 4 | B: X; PC: DFO | [6 empty] | 10M | [23 empty] | N
63353 | Jacobi Medical Center | 63646 | Jacobi Medical Center | NY | Bronx | CU2SH | Petroleum Liquids | IC |  | S | X | X |  |  | 0.3 | 0.8 | 0.3 | 0.3 | 0.1 | N |  |  | SB | N | 1 | 1995 |  |  | N | Commercial Non-CHP | 4 | B: X; PC: DFO | [6 empty] | 10M | [23 empty] | N
64093 | White Plains Hospital Medical Center | 64440 | White Plains Hospital Medical Center | NY | Westchester | ENGN1 | Petroleum Liquids | IC |  | S | X | X |  |  | 0.3 | 0.8 | 0.3 | 0.3 | 0.1 | N |  |  | SB | N | 10 | 2002 |  |  | N | Commercial Non-CHP | 4 | B: X; PC: DFO | [6 empty] | 10M | [23 empty] | N
24457 | Calpine Eastern Corp | 50292 | Bethpage Power Plant | NY | Nassau | GEN4 | Petroleum Liquids | IC |  | S | X | X |  |  | 0.4 | 0.8 | 0.4 | 0.4 | 0.4 | N |  |  | SB | Y | 8 | 1989 |  |  | N | IPP Non-CHP | 2 | B: X; PC: DFO |  |  |  |  | N |  | 10M | [20 empty] | N |  |  | N | N | N
61053 | Mount Sinai Hospital | 61416 | Mount Sinai Hospital | NY | New York | CAM12 | Petroleum Liquids | IC |  | S | X | X |  |  | 0.4 | 0.8 | 0.4 | 0.4 | 0.1 | N |  |  | SB | N | 6 | 2007 |  |  | N | Commercial Non-CHP | 4 | B: X; PC: DFO | [6 empty] | 10M | [23 empty] | N
61584 | Brooklyn Hospital Center | 62002 | Brooklyn Hospital Center | NY | Kings | 400DF | Petroleum Liquids | IC |  | S | X | X |  |  | 0.4 | 0.8 | 0.4 | 0.4 | 0 | N |  |  | SB | N | 1 | 2004 |  |  | N | Commercial Non-CHP | 4 | B: X; PC: DFO | [6 empty] | 10M | [23 empty] | N
61577 | Saint Catherine of Siena Medical Center | 62003 | Saint Catherine of Siena Medical Center | NY | Suffolk | 855G3 | Petroleum Liquids | IC |  | S | X | X |  |  | 0.4 | 0.8 | 0.4 | 0.4 | 0 | N |  |  | SB | N | 1 | 2002 |  |  | N | Commercial Non-CHP | 4 | B: X; PC: DFO | [6 empty] | 10M | [23 empty] | N
61577 | Saint Catherine of Siena Medical Center | 62003 | Saint Catherine of Siena Medical Center | NY | Suffolk | D400F | Petroleum Liquids | IC |  | S | X | X |  |  | 0.4 | 0.8 | 0.4 | 0.4 | 0 | N |  |  | SB | N | 1 | 1997 |  |  | N | Commercial Non-CHP | 4 | B: X; PC: DFO | [6 empty] | 10M | [23 empty] | N
61577 | Saint Catherine of Siena Medical Center | 62003 | Saint Catherine of Siena Medical Center | NY | Suffolk | E4486 | Petroleum Liquids | IC |  | S | X | X |  |  | 0.4 | 0.8 | 0.4 | 0.4 | 0 | N |  |  | SB | N | 1 | 2002 |  |  | N | Commercial Non-CHP | 4 | B: X; PC: DFO | [6 empty] | 10M | [23 empty] | N
61619 | St Johns Riverside Hospital | 62051 | St Johns Riverside Hospital | NY | Westchester | EG400 | Petroleum Liquids | IC |  | S | X | X |  |  | 0.4 | 0.8 | 0.4 | 0.4 | 0.1 | N |  |  | SB | N | 1 | 2001 |  |  | N | Commercial Non-CHP | 4 | B: X; PC: DFO | [6 empty] | 10M | [23 empty] | N
61802 | Westchester County Medical Center | 62270 | Westchester County Medical Center | NY | Westchester | CUM37 | Petroleum Liquids | IC |  | S | X | X |  |  | 0.4 | 0.8 | 0.4 | 0.4 | 0.1 | N |  |  | SB | N | 1 | 2000 |  |  | N | Commercial Non-CHP | 4 | B: X; PC: DFO | [6 empty] | 10M | [23 empty] | N
61948 | Regeneron Pharmaceuticals Inc. | 62423 | Regeneron Pharmaceuticals Inc. | NY | Westchester | 777NG | Natural Gas Internal Combustion Engine | IC |  | S | X | X |  |  | 0.4 | 0.8 | 0.4 | 0.4 | 0.3 | N |  |  | SB | N | 2 | 2013 |  |  | N | Commercial Non-CHP | 4 | [14 empty] | 10M | [23 empty] | N | bar: B to PC
62087 | Montefiore Mount Vernon Hospital | 62589 | Montefiore Mount Vernon Hospital | NY | Westchester | CONP7 | Petroleum Liquids | IC |  | S | X | X |  |  | 0.4 | 0.8 | 0.4 | 0.4 | 0.1 | N |  |  | SB | N | 1 | 1976 |  |  | N | Commercial Non-CHP | 4 | B: X; PC: DFO | [6 empty] | 10M | [23 empty] | N
63266 | Fordham University | 63544 | Fordham University | NY | Bronx | DC350 | Petroleum Liquids | IC |  | S | X | X |  |  | 0.4 | 0.8 | 0.4 | 0.4 | 0.1 | N |  |  | SB | N | 1 | 2010 |  |  | N | Commercial Non-CHP | 4 | B: X; PC: DFO | [6 empty] | 10M | [23 empty] | N | N
63274 | Vassar Brothers Medical Center | 63550 | Vassar Brothers Medical Center | NY | Dutchess | HS-01 | Petroleum Liquids | IC |  | S | X | X |  |  | 0.4 | 0.8 | 0.4 | 0.4 | 0.1 | N |  |  | SB | N | 1 | 2000 |  |  | N | Commercial Non-CHP | 4 | B: X; PC: DFO | [6 empty] | 10M | [23 empty] | N
63274 | Vassar Brothers Medical Center | 63550 | Vassar Brothers Medical Center | NY | Dutchess | MM-01 | Petroleum Liquids | IC |  | S | X | X |  |  | 0.4 | 0.8 | 0.4 | 0.4 | 0.1 | N |  |  | SB | N | 1 | 2000 |  |  | N | Commercial Non-CHP | 4 | B: X; PC: DFO | [6 empty] | 10M | [23 empty] | N | N
63293 | Mount Sinai - Brooklyn | 63581 | Mount Sinai - Brooklyn | NY | Kings | CM350 | Petroleum Liquids | IC |  | S | X | X |  |  | 0.4 | 0.8 | 0.4 | 0.4 | 0.1 | N |  |  | SB | N | 1 | 2010 |  |  | N | Commercial Non-CHP | 4 | B: X; PC: DFO | [6 empty] | 10M | [23 empty] | N
63382 | Harlem Hospital Center | 63671 | Harlem Hospital Center | NY | New York | CAT5 | Petroleum Liquids | IC |  | S | X | X |  |  | 0.4 | 0.8 | 0.4 | 0.4 | 0.1 | N |  |  | SB | N | 1 | 2008 |  |  | N | Commercial Non-CHP | 4 | B: X; PC: DFO |  |  |  |  | N |  | 10M | [23 empty] | N
64093 | White Plains Hospital Medical Center | 64440 | White Plains Hospital Medical Center | NY | Westchester | ENGN5 | Petroleum Liquids | IC |  | S | X | X |  |  | 0.4 | 0.8 | 0.4 | 0.4 | 0.1 | N |  |  | SB | N | 10 | 2015 |  |  | N | Commercial Non-CHP | 4 | B: X; PC: DFO | [6 empty] | 10M | [23 empty] | N
13487 | New York Zoological Society | 50427 | Bronx Zoo | NY | Bronx | GEN1 | Natural Gas Internal Combustion Engine | IC |  | S | X | X |  |  | 0.5 | 0.8 | 0.5 | 0.5 | 0.4 | N |  |  | SB | Y | 1 | 1991 |  |  | Y | Commercial CHP | 5 | [11 empty] | N | N |  | 10M | [23 empty] | N | bar: B to PC
13487 | New York Zoological Society | 50427 | Bronx Zoo | NY | Bronx | GEN2 | Natural Gas Internal Combustion Engine | IC |  | S | X | X |  |  | 0.5 | 0.8 | 0.5 | 0.5 | 0.4 | N |  |  | SB | Y | 1 | 1991 |  |  | Y | Commercial CHP | 5 | [11 empty] | N | N |  | 10M | [23 empty] | N | bar: B to PC
58487 | Montefiore Medical Center Moses Division | 58507 | Montefieor Medical Center Moses Division | NY | Bronx | EMG04 | Petroleum Liquids | IC |  | S | X | X |  |  | 0.5 | 0.8 | 0.5 | 0.5 | 0.1 | N |  |  | SB | N | 1 | 1998 |  |  | N | Commercial CHP | 5 | B: X; PC: DFO | [6 empty] | 10M | [23 empty] | N
58487 | Montefiore Medical Center Moses Division | 58507 | Montefieor Medical Center Moses Division | NY | Bronx | EMG05 | Petroleum Liquids | IC |  | S | X | X |  |  | 0.5 | 0.8 | 0.5 | 0.5 | 0.1 | N |  |  | SB | N | 1 | 1998 |  |  | N | Commercial CHP | 5 | B: X; PC: DFO | [6 empty] | 10M | [23 empty] | N
61584 | Brooklyn Hospital Center | 62002 | Brooklyn Hospital Center | NY | Kings | 500RE | Petroleum Liquids | IC |  | S | X | X |  |  | 0.5 | 0.8 | 0.5 | 0.5 | 0 | N |  |  | SB | N | 1 | 2014 |  |  | N | Commercial Non-CHP | 4 | B: X; PC: DFO | [6 empty] | 10M | [23 empty] | N
61584 | Brooklyn Hospital Center | 62002 | Brooklyn Hospital Center | NY | Kings | SR4 | Petroleum Liquids | IC |  | S | X | X |  |  | 0.5 | 0.8 | 0.5 | 0.5 | 0 | N |  |  | SB | N | 1 | 1975 |  |  | N | Commercial Non-CHP | 4 | B: X; PC: DFO | [6 empty] | 10M | [23 empty] | N
61690 | Maimonides Medical Center | 62174 | Maimonides Medical Center | NY | Kings | 625DI | Petroleum Liquids | IC |  | S | X | X |  |  | 0.5 | 0.8 | 0.5 | 0.5 | 0.1 | N |  |  | SB | N | 1 | 1999 |  |  | N | Commercial Non-CHP | 4 | B: X; PC: DFO | [6 empty] | 10M | [23 empty] | N
61690 | Maimonides Medical Center | 62174 | Maimonides Medical Center | NY | Kings | CM500 | Petroleum Liquids | IC |  | S | X | X |  |  | 0.5 | 0.8 | 0.5 | 0.5 | 0.1 | N |  |  | SB | N | 1 | 2006 |  |  | N | Commercial Non-CHP | 4 | B: X; PC: DFO | [6 empty] | 10M | [23 empty] | N
61802 | Westchester County Medical Center | 62270 | Westchester County Medical Center | NY | Westchester | DT080 | Petroleum Liquids | IC |  | S | X | X |  |  | 0.5 | 0.8 | 0.5 | 0.5 | 0.1 | N |  |  | SB | N | 1 | 2002 |  |  | N | Commercial Non-CHP | 4 | B: X; PC: DFO | [6 empty] | 10M | [23 empty] | N
61802 | Westchester County Medical Center | 62270 | Westchester County Medical Center | NY | Westchester | DT500 | Petroleum Liquids | IC |  | S | X | X |  |  | 0.5 | 0.8 | 0.5 | 0.5 | 0.1 | N |  |  | SB | N | 1 | 2000 |  |  | N | Commercial Non-CHP | 4 | B: X; PC: DFO | [6 empty] | 10M | [23 empty] | N
61936 | Albert Einstein College of Medicine | 62398 | Albert Einstein College of Medicine | NY | Bronx | CM454 | Petroleum Liquids | IC |  | S | X | X |  |  | 0.5 | 0.8 | 0.5 | 0.5 | 0.2 | N |  |  | SB | N | 1 | 2012 |  |  | N | Commercial Non-CHP | 4 | B: X; PC: DFO | [6 empty] | 10M | [23 empty] | N
61936 | Albert Einstein College of Medicine | 62398 | Albert Einstein College of Medicine | NY | Bronx | CP703 | Petroleum Liquids | IC |  | S | X | X |  |  | 0.5 | 0.8 | 0.5 | 0.5 | 0.1 | N |  |  | SB | N | 1 | 2001 |  |  | N | Commercial Non-CHP | 4 | B: X; PC: DFO | [6 empty] | 10M | [23 empty] | N
61936 | Albert Einstein College of Medicine | 62398 | Albert Einstein College of Medicine | NY | Bronx | CP922 | Petroleum Liquids | IC |  | S | X | X |  |  | 0.5 | 0.8 | 0.5 | 0.5 | 0.1 | N |  |  | SB | N | 1 | 2008 |  |  | N | Commercial Non-CHP | 4 | B: X; PC: DFO | [6 empty] | 10M | [23 empty] | N
62657 | Harbec Energy | 62736 | Harbec Energy | NY | Wayne | CPH | Natural Gas Fired Combustion Turbine | GT |  | S | X | X |  |  | 0.5 | 1 | 0.5 | 0.5 | 0 | N |  |  | OP | X | 12 | 2015 |  |  | Y | Industrial CHP | 7 | [11 empty] | N | N |  | 10M | [20 empty] | N |  |  | N | N | N | bar: B to PC
63245 | Montefiore Weiler (Einstein) Hospital | 63539 | Montefiore Weiler (Einstein) Hospital | NY | Bronx | CT500 | Petroleum Liquids | IC |  | S | X | X |  |  | 0.5 | 0.8 | 0.5 | 0.5 | 0.1 | N |  |  | SB | N | 1 | 1986 |  |  | N | Commercial Non-CHP | 4 | B: X; PC: DFO | [6 empty] | 10M | [23 empty] | N
63245 | Montefiore Weiler (Einstein) Hospital | 63539 | Montefiore Weiler (Einstein) Hospital | NY | Bronx | CU450 | Petroleum Liquids | IC |  | S | X | X |  |  | 0.5 | 0.8 | 0.5 | 0.5 | 0.1 | N |  |  | SB | N | 1 | 1993 |  |  | N | Commercial Non-CHP | 4 | B: X; PC: DFO | [6 empty] | 10M | [23 empty] | N
63245 | Montefiore Weiler (Einstein) Hospital | 63539 | Montefiore Weiler (Einstein) Hospital | NY | Bronx | CU500 | Petroleum Liquids | IC |  | S | X | X |  |  | 0.5 | 0.8 | 0.5 | 0.5 | 0.1 | N |  |  | SB | N | 1 | 2006 |  |  | N | Commercial Non-CHP | 4 | B: X; PC: DFO | [6 empty] | 10M | [23 empty] | N
63291 | NYPH - Lawrence | 63580 | NYPH - Lawrence | NY | Westchester | KL515 | Petroleum Liquids | IC |  | S | X | X |  |  | 0.5 | 0.8 | 0.5 | 0.5 | 0.1 | N |  |  | SB | N | 1 | 2010 |  |  | N | Commercial Non-CHP | 4 | B: X; PC: DFO | [6 empty] | 10M | [23 empty] | N
63353 | Jacobi Medical Center | 63646 | Jacobi Medical Center | NY | Bronx | GEN1 | Petroleum Liquids | IC |  | S | X | X |  |  | 0.5 | 0.8 | 0.5 | 0.5 | 0.1 | N |  |  | SB | N | 1 | 2008 |  |  | N | Commercial Non-CHP | 4 | B: X; PC: DFO | [6 empty] | 10M | [23 empty] | N
63371 | Montefiore Nyack Hospital | 63662 | Montefiore Nyack Hospital | NY | Rockland | DET | Petroleum Liquids | IC |  | S | X | X |  |  | 0.5 | 0.8 | 0.5 | 0.5 | 0.1 | N |  |  | SB | N | 1 | 2001 |  |  | N | Commercial Non-CHP | 4 | B: X; PC: DFO | [6 empty] | 10M | [23 empty] | N
64093 | White Plains Hospital Medical Center | 64440 | White Plains Hospital Medical Center | NY | Westchester | ENGN2 | Petroleum Liquids | IC |  | S | X | X |  |  | 0.5 | 0.8 | 0.5 | 0.5 | 0.1 | N |  |  | SB | N | 1 | 2010 |  |  | N | Commercial Non-CHP | 4 | B: X; PC: DFO | [6 empty] | 10M | [23 empty] | N
58133 | Mercy Medical Center | 58163 | Mercy Medical Center | NY | Nassau | 8 | Petroleum Liquids | IC |  | S | X | X |  |  | 0.6 | 0.8 | 0.6 | 0.6 | 0.6 | N |  |  | SB | N | 1 | 2004 |  |  | N | Commercial Non-CHP | 4 | B: X; PC: DFO | [6 empty] | 10M | [23 empty] | N
58487 | Montefiore Medical Center Moses Division | 58507 | Montefieor Medical Center Moses Division | NY | Bronx | EMG02 | Petroleum Liquids | IC |  | S | X | X |  |  | 0.6 | 0.8 | 0.6 | 0.6 | 0.1 | N |  |  | SB | N | 1 | 1998 |  |  | N | Commercial CHP | 5 | B: X; PC: DFO | [6 empty] | 10M | [23 empty] | N
58487 | Montefiore Medical Center Moses Division | 58507 | Montefieor Medical Center Moses Division | NY | Bronx | EMG03 | Petroleum Liquids | IC |  | S | X | X |  |  | 0.6 | 0.8 | 0.6 | 0.6 | 0.1 | N |  |  | SB | N | 1 | 1998 |  |  | N | Commercial CHP | 5 | B: X; PC: DFO | [6 empty] | 10M | [23 empty] | N
61053 | Mount Sinai Hospital | 61416 | Mount Sinai Hospital | NY | New York | FPA15 | Petroleum Liquids | IC |  | S | X | X |  |  | 0.6 | 0.8 | 0.6 | 0.6 | 0.1 | N |  |  | SB | N | 5 | 2014 |  |  | N | Commercial Non-CHP | 4 | B: X; PC: DFO | [6 empty] | 10M | [23 empty] | N
61618 | Kingsbrook Jewish Medical Center | 62050 | Kingsbrook Jewish Medical Center | NY | Kings | SR4 | Petroleum Liquids | IC |  | S | X | X |  |  | 0.6 | 0.8 | 0.6 | 0.6 | 0 | N |  |  | SB | N | 8 | 1999 |  |  | N | Commercial Non-CHP | 4 | B: X; PC: DFO | [6 empty] | 10M | [23 empty] | N
61774 | NYC-HH-New Bellevue Hospital | 62250 | NYC-HH-New Bellevue Hospital | NY | New York | CAT6M | Petroleum Liquids | IC |  | S | X | X |  |  | 0.6 | 0.8 | 0.6 | 0.6 | 0.1 | N |  |  | SB | N | 1 | 1996 |  |  | N | Commercial Non-CHP | 4 | B: X; PC: DFO | [6 empty] | 10M | [23 empty] | N
61774 | NYC-HH-New Bellevue Hospital | 62250 | NYC-HH-New Bellevue Hospital | NY | New York | CAT6P | Petroleum Liquids | IC |  | S | X | X |  |  | 0.6 | 0.8 | 0.6 | 0.6 | 0.1 | N |  |  | SB | N | 1 | 1996 |  |  | N | Commercial Non-CHP | 4 | B: X; PC: DFO | [6 empty] | 10M | [23 empty] | N
61802 | Westchester County Medical Center | 62270 | Westchester County Medical Center | NY | Westchester | CATR3 | Petroleum Liquids | IC |  | S | X | X |  |  | 0.6 | 0.8 | 0.6 | 0.6 | 0.1 | N |  |  | SB | N | 1 | 2013 |  |  | N | Commercial Non-CHP | 4 | B: X; PC: DFO | [6 empty] | 10M | [23 empty] | N
61947 | NYP-Hudson Valley Hospital Center | 62421 | NYP-Hudson Valley Hospital Center | NY | Westchester | 600CP | Petroleum Liquids | IC |  | S | X | X |  |  | 0.6 | 0.8 | 0.6 | 0.6 | 0.1 | N |  |  | SB | N | 1 | 2012 |  |  | N | Commercial Non-CHP | 4 | B: X; PC: DFO | [6 empty] | 10M | [23 empty] | N
61947 | NYP-Hudson Valley Hospital Center | 62421 | NYP-Hudson Valley Hospital Center | NY | Westchester | 600OE | Petroleum Liquids | IC |  | S | X | X |  |  | 0.6 | 0.8 | 0.6 | 0.6 | 0.2 | N |  |  | SB | N | 1 | 2012 |  |  | N | Commercial Non-CHP | 4 | B: X; PC: DFO | [6 empty] | 10M | [23 empty] | N
61947 | NYP-Hudson Valley Hospital Center | 62421 | NYP-Hudson Valley Hospital Center | NY | Westchester | TER | Petroleum Liquids | IC |  | S | X | X |  |  | 0.6 | 0.8 | 0.1 | 0.1 | 0.1 | N |  |  | SB | N | 1 | 2018 |  |  | N | Commercial Non-CHP | 4 | B: X; PC: DFO | [6 empty] | 10M | [23 empty] | N | N
63266 | Fordham University | 63544 | Fordham University | NY | Bronx | LC565 | Petroleum Liquids | IC |  | S | X | X |  |  | 0.6 | 0.8 | 0.6 | 0.6 | 0.1 | N |  |  | SB | N | 1 | 2010 |  |  | N | Commercial Non-CHP | 4 | B: X; PC: DFO | [6 empty] | 10M | [23 empty] | N
63274 | Vassar Brothers Medical Center | 63550 | Vassar Brothers Medical Center | NY | Dutchess | MB-01 | Petroleum Liquids | IC |  | S | X | X |  |  | 0.6 | 0.8 | 0.6 | 0.6 | 0.1 | N |  |  | SB | N | 8 | 2012 |  |  | N | Commercial Non-CHP | 4 | B: X; PC: DFO | [6 empty] | 10M | [23 empty] | N | N
63274 | Vassar Brothers Medical Center | 63550 | Vassar Brothers Medical Center | NY | Dutchess | WW-01 | Petroleum Liquids | IC |  | S | X | X |  |  | 0.6 | 0.8 | 0.6 | 0.6 | 0.1 | N |  |  | SB | N | 1 | 1998 |  |  | N | Commercial Non-CHP | 4 | B: X; PC: DFO | [6 empty] | 10M | [23 empty] | N
63277 | Richmond University Medical Center | 63553 | Richmond University Medical Center | NY | Richmond | CU600 | Petroleum Liquids | IC |  | S | X | X |  |  | 0.6 | 0.8 | 0.6 | 0.6 | 0.1 | N |  |  | SB | N | 1 | 1978 |  |  | N | Commercial Non-CHP | 4 | B: X; PC: DFO | [6 empty] | 10M | [23 empty] | N
63325 | Montefiore-New Rochelle | 63602 | Montefiore-New Rochelle | NY | Westchester | EG600 | Petroleum Liquids | IC |  | S | X | X |  |  | 0.6 | 0.8 | 0.2 | 0.2 | 0.1 | N |  |  | SB | N | 1 | 1980 |  |  | N | Commercial Non-CHP | 4 | B: X; PC: DFO | [6 empty] | 10M | [23 empty] | N
63371 | Montefiore Nyack Hospital | 63662 | Montefiore Nyack Hospital | NY | Rockland | CAT | Petroleum Liquids | IC |  | S | X | X |  |  | 0.6 | 0.8 | 0.6 | 0.6 | 0.1 | N |  |  | SB | N | 1 | 2001 |  |  | N | Commercial Non-CHP | 4 | B: X; PC: DFO | [6 empty] | 10M | [23 empty] | N
20238 | Watchtower Bible & Tract Soc-NY | 55619 | Watchtower Educational Center | NY | Putnam | GEN1 | Natural Gas Internal Combustion Engine | IC |  | S | X | X |  |  | 0.7 | 0.8 | 0.7 | 0.7 | 0.2 | N |  |  | SB | Y | 2 | 1996 |  |  | N | Commercial Non-CHP | 4 | [11 empty] | N | N |  | 10M | [23 empty] | N | N | N | bar: B to PC
20238 | Watchtower Bible & Tract Soc-NY | 55619 | Watchtower Educational Center | NY | Putnam | GEN2 | Petroleum Liquids | IC |  | S | X | X |  |  | 0.7 | 0.8 | 0.7 | 0.7 | 0.2 | N |  |  | SB | Y | 6 | 1993 |  |  | N | Commercial Non-CHP | 4 | B: X; PC: DFO; NG: NG |  |  |  | N | N |  | 10M | [23 empty] | N | N | N
20238 | Watchtower Bible & Tract Soc-NY | 55619 | Watchtower Educational Center | NY | Putnam | GEN3 | Natural Gas Internal Combustion Engine | IC |  | S | X | X |  |  | 0.7 | 0.8 | 0.7 | 0.7 | 0.2 | N |  |  | SB | Y | 2 | 2000 |  |  | N | Commercial Non-CHP | 4 | [11 empty] | N | N |  | 10M | [23 empty] | N | N | N | bar: B to PC
61152 | Good Samaritan Hospital | 61551 | Good Samaritan Hospital | NY | Rockland | EGEN2 | Petroleum Liquids | IC |  | S | X | X |  |  | 0.7 | 0.8 | 0.7 | 0.7 | 0.2 | N |  |  | SB | N | 1 | 2012 |  |  | N | Commercial Non-CHP | 4 | B: X; PC: DFO |  |  |  | N |  |  | 10M | [23 empty] | N
61619 | St Johns Riverside Hospital | 62051 | St Johns Riverside Hospital | NY | Westchester | EG650 | Petroleum Liquids | IC |  | S | X | X |  |  | 0.7 | 0.8 | 0.7 | 0.7 | 0 | N |  |  | SB | N | 1 | 2000 |  |  | N | Commercial Non-CHP | 4 | B: X; PC: DFO | [6 empty] | 10M | [23 empty] | N
61774 | NYC-HH-New Bellevue Hospital | 62250 | NYC-HH-New Bellevue Hospital | NY | New York | RUD3R | Petroleum Liquids | IC |  | S | X | X |  |  | 0.7 | 0.8 | 0.7 | 0.7 | 0.1 | N |  |  | SB | N | 1 | 2002 |  |  | N | Commercial Non-CHP | 4 | B: X; PC: DFO | [6 empty] | 10M | [23 empty] | N
61802 | Westchester County Medical Center | 62270 | Westchester County Medical Center | NY | Westchester | CAT04 | Petroleum Liquids | IC |  | S | X | X |  |  | 0.7 | 0.8 | 0.7 | 0.7 | 0.1 | N |  |  | SB | N | 1 | 2000 |  |  | N | Commercial Non-CHP | 4 | B: X; PC: DFO | [6 empty] | 10M | [23 empty] | N
61802 | Westchester County Medical Center | 62270 | Westchester County Medical Center | NY | Westchester | CATN1 | Petroleum Liquids | IC |  | S | X | X |  |  | 0.7 | 0.8 | 0.7 | 0.7 | 0.1 | N |  |  | SB | N | 1 | 1974 |  |  | N | Commercial Non-CHP | 4 | B: X; PC: DFO | [6 empty] | 10M | [23 empty] | N
61802 | Westchester County Medical Center | 62270 | Westchester County Medical Center | NY | Westchester | CATN2 | Petroleum Liquids | IC |  | S | X | X |  |  | 0.7 | 0.8 | 0.7 | 0.7 | 0.1 | N |  |  | SB | N | 1 | 1974 |  |  | N | Commercial Non-CHP | 4 | B: X; PC: DFO | [6 empty] | 10M | [23 empty] | N
61802 | Westchester County Medical Center | 62270 | Westchester County Medical Center | NY | Westchester | CATN3 | Petroleum Liquids | IC |  | S | X | X |  |  | 0.7 | 0.8 | 0.7 | 0.7 | 0.1 | N |  |  | SB | N | 1 | 1996 |  |  | N | Commercial Non-CHP | 4 | B: X; PC: DFO | [6 empty] | 10M | [23 empty] | N
61936 | Albert Einstein College of Medicine | 62398 | Albert Einstein College of Medicine | NY | Bronx | CP810 | Petroleum Liquids | IC |  | S | X | X |  |  | 0.7 | 0.8 | 0.7 | 0.7 | 0.2 | N |  |  | SB | N | 1 | 2002 |  |  | N | Commercial Non-CHP | 4 | B: X; PC: DFO | [6 empty] | 10M | [23 empty] | N
62087 | Montefiore Mount Vernon Hospital | 62589 | Montefiore Mount Vernon Hospital | NY | Westchester | DETR4 | Petroleum Liquids | IC |  | S | X | X |  |  | 0.7 | 0.8 | 0.7 | 0.7 | 0.2 | N |  |  | SB | N | 1 | 1976 |  |  | N | Commercial Non-CHP | 4 | B: X; PC: DFO | [6 empty] | 10M | [23 empty] | N
62110 | Rockland Bakery Inc. | 62619 | Rockland Bakery Inc. | NY | Rockland | CATE4 | Petroleum Liquids | IC |  | S | X | X |  |  | 0.7 | 0.8 | 0.7 | 0.7 | 0 | N |  |  | SB | Y | 1 | 1996 |  |  | N | Commercial Non-CHP | 4 | B: X; PC: DFO | [6 empty] | 10M | [23 empty] | N
463 | Ameresco LFG I Inc | 10549 | Al Turi | NY | Orange | 2 | Landfill Gas | IC |  | S | X | X |  |  | 0.8 | 0.8 | 0.8 | 0.8 | 0.4 | N |  |  | OA | X | 7 | 2011 |  |  | N | IPP Non-CHP | 2 | B: X; PC: LFG |  |  |  | N | N |  | 10M | [23 empty] | N | N | N
463 | Ameresco LFG I Inc | 10549 | Al Turi | NY | Orange | 3 | Landfill Gas | IC |  | S | X | X |  |  | 0.8 | 0.8 | 0.8 | 0.8 | 0.4 | N |  |  | OA | X | 7 | 2011 |  |  | N | IPP Non-CHP | 2 | B: X; PC: LFG |  |  |  | N |  |  | 10M | [23 empty] | N | N | N
463 | Ameresco LFG I Inc | 10549 | Al Turi | NY | Orange | 3010 | Landfill Gas | IC |  | S | X | X |  |  | 0.8 | 0.8 | 0.8 | 0.8 | 0.4 | N |  |  | OS | X | 11 | 1998 |  |  | N | IPP Non-CHP | 2 | B: X; PC: LFG |  |  |  | N |  |  | 10M | [23 empty] | N
54842 | WM Renewable Energy LLC | 50568 | High Acres Gas Recovery | NY | Monroe | GEN1 | Landfill Gas | IC |  | S | X | X | PTID 23767 | PTID 23767 | 0.8 | 0.98 | 0.8 | 0.8 | 0.5 | N |  |  | OP | X | 5 | 1991 |  |  | N | IPP Non-CHP | 2 | B: X; PC: LFG |  |  |  | N |  |  | 1H | [23 empty] | N | N | N
54842 | WM Renewable Energy LLC | 50568 | High Acres Gas Recovery | NY | Monroe | GEN2 | Landfill Gas | IC |  | S | X | X | PTID 23767 | PTID 23767 | 0.8 | 0.98 | 0.8 | 0.8 | 0.5 | N |  |  | OP | X | 5 | 1991 |  |  | N | IPP Non-CHP | 2 | B: X; PC: LFG |  |  |  | N |  |  | 1H | [23 empty] | N | N | N
54842 | WM Renewable Energy LLC | 50568 | High Acres Gas Recovery | NY | Monroe | GEN3 | Landfill Gas | IC |  | S | X | X | PTID 23767 | PTID 23767 | 0.8 | 0.98 | 0.8 | 0.8 | 0.5 | N |  |  | OP | X | 5 | 1991 |  |  | N | IPP Non-CHP | 2 | B: X; PC: LFG |  |  |  | N |  |  | 1H | [23 empty] | N | N | N
54842 | WM Renewable Energy LLC | 50568 | High Acres Gas Recovery | NY | Monroe | GEN4 | Landfill Gas | IC |  | S | X | X | PTID 23767 | PTID 23767 | 0.8 | 0.98 | 0.8 | 0.8 | 0.5 | N |  |  | OP | X | 5 | 1991 |  |  | N | IPP Non-CHP | 2 | B: X; PC: LFG |  |  |  | N |  |  | 1H | [23 empty] | N | N | N
13484 | New York Methodist Hospital | 52091 | New York Methodist Hospital | NY | Kings | 01-8N | Petroleum Liquids | IC |  | S | X | X |  |  | 0.8 | 0.8 | 0.8 | 0.8 | 0.1 | N |  |  | OP | X | 1 | 2006 |  |  | N | IPP Non-CHP | 2 | B: X; PC: DFO |  |  |  | N | N |  | 10M | [23 empty] | N
13484 | New York Methodist Hospital | 52091 | New York Methodist Hospital | NY | Kings | 04-6Z | Petroleum Liquids | IC |  | S | X | X |  |  | 0.8 | 0.8 | 0.8 | 0.8 | 0.1 | N |  |  | SB | N | 1 | 2006 |  |  | N | IPP Non-CHP | 2 | B: X; PC: DFO |  |  |  | N | N |  | 10M | [23 empty] | N
13484 | New York Methodist Hospital | 52091 | New York Methodist Hospital | NY | Kings | 05-6Z | Petroleum Liquids | IC |  | S | X | X |  |  | 0.8 | 0.8 | 0.8 | 0.8 | 0.1 | N |  |  | SB | N | 1 | 2006 |  |  | N | IPP Non-CHP | 2 | B: X; PC: DFO |  |  |  | N | N |  | 10M | [23 empty] | N
11329 | NYU Langone Health | 54769 | NYU Luthern Medical Center | NY | Kings | GEN1 | Natural Gas Internal Combustion Engine | IC |  | S | X | X |  |  | 0.8 | 0.85 | 0.8 | 0.8 | 0.2 | N |  |  | OS | X | 1 | 1994 |  |  | Y | Commercial CHP | 5 | [11 empty] | N | N |  | 10M | [23 empty] | N | bar: B to PC
11329 | NYU Langone Health | 54769 | NYU Luthern Medical Center | NY | Kings | GEN2 | Natural Gas Internal Combustion Engine | IC |  | S | X | X |  |  | 0.8 | 0.85 | 0.8 | 0.8 | 0.2 | N |  |  | OS | X | 1 | 1994 |  |  | Y | Commercial CHP | 5 | [11 empty] | N | N |  | 10M | [23 empty] | N | bar: B to PC
17283 | Seneca Energy II | 54782 | Seneca Energy | NY | Seneca | GE10 | Landfill Gas | IC |  | S | X | X |  |  | 0.8 | 0.8 | 0.8 | 0.8 | 0.6 | N |  |  | OP | X | 8 | 1998 |  |  | N | IPP Non-CHP | 2 | B: X; PC: LFG |  |  |  | N | N |  | 1H | [23 empty] | N | N | N
17283 | Seneca Energy II | 54782 | Seneca Energy | NY | Seneca | GE11 | Landfill Gas | IC |  | S | X | X |  |  | 0.8 | 0.8 | 0.8 | 0.8 | 0.6 | N |  |  | OP | X | 8 | 1998 |  |  | N | IPP Non-CHP | 2 | B: X; PC: LFG |  |  |  | N | N |  | 1H | [23 empty] | N | N | N
17283 | Seneca Energy II | 54782 | Seneca Energy | NY | Seneca | GE12 | Landfill Gas | IC |  | S | X | X |  |  | 0.8 | 0.8 | 0.8 | 0.8 | 0.6 | N |  |  | OP | X | 8 | 1998 |  |  | N | IPP Non-CHP | 2 | B: X; PC: LFG |  |  |  | N | N |  | 1H | [23 empty] | N | N | N
17283 | Seneca Energy II | 54782 | Seneca Energy | NY | Seneca | GE13 | Landfill Gas | IC |  | S | X | X |  |  | 0.8 | 0.8 | 0.8 | 0.8 | 0.6 | N |  |  | OP | X | 8 | 1998 |  |  | N | IPP Non-CHP | 2 | B: X; PC: LFG |  |  |  | N | N |  | 1H | [23 empty] | N | N | N
17283 | Seneca Energy II | 54782 | Seneca Energy | NY | Seneca | GE14 | Landfill Gas | IC |  | S | X | X |  |  | 0.8 | 0.8 | 0.8 | 0.8 | 0.6 | N |  |  | OP | X | 8 | 1998 |  |  | N | IPP Non-CHP | 2 | B: X; PC: LFG |  |  |  | N | N |  | 1H | [23 empty] | N | N | N
17283 | Seneca Energy II | 54782 | Seneca Energy | NY | Seneca | GEN1 | Landfill Gas | IC |  | S | X | X |  |  | 0.8 | 0.8 | 0.8 | 0.8 | 0.6 | N |  |  | OP | X | 3 | 1996 |  |  | N | IPP Non-CHP | 2 | B: X; PC: LFG |  |  |  | N | N |  | 1H | [23 empty] | N | N | N
17283 | Seneca Energy II | 54782 | Seneca Energy | NY | Seneca | GEN2 | Landfill Gas | IC |  | S | X | X |  |  | 0.8 | 0.8 | 0.8 | 0.8 | 0.6 | N |  |  | OP | X | 3 | 1996 |  |  | N | IPP Non-CHP | 2 | B: X; PC: LFG |  |  |  | N | N |  | 1H | [23 empty] | N | N | N
17283 | Seneca Energy II | 54782 | Seneca Energy | NY | Seneca | GEN3 | Landfill Gas | IC |  | S | X | X |  |  | 0.8 | 0.8 | 0.8 | 0.8 | 0.6 | N |  |  | OP | X | 3 | 1996 |  |  | N | IPP Non-CHP | 2 | B: X; PC: LFG |  |  |  | N | N |  | 1H | [23 empty] | N | N | N
17283 | Seneca Energy II | 54782 | Seneca Energy | NY | Seneca | GEN4 | Landfill Gas | IC |  | S | X | X |  |  | 0.8 | 0.8 | 0.8 | 0.8 | 0.6 | N |  |  | OP | X | 8 | 1996 |  |  | N | IPP Non-CHP | 2 | B: X; PC: LFG |  |  |  | N | N |  | 1H | [23 empty] | N | N | N
17283 | Seneca Energy II | 54782 | Seneca Energy | NY | Seneca | GEN5 | Landfill Gas | IC |  | S | X | X |  |  | 0.8 | 0.8 | 0.8 | 0.8 | 0.6 | N |  |  | OP | X | 8 | 1996 |  |  | N | IPP Non-CHP | 2 | B: X; PC: LFG |  |  |  | N | N |  | 1H | [23 empty] | N | N | N
17283 | Seneca Energy II | 54782 | Seneca Energy | NY | Seneca | GEN6 | Landfill Gas | IC |  | S | X | X |  |  | 0.8 | 0.8 | 0.8 | 0.8 | 0.6 | N |  |  | OP | X | 6 | 1997 |  |  | N | IPP Non-CHP | 2 | B: X; PC: LFG |  |  |  | N | N |  | 1H | [23 empty] | N | N | N
17283 | Seneca Energy II | 54782 | Seneca Energy | NY | Seneca | GEN7 | Landfill Gas | IC |  | S | X | X |  |  | 0.8 | 0.8 | 0.8 | 0.8 | 0.6 | N |  |  | OP | X | 6 | 1997 |  |  | N | IPP Non-CHP | 2 | B: X; PC: LFG |  |  |  | N | N |  | 1H | [23 empty] | N | N | N
17283 | Seneca Energy II | 54782 | Seneca Energy | NY | Seneca | GEN8 | Landfill Gas | IC |  | S | X | X |  |  | 0.8 | 0.8 | 0.8 | 0.8 | 0.6 | N |  |  | OP | X | 8 | 1998 |  |  | N | IPP Non-CHP | 2 | B: X; PC: LFG |  |  |  | N | N |  | 1H | [23 empty] | N | N | N
17283 | Seneca Energy II | 54782 | Seneca Energy | NY | Seneca | GEN9 | Landfill Gas | IC |  | S | X | X |  |  | 0.8 | 0.8 | 0.8 | 0.8 | 0.6 | N |  |  | OP | X | 8 | 1998 |  |  | N | IPP Non-CHP | 2 | B: X; PC: LFG |  |  |  | N | N |  | 1H | [23 empty] | N | N | N
1362 | Bassett Healthcare | 54863 | Bassett Medical Center | NY | Otsego | 0001 | Petroleum Liquids | IC |  | S | X | X |  |  | 0.8 | 0.8 | 0.8 | 0.8 | 0.1 | N |  |  | SB | Y | 7 | 1992 |  |  | N | Commercial Non-CHP | 4 | B: X; PC: DFO |  |  |  | N | N |  | 10M | [23 empty] | N | N | N
1362 | Bassett Healthcare | 54863 | Bassett Medical Center | NY | Otsego | 0002 | Petroleum Liquids | IC |  | S | X | X |  |  | 0.8 | 0.8 | 0.8 | 0.8 | 0.1 | N |  |  | SB | Y | 7 | 1992 |  |  | N | Commercial Non-CHP | 4 | B: X; PC: DFO |  |  |  | N | N |  | 10M | [23 empty] | N | N | N
1362 | Bassett Healthcare | 54863 | Bassett Medical Center | NY | Otsego | 0003 | Petroleum Liquids | IC |  | S | X | X |  |  | 0.8 | 0.8 | 0.8 | 0.8 | 0.1 | N |  |  | SB | Y | 7 | 1992 |  |  | N | Commercial Non-CHP | 4 | B: X; PC: DFO |  |  |  | N | N |  | 10M | [23 empty] | N | N | N
12758 | Model City Energy LLC | 55757 | Model City Energy Facility | NY | Niagara | GEN1 | Landfill Gas | IC |  | S | X | X |  |  | 0.8 | 0.8 | 0.8 | 0.8 | 0.6 | N |  |  | OP | X | 6 | 2001 |  |  | N | IPP Non-CHP | 2 | B: X; PC: LFG |  |  |  | N | N |  | 1H | [23 empty] | N | N | N
12758 | Model City Energy LLC | 55757 | Model City Energy Facility | NY | Niagara | GEN2 | Landfill Gas | IC |  | S | X | X |  |  | 0.8 | 0.8 | 0.8 | 0.8 | 0.6 | N |  |  | OP | X | 6 | 2001 |  |  | N | IPP Non-CHP | 2 | B: X; PC: LFG |  |  |  | N | N |  | 1H | [23 empty] | N | N | N
12758 | Model City Energy LLC | 55757 | Model City Energy Facility | NY | Niagara | GEN3 | Landfill Gas | IC |  | S | X | X |  |  | 0.8 | 0.8 | 0.8 | 0.8 | 0.6 | N |  |  | OP | X | 6 | 2001 |  |  | N | IPP Non-CHP | 2 | B: X; PC: LFG |  |  |  | N | N |  | 1H | [23 empty] | N | N | N
12758 | Model City Energy LLC | 55757 | Model City Energy Facility | NY | Niagara | GEN4 | Landfill Gas | IC |  | S | X | X |  |  | 0.8 | 0.8 | 0.8 | 0.8 | 0.6 | N |  |  | OP | X | 6 | 2001 |  |  | N | IPP Non-CHP | 2 | B: X; PC: LFG |  |  |  | N | N |  | 1H | [23 empty] | N | N | N
12758 | Model City Energy LLC | 55757 | Model City Energy Facility | NY | Niagara | GEN5 | Landfill Gas | IC |  | S | X | X |  |  | 0.8 | 0.8 | 0.8 | 0.8 | 0.6 | N |  |  | OP | X | 6 | 2001 |  |  | N | IPP Non-CHP | 2 | B: X; PC: LFG |  |  |  | N | N |  | 1H | [23 empty] | N | N | N
12758 | Model City Energy LLC | 55757 | Model City Energy Facility | NY | Niagara | GEN6 | Landfill Gas | IC |  | S | X | X |  |  | 0.8 | 0.8 | 0.8 | 0.8 | 0.6 | N |  |  | OP | X | 6 | 2001 |  |  | N | IPP Non-CHP | 2 | B: X; PC: LFG |  |  |  | N | N |  | 1H | [23 empty] | N | N | N
12758 | Model City Energy LLC | 55757 | Model City Energy Facility | NY | Niagara | GEN7 | Landfill Gas | IC |  | S | X | X |  |  | 0.8 | 0.8 | 0.8 | 0.8 | 0.6 | N |  |  | OP | X | 6 | 2001 |  |  | N | IPP Non-CHP | 2 | B: X; PC: LFG |  |  |  | N | N |  | 1H | [23 empty] | N | N | N
17283 | Seneca Energy II | 56250 | Ontario LFGTE | NY | Ontario | GEN1 | Landfill Gas | IC |  | S | X | X |  |  | 0.8 | 0.8 | 0.8 | 0.8 | 0.6 | N |  |  | OP | X | 11 | 2003 |  |  | N | IPP Non-CHP | 2 | B: X; PC: LFG |  |  |  | N | N |  | 1H | [23 empty] | N | N | N
17283 | Seneca Energy II | 56250 | Ontario LFGTE | NY | Ontario | GEN2 | Landfill Gas | IC |  | S | X | X |  |  | 0.8 | 0.8 | 0.8 | 0.8 | 0.6 | N |  |  | OP | X | 11 | 2003 |  |  | N | IPP Non-CHP | 2 | B: X; PC: LFG |  |  |  | N | N |  | 1H | [23 empty] | N | N | N
17283 | Seneca Energy II | 56250 | Ontario LFGTE | NY | Ontario | GEN3 | Landfill Gas | IC |  | S | X | X |  |  | 0.8 | 0.8 | 0.8 | 0.8 | 0.6 | N |  |  | OP | X | 11 | 2003 |  |  | N | IPP Non-CHP | 2 | B: X; PC: LFG |  |  |  | N | N |  | 1H | [23 empty] | N | N | N
17283 | Seneca Energy II | 56250 | Ontario LFGTE | NY | Ontario | GEN4 | Landfill Gas | IC |  | S | X | X |  |  | 0.8 | 0.8 | 0.8 | 0.8 | 0.6 | N |  |  | OP | X | 11 | 2003 |  |  | N | IPP Non-CHP | 2 | B: X; PC: LFG |  |  |  | N | N |  | 1H | [23 empty] | N | N | N
17283 | Seneca Energy II | 56250 | Ontario LFGTE | NY | Ontario | GEN5 | Landfill Gas | IC |  | S | X | X |  |  | 0.8 | 0.8 | 0.8 | 0.8 | 0.6 | N |  |  | OP | X | 5 | 2005 |  |  | N | IPP Non-CHP | 2 | B: X; PC: LFG |  |  |  | N | N |  | 1H | [23 empty] | N
17283 | Seneca Energy II | 56250 | Ontario LFGTE | NY | Ontario | GEN6 | Landfill Gas | IC |  | S | X | X |  |  | 0.8 | 0.8 | 0.8 | 0.8 | 0.6 | N |  |  | OP | X | 5 | 2005 |  |  | N | IPP Non-CHP | 2 | B: X; PC: LFG |  |  |  | N | N |  | 1H | [23 empty] | N
17283 | Seneca Energy II | 56250 | Ontario LFGTE | NY | Ontario | GEN7 | Landfill Gas | IC |  | S | X | X |  |  | 0.8 | 0.8 | 0.8 | 0.8 | 0.6 | N |  |  | OP | X | 5 | 2005 |  |  | N | IPP Non-CHP | 2 | B: X; PC: LFG |  |  |  | N | N |  | 1H | [23 empty] | N
17283 | Seneca Energy II | 56250 | Ontario LFGTE | NY | Ontario | GEN8 | Landfill Gas | IC |  | S | X | X |  |  | 0.8 | 0.8 | 0.8 | 0.8 | 0.6 | N |  |  | OP | X | 11 | 2010 |  |  | N | IPP Non-CHP | 2 | B: X; PC: LFG |  |  |  | N | N |  | 1H | [23 empty] | N | N | N
54842 | WM Renewable Energy LLC | 56526 | Chaffee Gas Recovery | NY | Erie | GEN1 | Landfill Gas | IC |  | S | X | X | PTID 323603 | PTID 323603 | 0.8 | 0.98 | 0.8 | 0.8 | 0.5 | N |  |  | OP | X | 8 | 2007 |  |  | N | IPP Non-CHP | 2 | B: X; PC: LFG |  |  |  | N |  |  | 1H | [23 empty] | N | N | N
54842 | WM Renewable Energy LLC | 56526 | Chaffee Gas Recovery | NY | Erie | GEN2 | Landfill Gas | IC |  | S | X | X | PTID 323603 | PTID 323603 | 0.8 | 0.98 | 0.8 | 0.8 | 0.5 | N |  |  | OP | X | 8 | 2007 |  |  | N | IPP Non-CHP | 2 | B: X; PC: LFG |  |  |  | N |  |  | 1H | [23 empty] | N | N | N
54842 | WM Renewable Energy LLC | 56526 | Chaffee Gas Recovery | NY | Erie | GEN3 | Landfill Gas | IC |  | S | X | X | PTID 323603 | PTID 323603 | 0.8 | 0.98 | 0.8 | 0.8 | 0.5 | N |  |  | OP | X | 8 | 2007 |  |  | N | IPP Non-CHP | 2 | B: X; PC: LFG |  |  |  | N |  |  | 1H | [23 empty] | N | N | N
54842 | WM Renewable Energy LLC | 56526 | Chaffee Gas Recovery | NY | Erie | GEN4 | Landfill Gas | IC |  | S | X | X | PTID 323603 | PTID 323603 | 0.8 | 0.98 | 0.8 | 0.8 | 0.5 | N |  |  | OP | X | 8 | 2007 |  |  | N | IPP Non-CHP | 2 | B: X; PC: LFG |  |  |  | N |  |  | 1H | [23 empty] | N | N | N
54842 | WM Renewable Energy LLC | 56526 | Chaffee Gas Recovery | NY | Erie | GEN5 | Landfill Gas | IC |  | S | X | X | PTID 323603 | PTID 323603 | 0.8 | 0.98 | 0.8 | 0.8 | 0.5 | N |  |  | OP | X | 8 | 2007 |  |  | N | IPP Non-CHP | 2 | B: X; PC: LFG |  |  |  | N |  |  | 1H | [23 empty] | N | N | N
54842 | WM Renewable Energy LLC | 56526 | Chaffee Gas Recovery | NY | Erie | GEN6 | Landfill Gas | IC |  | S | X | X | PTID 323603 | PTID 323603 | 0.8 | 0.98 | 0.8 | 0.8 | 0.5 | N |  |  | OP | X | 8 | 2007 |  |  | N | IPP Non-CHP | 2 | B: X; PC: LFG |  |  |  | N |  |  | 1H | [23 empty] | N | N | N
54842 | WM Renewable Energy LLC | 56526 | Chaffee Gas Recovery | NY | Erie | GEN7 | Landfill Gas | IC |  | S | X | X | PTID 323603 | PTID 323603 | 0.8 | 0.98 | 0.8 | 0.8 | 0.5 | N |  |  | OP | X | 10 | 2009 |  |  | N | IPP Non-CHP | 2 | B: X; PC: LFG | [6 empty] | 1H | [23 empty] | N | N | N
54842 | WM Renewable Energy LLC | 56526 | Chaffee Gas Recovery | NY | Erie | GEN8 | Landfill Gas | IC |  | S | X | X | PTID 323603 | PTID 323603 | 0.8 | 0.98 | 0.8 | 0.8 | 0.5 | N |  |  | OP | X | 10 | 2009 |  |  | N | IPP Non-CHP | 2 | B: X; PC: LFG | [6 empty] | 1H | [23 empty] | N | N | N
54842 | WM Renewable Energy LLC | 61012 | Mill Seat Renewable Energy Facility | NY | Genesee | GEN1 | Landfill Gas | IC |  | W | X | X |  |  | 0.8 | 0.8 | 0.8 | 0.8 | 0.5 | N |  |  | OP | X | 7 | 2007 |  |  | N | IPP Non-CHP | 2 | B: X; PC: LFG | [6 empty] | 1H | [23 empty] | N
54842 | WM Renewable Energy LLC | 61012 | Mill Seat Renewable Energy Facility | NY | Genesee | GEN2 | Landfill Gas | IC |  | W | X | X |  |  | 0.8 | 0.8 | 0.8 | 0.8 | 0.5 | N |  |  | OP | X | 7 | 2007 |  |  | N | IPP Non-CHP | 2 | B: X; PC: LFG | [6 empty] | 1H | [23 empty] | N
54842 | WM Renewable Energy LLC | 61012 | Mill Seat Renewable Energy Facility | NY | Genesee | GEN3 | Landfill Gas | IC |  | W | X | X |  |  | 0.8 | 0.8 | 0.8 | 0.8 | 0.5 | N |  |  | OP | X | 7 | 2007 |  |  | N | IPP Non-CHP | 2 | B: X; PC: LFG | [6 empty] | 1H | [23 empty] | N
54842 | WM Renewable Energy LLC | 61012 | Mill Seat Renewable Energy Facility | NY | Genesee | GEN4 | Landfill Gas | IC |  | W | X | X |  |  | 0.8 | 0.8 | 0.8 | 0.8 | 0.5 | N |  |  | OP | X | 7 | 2007 |  |  | N | IPP Non-CHP | 2 | B: X; PC: LFG | [6 empty] | 1H | [23 empty] | N
54842 | WM Renewable Energy LLC | 61012 | Mill Seat Renewable Energy Facility | NY | Genesee | GEN5 | Landfill Gas | IC |  | W | X | X |  |  | 0.8 | 0.8 | 0.8 | 0.8 | 0.5 | N |  |  | OP | X | 7 | 2007 |  |  | N | IPP Non-CHP | 2 | B: X; PC: LFG | [6 empty] | 1H | [23 empty] | N
54842 | WM Renewable Energy LLC | 61012 | Mill Seat Renewable Energy Facility | NY | Genesee | GEN6 | Landfill Gas | IC |  | W | X | X |  |  | 0.8 | 0.8 | 0.8 | 0.8 | 0.5 | N |  |  | OP | X | 7 | 2007 |  |  | N | IPP Non-CHP | 2 | B: X; PC: LFG | [6 empty] | 1H | [23 empty] | N | N
54842 | WM Renewable Energy LLC | 61012 | Mill Seat Renewable Energy Facility | NY | Genesee | GEN7 | Landfill Gas | IC |  | W | X | X |  |  | 0.8 | 0.8 | 0.8 | 0.8 | 0.5 | N |  |  | OP | X | 7 | 2007 |  |  | N | IPP Non-CHP | 2 | B: X; PC: LFG | [6 empty] | 1H | [23 empty] | N
54842 | WM Renewable Energy LLC | 61012 | Mill Seat Renewable Energy Facility | NY | Genesee | GEN8 | Landfill Gas | IC |  | W | X | X |  |  | 0.8 | 0.8 | 0.8 | 0.8 | 0.5 | N |  |  | OP | X | 7 | 2007 |  |  | N | IPP Non-CHP | 2 | B: X; PC: LFG | [6 empty] | 1H | [23 empty] | N
61013 | Northern Westchester Hospital | 61378 | Northern Westchester Hospital | NY | Westchester | 4 | Petroleum Liquids | IC |  | S | X | X |  |  | 0.8 | 0.8 | 0.8 | 0.8 | 0.2 | N |  |  | SB | N | 6 | 1971 | 5 | 2022 | N | Commercial Non-CHP | 4 | B: X; PC: DFO | [6 empty] | 10M | [23 empty] | N | N | N
61013 | Northern Westchester Hospital | 61378 | Northern Westchester Hospital | NY | Westchester | 5 | Petroleum Liquids | IC |  | S | X | X |  |  | 0.8 | 0.8 | 0.8 | 0.8 | 0.2 | N |  |  | SB | N | 6 | 1971 | 5 | 2022 | N | Commercial Non-CHP | 4 | B: X; PC: DFO | [6 empty] | 10M | [23 empty] | N | N | N
61165 | Mount Sinai Beth Israel | 61569 | Mount Sinai Beth Israel | NY | New York | EGEN7 | Petroleum Liquids | IC |  | S | X | X |  |  | 0.8 | 0.8 | 0.8 | 0.8 | 0.1 | N |  |  | SB | N | 1 | 1988 |  |  | N | Commercial Non-CHP | 4 | B: X; PC: DFO | [6 empty] | 10M | [23 empty] | N
61165 | Mount Sinai Beth Israel | 61569 | Mount Sinai Beth Israel | NY | New York | EGEN8 | Petroleum Liquids | IC |  | S | X | X |  |  | 0.8 | 0.8 | 0.8 | 0.8 | 0.1 | N |  |  | SB | N | 1 | 1988 |  |  | N | Commercial Non-CHP | 4 | B: X; PC: DFO | [6 empty] | 10M | [23 empty] | N
61577 | Saint Catherine of Siena Medical Center | 62003 | Saint Catherine of Siena Medical Center | NY | Suffolk | 5FPX4 | Petroleum Liquids | IC |  | S | X | X |  |  | 0.8 | 0.8 | 0.4 | 0.4 | 0.1 | N |  |  | SB | N | 1 | 1972 |  |  | N | Commercial Non-CHP | 4 | B: X; PC: DFO | [6 empty] | 10M | [23 empty] | N
61619 | St Johns Riverside Hospital | 62051 | St Johns Riverside Hospital | NY | Westchester | EG750 | Petroleum Liquids | IC |  | S | X | X |  |  | 0.8 | 0.8 | 0.8 | 0.8 | 0 | N |  |  | SB | N | 1 | 1968 |  |  | N | Commercial Non-CHP | 4 | B: X; PC: DFO | [6 empty] | 10M | [23 empty] | N
61690 | Maimonides Medical Center | 62174 | Maimonides Medical Center | NY | Kings | CM800 | Petroleum Liquids | IC |  | S | X | X |  |  | 0.8 | 0.8 | 0.8 | 0.8 | 0.1 | N |  |  | SB | N | 1 | 2002 |  |  | N | Commercial Non-CHP | 4 | B: X; PC: DFO | [6 empty] | 10M | [23 empty] | N
61774 | NYC-HH-New Bellevue Hospital | 62250 | NYC-HH-New Bellevue Hospital | NY | New York | CAT2H | Petroleum Liquids | IC |  | S | X | X |  |  | 0.8 | 0.8 | 0.8 | 0.8 | 0.1 | N |  |  | SB | N | 1 | 2011 |  |  | N | Commercial Non-CHP | 4 | B: X; PC: DFO | [6 empty] | 10M | [23 empty] | N
61774 | NYC-HH-New Bellevue Hospital | 62250 | NYC-HH-New Bellevue Hospital | NY | New York | CAT2M | Petroleum Liquids | IC |  | S | X | X |  |  | 0.8 | 0.8 | 0.8 | 0.8 | 0.1 | N |  |  | SB | N | 1 | 2011 |  |  | N | Commercial Non-CHP | 4 | B: X; PC: DFO | [6 empty] | 10M | [23 empty] | N
61774 | NYC-HH-New Bellevue Hospital | 62250 | NYC-HH-New Bellevue Hospital | NY | New York | CAT2X | Petroleum Liquids | IC |  | S | X | X |  |  | 0.8 | 0.8 | 0.8 | 0.8 | 0.1 | N |  |  | SB | N | 1 | 2011 |  |  | N | Commercial Non-CHP | 4 | B: X; PC: DFO | [6 empty] | 10M | [23 empty] | N
61774 | NYC-HH-New Bellevue Hospital | 62250 | NYC-HH-New Bellevue Hospital | NY | New York | CAT2Y | Petroleum Liquids | IC |  | S | X | X |  |  | 0.8 | 0.8 | 0.8 | 0.8 | 0.1 | N |  |  | SB | N | 1 | 2011 |  |  | N | Commercial Non-CHP | 4 | B: X; PC: DFO | [6 empty] | 10M | [23 empty] | N
61947 | NYP-Hudson Valley Hospital Center | 62421 | NYP-Hudson Valley Hospital Center | NY | Westchester | 750RX | Petroleum Liquids | IC |  | S | X | X |  |  | 0.8 | 0.8 | 0.8 | 0.8 | 0.2 | N |  |  | SB | N | 1 | 2010 |  |  | N | Commercial Non-CHP | 4 | B: X; PC: DFO | [6 empty] | 10M | [23 empty] | N
61948 | Regeneron Pharmaceuticals Inc. | 62423 | Regeneron Pharmaceuticals Inc. | NY | Westchester | 771NG | Natural Gas Internal Combustion Engine | IC |  | S | X | X |  |  | 0.8 | 0.8 | 0.8 | 0.8 | 0.2 | N |  |  | SB | N | 1 | 2010 |  |  | N | Commercial Non-CHP | 4 | [14 empty] | 10M | [23 empty] | N |  | N | bar: B to PC
61970 | St. Joseph Hospital (NY) | 62452 | St. Joseph Hospital | NY | Westchester | CT750 | Petroleum Liquids | IC |  | S | X | X |  |  | 0.8 | 0.8 | 0.8 | 0.8 | 0.2 | N |  |  | SB | N | 1 | 1978 |  |  | N | Commercial Non-CHP | 4 | B: X; PC: DFO |  |  |  | N |  |  | 10M | [23 empty] | N
61971 | Mt.Sinai-St.Lukes Rsvlt. Hospital Center | 62453 | Mt.Sinai-St.Lukes Roosevelt Hosp. Center | NY | Westchester | CT750 | Petroleum Liquids | IC |  | S | X | X |  |  | 0.8 | 0.8 | 0.8 | 0.8 | 0.2 | N |  |  | SB | N | 1 | 1978 |  |  | N | Commercial Non-CHP | 4 | B: X; PC: DFO |  |  |  | N |  |  | 10M | [23 empty] | N
63274 | Vassar Brothers Medical Center | 63550 | Vassar Brothers Medical Center | NY | Dutchess | SO-01 | Petroleum Liquids | IC |  | S | X | X |  |  | 0.8 | 0.8 | 0.8 | 0.8 | 0.1 | N |  |  | SB | N | 1 | 2000 |  |  | N | Commercial Non-CHP | 4 | B: X; PC: DFO | [6 empty] | 10M | [23 empty] | N
63277 | Richmond University Medical Center | 63553 | Richmond University Medical Center | NY | Richmond | CU750 | Petroleum Liquids | IC |  | S | X | X |  |  | 0.8 | 0.8 | 0.8 | 0.8 | 0.1 | N |  |  | SB | N | 1 | 1986 |  |  | N | Commercial Non-CHP | 4 | B: X; PC: DFO | [6 empty] | 10M | [23 empty] | N
63293 | Mount Sinai - Brooklyn | 63581 | Mount Sinai - Brooklyn | NY | Kings | DD750 | Petroleum Liquids | IC |  | S | X | X |  |  | 0.8 | 0.8 | 0.8 | 0.8 | 0.1 | N |  |  | SB | N | 1 | 2010 |  |  | N | Commercial Non-CHP | 4 | B: X; PC: DFO | [6 empty] | 10M | [23 empty] | N
63333 | NYU Langone - Orthopedic | 63625 | NYU Langone - Orthopedic | NY | Kings | HJD#1 | Petroleum Liquids | IC |  | S | X | X |  |  | 0.8 | 0.8 | 0.8 | 0.8 | 0.1 | N |  |  | SB | N | 1 | 2010 |  |  | N | Commercial Non-CHP | 4 | B: X; PC: DFO | [6 empty] | 10M | [23 empty] | N
63333 | NYU Langone - Orthopedic | 63625 | NYU Langone - Orthopedic | NY | Kings | HJD#2 | Petroleum Liquids | IC |  | S | X | X |  |  | 0.8 | 0.8 | 0.8 | 0.8 | 0.1 | N |  |  | SB | N | 1 | 2010 |  |  | N | Commercial Non-CHP | 4 | B: X; PC: DFO | [6 empty] | 10M | [23 empty] | N
63347 | North Central Bronx Hospital | 63643 | North Central Bronx Hospital | NY | Bronx | EG1 | Petroleum Liquids | IC |  | S | X | X |  |  | 0.8 | 0.8 | 0.8 | 0.8 | 0.1 | N |  |  | SB | N | 1 | 2000 |  |  | N | Commercial Non-CHP | 4 | B: X; PC: DFO | [6 empty] | 10M | [23 empty] | N
63347 | North Central Bronx Hospital | 63643 | North Central Bronx Hospital | NY | Bronx | EG2 | Petroleum Liquids | IC |  | S | X | X |  |  | 0.8 | 0.8 | 0.8 | 0.8 | 0.1 | N |  |  | SB | N | 1 | 2000 |  |  | N | Commercial Non-CHP | 4 | B: X; PC: DFO | [6 empty] | 10M | [23 empty] | N
63348 | Wyckoff Heights Medical Center | 63644 | Wyckoff Heights Medical Center | NY | Kings | CT800 | Petroleum Liquids | IC |  | S | X | X |  |  | 0.8 | 0.8 | 0.8 | 0.8 | 0.1 | N |  |  | SB | N | 1 | 1994 |  |  | N | Commercial Non-CHP | 4 | B: X; PC: DFO | [6 empty] | 10M | [23 empty] | N
63348 | Wyckoff Heights Medical Center | 63644 | Wyckoff Heights Medical Center | NY | Kings | KT800 | Petroleum Liquids | IC |  | S | X | X |  |  | 0.8 | 0.8 | 0.8 | 0.8 | 0.1 | N |  |  | SB | N | 1 | 1986 |  |  | N | Commercial Non-CHP | 4 | B: X; PC: DFO | [6 empty] | 10M | [23 empty] | N
64093 | White Plains Hospital Medical Center | 64440 | White Plains Hospital Medical Center | NY | Westchester | ENGN4 | Petroleum Liquids | IC |  | S | X | X |  |  | 0.8 | 0.8 | 0.8 | 0.8 | 0.1 | N |  |  | SB | N | 10 | 1996 |  |  | N | Commercial Non-CHP | 4 | B: X; PC: DFO | [6 empty] | 10M | [23 empty] | N
57229 | MM Albany Energy LLC | 55155 | MM Albany Energy | NY | Albany | UNT1 | Landfill Gas | IC |  | S | X | X |  |  | 0.9 | 0.98 | 0.9 | 0.9 | 0.7 | N |  |  | OP | X | 3 | 1998 |  |  | N | IPP Non-CHP | 2 | B: X; PC: LFG |  |  |  | N |  |  | 1H | [23 empty] | N
57229 | MM Albany Energy LLC | 55155 | MM Albany Energy | NY | Albany | UNT2 | Landfill Gas | IC |  | S | X | X |  |  | 0.9 | 0.98 | 0.9 | 0.9 | 0.7 | N |  |  | OP | X | 3 | 1998 |  |  | N | IPP Non-CHP | 2 | B: X; PC: LFG |  |  |  | N |  |  | 1H | [23 empty] | N
57229 | MM Albany Energy LLC | 55155 | MM Albany Energy | NY | Albany | UNT3 | Landfill Gas | IC |  | S | X | X |  |  | 0.9 | 0.98 | 0.9 | 0.9 | 0.7 | N |  |  | OP | X | 11 | 2008 |  |  | N | IPP Non-CHP | 2 | B: X; PC: LFG | [6 empty] | 1H | [23 empty] | N
58154 | Hudson Valley Community College | 58186 | HVCC Cogen Plant | NY | Rensselaer | CG01 | Natural Gas Internal Combustion Engine | IC |  | S | X | X |  |  | 0.9 | 0.8 | 0.8 | 0.9 | 0.7 | N |  |  | OP | X | 4 | 2004 |  |  | Y | Commercial CHP | 5 | [11 empty] | N | N |  | 10M | [23 empty] | N | N | N | bar: B to PC
58154 | Hudson Valley Community College | 58186 | HVCC Cogen Plant | NY | Rensselaer | CG02 | Natural Gas Internal Combustion Engine | IC |  | S | X | X |  |  | 0.9 | 0.8 | 0.8 | 0.9 | 0.7 | N |  |  | OP | X | 4 | 2004 |  |  | Y | Commercial CHP | 5 | [11 empty] | N | N |  | 10M | [23 empty] | N | N | N | bar: B to PC
61053 | Mount Sinai Hospital | 61416 | Mount Sinai Hospital | NY | New York | GP7 | Petroleum Liquids | IC |  | S | X | X |  |  | 0.9 | 0.8 | 0.9 | 0.9 | 0.3 | N |  |  | SB | N | 6 | 1988 |  |  | N | Commercial Non-CHP | 4 | B: X; PC: DFO | [6 empty] | 10M | [23 empty] | N
61053 | Mount Sinai Hospital | 61416 | Mount Sinai Hospital | NY | New York | GP8 | Petroleum Liquids | IC |  | S | X | X |  |  | 0.9 | 0.8 | 0.9 | 0.9 | 0.3 | N |  |  | SB | N | 6 | 1998 |  |  | N | Commercial Non-CHP | 4 | B: X; PC: DFO | [6 empty] | 10M | [23 empty] | N
61053 | Mount Sinai Hospital | 61416 | Mount Sinai Hospital | NY | New York | GP9 | Petroleum Liquids | IC |  | S | X | X |  |  | 0.9 | 0.8 | 0.9 | 0.9 | 0.3 | N |  |  | SB | N | 5 | 2011 |  |  | N | Commercial Non-CHP | 4 | B: X; PC: DFO | [6 empty] | 10M | [23 empty] | N
61165 | Mount Sinai Beth Israel | 61569 | Mount Sinai Beth Israel | NY | New York | EGEN9 | Petroleum Liquids | IC |  | S | X | X |  |  | 0.9 | 0.8 | 0.9 | 0.9 | 0.3 | N |  |  | SB | N | 1 | 1988 |  |  | N | Commercial Non-CHP | 4 | B: X; PC: DFO | [6 empty] | 10M | [23 empty] | N
61690 | Maimonides Medical Center | 62174 | Maimonides Medical Center | NY | Kings | CM900 | Petroleum Liquids | IC |  | S | X | X |  |  | 0.9 | 0.8 | 0.9 | 0.9 | 0.1 | N |  |  | SB | N | 1 | 2006 |  |  | N | Commercial Non-CHP | 4 | B: X; PC: DFO | [6 empty] | 10M | [23 empty] | N
61690 | Maimonides Medical Center | 62174 | Maimonides Medical Center | NY | Kings | CN900 | Petroleum Liquids | IC |  | S | X | X |  |  | 0.9 | 0.8 | 0.9 | 0.9 | 0.1 | N |  |  | SB | N | 1 | 2006 |  |  | N | Commercial Non-CHP | 4 | B: X; PC: DFO | [6 empty] | 10M | [23 empty] | N
61774 | NYC-HH-New Bellevue Hospital | 62250 | NYC-HH-New Bellevue Hospital | NY | New York | CUM6Z | Petroleum Liquids | IC |  | S | X | X |  |  | 0.9 | 0.8 | 0.9 | 0.9 | 0.1 | N |  |  | SB | N | 1 | 2011 |  |  | N | Commercial Non-CHP | 4 | B: X; PC: DFO | [6 empty] | 10M | [23 empty] | N
61800 | NYPH-Queens | 62271 | NYPH-Queens | NY | Queens | PB809 | Petroleum Liquids | IC |  | S | X | X |  |  | 0.9 | 0.8 | 0.9 | 0.9 | 0.1 | N |  |  | SB | N | 1 | 2010 |  |  | N | Commercial Non-CHP | 4 | B: X; PC: DFO | [6 empty] | 10M | [23 empty] | N
61800 | NYPH-Queens | 62271 | NYPH-Queens | NY | Queens | PB909 | Petroleum Liquids | IC |  | S | X | X |  |  | 0.9 | 0.8 | 0.9 | 0.9 | 0.1 | N |  |  | SB | N | 1 | 2010 |  |  | N | Commercial Non-CHP | 4 | B: X; PC: DFO | [6 empty] | 10M | [23 empty] | N
61800 | NYPH-Queens | 62271 | NYPH-Queens | NY | Queens | PR601 | Petroleum Liquids | IC |  | S | X | X |  |  | 0.9 | 0.8 | 0.9 | 0.9 | 0.1 | N |  |  | SB | N | 1 | 2000 |  |  | N | Commercial Non-CHP | 4 | B: X; PC: DFO | [6 empty] | 10M | [23 empty] | N
61800 | NYPH-Queens | 62271 | NYPH-Queens | NY | Queens | PR602 | Petroleum Liquids | IC |  | S | X | X |  |  | 0.9 | 0.8 | 0.9 | 0.9 | 0.1 | N |  |  | SB | N | 1 | 2010 |  |  | N | Commercial Non-CHP | 4 | B: X; PC: DFO | [6 empty] | 10M | [23 empty] | N
61800 | NYPH-Queens | 62271 | NYPH-Queens | NY | Queens | PR816 | Petroleum Liquids | IC |  | S | X | X |  |  | 0.9 | 0.8 | 0.9 | 0.9 | 0.1 | N |  |  | SB | N | 1 | 2000 |  |  | N | Commercial Non-CHP | 4 | B: X; PC: DFO | [6 empty] | 10M | [23 empty] | N
61936 | Albert Einstein College of Medicine | 62398 | Albert Einstein College of Medicine | NY | Bronx | CP925 | Petroleum Liquids | IC |  | S | X | X |  |  | 0.9 | 0.8 | 0.9 | 0.9 | 0.3 | N |  |  | SB | N | 1 | 2002 |  |  | N | Commercial Non-CHP | 4 | B: X; PC: DFO | [6 empty] | 10M | [23 empty] | N
63353 | Jacobi Medical Center | 63646 | Jacobi Medical Center | NY | Bronx | CU2 | Petroleum Liquids | IC |  | S | X | X |  |  | 0.9 | 0.8 | 0.9 | 0.9 | 0.1 | N |  |  | SB | N | 1 | 2005 |  |  | N | Commercial Non-CHP | 4 | B: X; PC: DFO | [6 empty] | 10M | [23 empty] | N
63353 | Jacobi Medical Center | 63646 | Jacobi Medical Center | NY | Bronx | CU3 | Petroleum Liquids | IC |  | S | X | X |  |  | 0.9 | 0.8 | 0.9 | 0.9 | 0.1 | N |  |  | SB | N | 1 | 2005 |  |  | N | Commercial Non-CHP | 4 | B: X; PC: DFO | [6 empty] | 10M | [23 empty] | N
21508 | Cornell University | 50368 | Cornell University Central Heat | NY | Tompkins | EDG1 | Petroleum Liquids | IC |  | S | X | X |  |  | 1 | 0.8 | 0.9 | 1 | 0.3 | N |  |  | SB | Y | 12 | 2009 |  |  | N | Commercial CHP | 5 | B: X; PC: DFO |  |  |  | N | N |  | 10M | [23 empty] | N | N | N
21508 | Cornell University | 50368 | Cornell University Central Heat | NY | Tompkins | EDG2 | Petroleum Liquids | IC |  | S | X | X |  |  | 1 | 0.8 | 0.9 | 1 | 0.3 | N |  |  | SB | Y | 12 | 2009 |  |  | N | Commercial CHP | 5 | B: X; PC: DFO |  |  |  |  | N |  | 10M | [23 empty] | N | N | N
13484 | New York Methodist Hospital | 52091 | New York Methodist Hospital | NY | Kings | 02-8P | Petroleum Liquids | IC |  | S | X | X |  |  | 1 | 1 | 1 | 1 | 0.1 | N |  |  | OP | X | 1 | 2006 |  |  | N | IPP Non-CHP | 2 | B: X; PC: DFO |  |  |  | N | N |  | 10M | [23 empty] | N
13484 | New York Methodist Hospital | 52091 | New York Methodist Hospital | NY | Kings | 03-8L | Petroleum Liquids | IC |  | S | X | X |  |  | 1 | 1 | 1 | 1 | 0.1 | N |  |  | OP | X | 1 | 2008 |  |  | N | IPP Non-CHP | 2 | B: X; PC: DFO |  |  |  | N | N |  | 10M | [23 empty] | N
58133 | Mercy Medical Center | 58163 | Mercy Medical Center | NY | Nassau | 1N | Petroleum Liquids | IC |  | S | X | X |  |  | 1 | 0.8 | 0.8 | 0.8 | 0.2 | N |  |  | SB | N | 9 | 2020 |  |  | N | Commercial Non-CHP | 4 | B: X; PC: DFO |  |  |  | N | N |  | 10M | [23 empty] | N
58133 | Mercy Medical Center | 58163 | Mercy Medical Center | NY | Nassau | 2N | Petroleum Liquids | IC |  | S | X | X |  |  | 1 | 0.8 | 0.8 | 0.8 | 0.2 | N |  |  | SB | N | 10 | 2020 |  |  | N | Commercial Non-CHP | 4 | B: X; PC: DFO |  |  |  | N | N |  | 10M | [23 empty] | N
58133 | Mercy Medical Center | 58163 | Mercy Medical Center | NY | Nassau | 3N | Petroleum Liquids | IC |  | S | X | X |  |  | 1 | 0.8 | 0.8 | 0.8 | 0.2 | N |  |  | SB | N | 12 | 2020 |  |  | N | Commercial Non-CHP | 4 | B: X; PC: DFO |  |  |  | N | N |  | 10M | [23 empty] | N
58487 | Montefiore Medical Center Moses Division | 58507 | Montefieor Medical Center Moses Division | NY | Bronx | EMG01 | Petroleum Liquids | IC |  | S | X | X |  |  | 1 | 0.8 | 1 | 1 | 0.1 | N |  |  | SB | N | 1 | 2007 |  |  | N | Commercial CHP | 5 | B: X; PC: DFO | [6 empty] | 10M | [23 empty] | N
60675 | Montefiore-Westchester Square | 61025 | Montefiore - Westchester Square | NY | Bronx | EGEN1 | Petroleum Liquids | IC |  | S | X | X |  |  | 1 | 0.8 | 1 | 1 | 0.1 | N |  |  | SB | N | 7 | 1983 |  |  | N | Commercial Non-CHP | 4 | B: X; PC: DFO |  |  |  |  | N |  | 1H | [23 empty] | N
61013 | Northern Westchester Hospital | 61378 | Northern Westchester Hospital | NY | Westchester | 1 | Petroleum Liquids | IC |  | S | X | X |  |  | 1 | 0.8 | 1 | 1 | 0.3 | N |  |  | SB | N | 12 | 2017 |  |  | N | Commercial Non-CHP | 4 | B: X; PC: DFO |  |  |  | N | N |  | 10M | [23 empty] | N | N
61013 | Northern Westchester Hospital | 61378 | Northern Westchester Hospital | NY | Westchester | 2 | Petroleum Liquids | IC |  | S | X | X |  |  | 1 | 0.8 | 1 | 1 | 0.3 | N |  |  | SB | N | 12 | 2017 |  |  | N | Commercial Non-CHP | 4 | B: X; PC: DFO |  |  |  | N | N |  | 10M | [23 empty] | N | N
61013 | Northern Westchester Hospital | 61378 | Northern Westchester Hospital | NY | Westchester | 3 | Petroleum Liquids | IC |  | S | X | X |  |  | 1 | 0.8 | 1 | 1 | 0.3 | N |  |  | SB | N | 12 | 2017 |  |  | N | Commercial Non-CHP | 4 | B: X; PC: DFO |  |  |  | N | N |  | 10M | [23 empty] | N | N
61013 | Northern Westchester Hospital | 61378 | Northern Westchester Hospital | NY | Westchester | P | Natural Gas Internal Combustion Engine | IC |  | S | X | X |  |  | 1 | 0.8 | 1 | 1 | 0.3 | N |  |  | SB | N | 6 | 1971 |  |  | N | Commercial Non-CHP | 4 | [14 empty] | 10M | [23 empty] | N | N | N | bar: B to PC
61053 | Mount Sinai Hospital | 61416 | Mount Sinai Hospital | NY | New York | AP1 | Petroleum Liquids | IC |  | S | X | X |  |  | 1 | 0.8 | 1 | 1 | 0.3 | N |  |  | SB | N | 6 | 1970 |  |  | N | Commercial Non-CHP | 4 | B: X; PC: DFO | [6 empty] | 10M | [23 empty] | N
61053 | Mount Sinai Hospital | 61416 | Mount Sinai Hospital | NY | New York | AP2 | Petroleum Liquids | IC |  | S | X | X |  |  | 1 | 0.8 | 1 | 1 | 0.3 | N |  |  | SB | N | 6 | 1970 |  |  | N | Commercial Non-CHP | 4 | B: X; PC: DFO | [6 empty] | 10M | [23 empty] | N
61053 | Mount Sinai Hospital | 61416 | Mount Sinai Hospital | NY | New York | AP3 | Petroleum Liquids | IC |  | S | X | X |  |  | 1 | 0.8 | 1 | 1 | 0.3 | N |  |  | SB | N | 6 | 1970 |  |  | N | Commercial Non-CHP | 4 | B: X; PC: DFO | [6 empty] | 10M | [23 empty] | N
61053 | Mount Sinai Hospital | 61416 | Mount Sinai Hospital | NY | New York | AP4 | Petroleum Liquids | IC |  | S | X | X |  |  | 1 | 0.8 | 1 | 1 | 0.3 | N |  |  | SB | N | 6 | 1970 |  |  | N | Commercial Non-CHP | 4 | B: X; PC: DFO | [6 empty] | 10M | [23 empty] | N
61094 | NYU LANGONE HEALTH | 61488 | NYU LANGONE HEALTH | NY | New York | HCC1 | Petroleum Liquids | IC |  | S | X | X |  |  | 1 | 0.9 | 1 | 1 | 0.3 | N |  |  | SB | N | 1 | 2006 |  |  | N | Commercial CHP | 5 | B: X; PC: DFO | [6 empty] | 10M | [23 empty] | N
61152 | Good Samaritan Hospital | 61551 | Good Samaritan Hospital | NY | Rockland | EGEN1 | Petroleum Liquids | IC |  | S | X | X |  |  | 1 | 0.8 | 1 | 1 | 0.3 | N |  |  | SB | N | 1 | 1980 |  |  | N | Commercial Non-CHP | 4 | B: X; PC: DFO |  |  |  | N |  |  | 10M | [23 empty] | N
61162 | Woodhull Hospital | 61567 | Woodhull Hospital | NY | Kings | EGEN5 | Petroleum Liquids | IC |  | S | X | X |  |  | 1 | 0.8 | 1 | 1 | 0.3 | N |  |  | SB | N | 1 | 2001 |  |  | N | Commercial Non-CHP | 4 | B: X; PC: DFO | [6 empty] | 1H | [23 empty] | N
61164 | The Allen Hospital | 61568 | The Allen Hospital | NY | New York | EGEN1 | Petroleum Liquids | IC |  | S | X | X |  |  | 1 | 1 | 1 | 1 | 0.3 | N |  |  | SB | N | 1 | 2009 |  |  | N | Commercial Non-CHP | 4 | B: X; PC: DFO | [6 empty] | 10M | [23 empty] | N
61618 | Kingsbrook Jewish Medical Center | 62050 | Kingsbrook Jewish Medical Center | NY | Kings | VHP59 | Petroleum Liquids | IC |  | S | X | X |  |  | 1 | 0.8 | 1 | 1 | 0 | N |  |  | SB | N | 2 | 2002 |  |  | N | Commercial Non-CHP | 4 | B: X; PC: DFO | [6 empty] | 10M | [23 empty] | N
61936 | Albert Einstein College of Medicine | 62398 | Albert Einstein College of Medicine | NY | Bronx | CP035 | Petroleum Liquids | IC |  | S | X | X |  |  | 1 | 0.8 | 1 | 1 | 0.3 | N |  |  | SB | N | 1 | 2002 |  |  | N | Commercial Non-CHP | 4 | B: X; PC: DFO | [6 empty] | 10M | [23 empty] | N
61948 | Regeneron Pharmaceuticals Inc. | 62423 | Regeneron Pharmaceuticals Inc. | NY | Westchester | 735G2 | Petroleum Liquids | IC |  | S | X | X |  |  | 1 | 0.8 | 1 | 1 | 0.1 | N |  |  | SB | N | 8 | 2009 |  |  | N | Commercial Non-CHP | 4 | B: X; PC: DFO; NG: NG | [6 empty] | 10M | [23 empty] | N |  | N
61948 | Regeneron Pharmaceuticals Inc. | 62423 | Regeneron Pharmaceuticals Inc. | NY | Westchester | 777G1 | Petroleum Liquids | IC |  | S | X | X |  |  | 1 | 0.8 | 1 | 1 | 0.3 | N |  |  | SB | N | 2 | 2013 |  |  | N | Commercial Non-CHP | 4 | B: X; PC: DFO; NG: NG | [6 empty] | 10M | [23 empty] | N |  | N
61948 | Regeneron Pharmaceuticals Inc. | 62423 | Regeneron Pharmaceuticals Inc. | NY | Westchester | 785G1 | Petroleum Liquids | IC |  | S | X | X |  |  | 1 | 0.8 | 1 | 1 | 0.2 | N |  |  | SB | N | 4 | 2015 |  |  | N | Commercial Non-CHP | 4 | B: X; PC: DFO; NG: NG | [6 empty] | 10M | [23 empty] | N |  | N
61956 | Mount Sinai South Nassau Hospital | 62447 | Mount Sinai South Nassau Hospital | NY | Nassau | 3 | Petroleum Liquids | IC |  | S | X | X |  |  | 1 | 0.8 | 1 | 1 | 0 | N |  |  | SB | N | 1 | 2005 | 1 | 2023 | N | Commercial Non-CHP | 4 | B: X; PC: DFO |  |  |  | N | N |  | 10M | [23 empty] | N
61965 | St. Johns Episcopal Hospital | 62450 | St. Johns Episcopal Hospital | NY | Queens | F1040 | Petroleum Liquids | IC |  | S | X | X |  |  | 1 | 0.8 | 1 | 1 | 0.2 | N |  |  | SB | N | 1 | 1995 |  |  | N | Commercial Non-CHP | 4 | B: X; PC: DFO |  |  |  | N |  |  | 10M | [23 empty] | N
57128 | Bloom Energy | 62572 | ATT Jericho | NY | Suffolk | ATT49 | Other Natural Gas | FC |  | W | X | X |  |  | 1 |  | 1 | 1 | 0 | N |  |  | OP | X | 3 | 2017 |  |  | N | IPP Non-CHP | 2 | [14 empty] | 12H | bar: B to PC
63353 | Jacobi Medical Center | 63646 | Jacobi Medical Center | NY | Bronx | CATA | Petroleum Liquids | IC |  | S | X | X |  |  | 1 | 0.8 | 1 | 1 | 0.1 | N |  |  | SB | N | 1 | 2010 |  |  | N | Commercial Non-CHP | 4 | B: X; PC: DFO | [6 empty] | 10M | [23 empty] | N
63353 | Jacobi Medical Center | 63646 | Jacobi Medical Center | NY | Bronx | CATB | Petroleum Liquids | IC |  | S | X | X |  |  | 1 | 0.8 | 1 | 1 | 0.1 | N |  |  | SB | N | 1 | 2010 |  |  | N | Commercial Non-CHP | 4 | B: X; PC: DFO | [6 empty] | 10M | [23 empty] | N
63353 | Jacobi Medical Center | 63646 | Jacobi Medical Center | NY | Bronx | DET | Petroleum Liquids | IC |  | S | X | X |  |  | 1 | 0.8 | 1 | 1 | 0.1 | N |  |  | SB | N | 1 | 2012 |  |  | N | Commercial Non-CHP | 4 | B: X; PC: DFO | [6 empty] | 10M | [23 empty] | N
62150 | 2016 ESA Project Company, LLC | 63649 | NHH004 Winthrop Fuel Cell | NY | Kings | NHH04 | Other Natural Gas | FC |  | S | X | X |  |  | 1 | 0.99 | 1 | 1 | 1 | N |  |  | OP | X | 9 | 2018 |  |  | N | IPP Non-CHP | 2 | [11 empty] | N | N |  | 12H | [23 empty] | N | bar: B to PC
63382 | Harlem Hospital Center | 63671 | Harlem Hospital Center | NY | New York | CAT1 | Petroleum Liquids | IC |  | S | X | X |  |  | 1 | 0.8 | 1 | 1 | 0.1 | N |  |  | SB | N | 1 | 2008 |  |  | N | Commercial Non-CHP | 4 | B: X; PC: DFO |  |  |  |  | N |  | 10M | [23 empty] | N
63382 | Harlem Hospital Center | 63671 | Harlem Hospital Center | NY | New York | CAT2 | Petroleum Liquids | IC |  | S | X | X |  |  | 1 | 0.8 | 1 | 1 | 0.1 | N |  |  | SB | N | 1 | 2008 |  |  | N | Commercial Non-CHP | 4 | B: X; PC: DFO |  |  |  |  | N |  | 10M | [23 empty] | N
63382 | Harlem Hospital Center | 63671 | Harlem Hospital Center | NY | New York | CAT3 | Petroleum Liquids | IC |  | S | X | X |  |  | 1 | 0.8 | 1 | 1 | 0.1 | N |  |  | SB | N | 1 | 2008 |  |  | N | Commercial Non-CHP | 4 | B: X; PC: DFO |  |  |  |  | N |  | 10M | [23 empty] | N
63382 | Harlem Hospital Center | 63671 | Harlem Hospital Center | NY | New York | CAT4 | Petroleum Liquids | IC |  | S | X | X |  |  | 1 | 0.8 | 1 | 1 | 0.1 | N |  |  | SB | N | 1 | 2008 |  |  | N | Commercial Non-CHP | 4 | B: X; PC: DFO |  |  |  |  | N |  | 10M | [23 empty] | N
63873 | Lincoln Medical and Mental Health Center | 64291 | Lincoln Medical and Mental Health Center | NY | Bronx | A2 | Petroleum Liquids | IC |  | S | X | X |  |  | 1 | 0.8 | 1 | 1 | 1 | N |  |  | OP | X | 1 | 1970 |  |  | N | Commercial Non-CHP | 4 | B: X; PC: DFO |  |  |  |  | N |  | 10M | [23 empty] | N
63873 | Lincoln Medical and Mental Health Center | 64291 | Lincoln Medical and Mental Health Center | NY | Bronx | A3 | Petroleum Liquids | IC |  | S | X | X |  |  | 1 | 0.8 | 1 | 1 | 1 | N |  |  | OP | X | 1 | 1970 |  |  | N | Commercial Non-CHP | 4 | B: X; PC: DFO |  |  |  |  | N |  | 10M | [23 empty] | N
13487 | New York Zoological Society | 50427 | Bronx Zoo | NY | Bronx | GEN3 | Natural Gas Internal Combustion Engine | IC |  | S | X | X |  |  | 1.1 | 0.8 | 1.1 | 1.1 | 0.8 | N |  |  | OP | X | 1 | 1991 |  |  | Y | Commercial CHP | 5 | [11 empty] | N | N |  | 10M | [23 empty] | N | bar: B to PC
14182 | Sterling Power Partners LP | 50744 | Sterling Power Plant | NY | Oneida | GEN3 | Petroleum Liquids | IC |  | S | X | X | 23777 | 23777 | 1.1 | 0.9 | 1.1 | 1.1 | 0.2 | N |  |  | OP | X | 6 | 1991 |  |  | N | IPP Non-CHP | 2 | B: X; PC: DFO; NG: DFO |  |  |  | N | N |  | 10M | [23 empty] | N | N | N
16839 | Seneca Power Partners LP | 54593 | Batavia Power Plant | NY | Genesee | GEN3 | Petroleum Liquids | IC |  | S | X | X | 24024 | 24024 | 1.1 | 0.8 | 1 | 1 | 0.5 | N |  |  | SB | Y | 9 | 1992 |  |  | N | IPP Non-CHP | 2 | B: X; PC: DFO |  |  |  | N | N |  | 1H | [23 empty] | N | N | N
60545 | City of Auburn, New York | 57636 | Auburn LFG Energy Facility | NY | Cayuga | 1 | Landfill Gas | IC |  | S | X | X |  |  | 1.1 | 1 | 1.1 | 1.1 | 0.5 |  |  |  | OS | X | 1 | 2010 |  |  | N | IPP Non-CHP | 2 | B: X; PC: LFG; NG: NG |  |  |  | N | N |  | OVER | [23 empty] | Y | Y | N
60545 | City of Auburn, New York | 57636 | Auburn LFG Energy Facility | NY | Cayuga | 3 | Landfill Gas | IC |  | S | X | X |  |  | 1.1 | 1 | 1.1 | 1.1 | 0.5 |  |  |  | OS | X | 1 | 2010 |  |  | N | IPP Non-CHP | 2 | B: X; PC: LFG; NG: NG |  |  |  | N | N |  | OVER | [23 empty] | Y | Y | N
62777 | Burrstone Energy Center | 62920 | Burrstone Energy Center | NY | Oneida | CG-1 | Natural Gas Internal Combustion Engine | IC |  | S | X | X |  |  | 1.1 | 0.8 | 1.1 | 1.1 | 0.7 | N |  |  | OP | X | 8 | 2009 |  |  | Y | IPP CHP | 3 | [11 empty] | N |  |  | 10M | [23 empty] | N | bar: B to PC
62777 | Burrstone Energy Center | 62920 | Burrstone Energy Center | NY | Oneida | CG-2 | Natural Gas Internal Combustion Engine | IC |  | S | X | X |  |  | 1.1 | 0.8 | 1.1 | 1.1 | 0.7 | N |  |  | OP | X | 8 | 2009 |  |  | Y | IPP CHP | 3 | [11 empty] | N |  |  | 10M | [23 empty] | N | bar: B to PC
62777 | Burrstone Energy Center | 62920 | Burrstone Energy Center | NY | Oneida | CG-3 | Natural Gas Internal Combustion Engine | IC |  | S | X | X |  |  | 1.1 | 0.8 | 1.1 | 1.1 | 0.7 | N |  |  | OP | X | 8 | 2009 |  |  | Y | IPP CHP | 3 | [11 empty] | N |  |  | 10M | [23 empty] | N | bar: B to PC
62150 | 2016 ESA Project Company, LLC | 63648 | NHH003 Clarkson Fuel Cell | NY | Kings | NHH03 | Other Natural Gas | FC |  | S | X | X |  |  | 1.1 | 0.99 | 1.1 | 1.1 | 1.1 | N |  |  | OP | X | 9 | 2018 |  |  | N | IPP Non-CHP | 2 | [11 empty] | N | N |  | 12H | [23 empty] | N | bar: B to PC
7630 | Village of Greenport - (NY) | 2681 | Greenport | NY | Suffolk | 4 | Petroleum Liquids | IC |  | S | X | X |  |  | 1.2 | 0.8 | 1.2 | 1.2 | 0.3 | N |  |  | OP | X | 6 | 1957 |  |  | N | Electric Utility | 1 | B: X; PC: DFO |  |  |  | N | N |  | 1H | [20 empty] | N |  |  | N | N | N
61049 | NYC-HH Coney Island Hospital | 61413 | NYC-HH - CONEY ISLAND HOSPITAL | NY | Kings | GEN1 | Petroleum Liquids | IC |  | S | X | X |  |  | 1.2 | 0.8 | 1.2 | 1.2 | 0.1 | N |  |  | SB | N | 7 | 1993 |  |  | N | Commercial Non-CHP | 4 | B: X; PC: DFO | [6 empty] | 10M | [23 empty] | N
61578 | The Bank of New York | 62001 | The Bank of New York | NY | Kings | 6087K | Petroleum Liquids | IC |  | S | X | X |  |  | 1.2 | 0.8 | 1.2 | 1.2 | 0.1 | N |  |  | SB | N | 1 | 1983 |  |  | N | Commercial Non-CHP | 4 | B: X; PC: DFO | [6 empty] | 10M | [23 empty] | N
61578 | The Bank of New York | 62001 | The Bank of New York | NY | Kings | 6187H | Petroleum Liquids | IC |  | S | X | X |  |  | 1.2 | 0.8 | 1.2 | 1.2 | 0.1 | N |  |  | SB | N | 1 | 1983 |  |  | N | Commercial Non-CHP | 4 | B: X; PC: DFO | [6 empty] | 10M | [23 empty] | N
61578 | The Bank of New York | 62001 | The Bank of New York | NY | Kings | 6287P | Petroleum Liquids | IC |  | S | X | X |  |  | 1.2 | 0.8 | 1.2 | 1.2 | 0.1 | N |  |  | SB | N | 1 | 1983 |  |  | N | Commercial Non-CHP | 4 | B: X; PC: DFO | [6 empty] | 10M | [23 empty] | N
61578 | The Bank of New York | 62001 | The Bank of New York | NY | Kings | 8587X | Petroleum Liquids | IC |  | S | X | X |  |  | 1.2 | 0.8 | 1.2 | 1.2 | 0.1 | N |  |  | SB | N | 1 | 1983 |  |  | N | Commercial Non-CHP | 4 | B: X; PC: DFO | [6 empty] | 10M | [23 empty] | N
61578 | The Bank of New York | 62001 | The Bank of New York | NY | Kings | 8687N | Petroleum Liquids | IC |  | S | X | X |  |  | 1.2 | 0.8 | 1.2 | 1.2 | 0.1 | N |  |  | SB | N | 1 | 1983 |  |  | N | Commercial Non-CHP | 4 | B: X; PC: DFO | [6 empty] | 10M | [23 empty] | N
61578 | The Bank of New York | 62001 | The Bank of New York | NY | Kings | 8887H | Petroleum Liquids | IC |  | S | X | X |  |  | 1.2 | 0.8 | 1.2 | 1.2 | 0.1 | N |  |  | SB | N | 1 | 1983 |  |  | N | Commercial Non-CHP | 4 | B: X; PC: DFO | [6 empty] | 10M | [23 empty] | N
57128 | Bloom Energy | 62576 | MER Queens | NY | Queens | MER01 | Other Natural Gas | FC |  | W | X | X |  |  | 1.2 |  | 1.2 | 1.2 | 0 | N |  |  | OP | X | 3 | 2017 |  |  | N | IPP Non-CHP | 2 | [14 empty] | 12H | bar: B to PC
63353 | Jacobi Medical Center | 63646 | Jacobi Medical Center | NY | Bronx | CATC | Petroleum Liquids | IC |  | S | X | X |  |  | 1.2 | 0.8 | 1.2 | 1.2 | 0.1 | N |  |  | SB | N | 1 | 1998 |  |  | N | Commercial Non-CHP | 4 | B: X; PC: DFO | [6 empty] | 10M | [23 empty] | N
63353 | Jacobi Medical Center | 63646 | Jacobi Medical Center | NY | Bronx | CATD | Petroleum Liquids | IC |  | S | X | X |  |  | 1.2 | 0.8 | 1.2 | 1.2 | 0.1 | N |  |  | SB | N | 1 | 1998 |  |  | N | Commercial Non-CHP | 4 | B: X; PC: DFO | [6 empty] | 10M | [23 empty] | N
63353 | Jacobi Medical Center | 63646 | Jacobi Medical Center | NY | Bronx | CU1 | Petroleum Liquids | IC |  | S | X | X |  |  | 1.2 | 0.8 | 1.2 | 1.2 | 0.1 | N |  |  | SB | N | 1 | 2005 |  |  | N | Commercial Non-CHP | 4 | B: X; PC: DFO | [6 empty] | 10M | [23 empty] | N
63650 | Interfaith Medical Center | 64004 | Interfaith Medical Center | NY | Kings | EGB17 | Petroleum Liquids | IC |  | S | X | X |  |  | 1.2 | 0.8 | 1.2 | 1.2 | 0.1 | N |  |  | SB | N | 8 | 2012 |  |  | N | Commercial Non-CHP | 4 | B: X; PC: DFO | [6 empty] | 10M | [23 empty] | N
64093 | White Plains Hospital Medical Center | 64440 | White Plains Hospital Medical Center | NY | Westchester | EGEN3 | Petroleum Liquids | IC |  | S | X | X |  |  | 1.2 | 0.8 | 1.2 | 1.2 | 0.1 | N |  |  | SB | N | 3 | 2017 |  |  | N | Commercial Non-CHP | 4 | B: X; PC: DFO | [6 empty] | 10M | [23 empty] | N
58136 | William Floyd School District | 58167 | William Floyd School District | NY | Suffolk | GEN1 | Natural Gas Internal Combustion Engine | IC |  | S | X | X |  |  | 1.3 | 1 | 1.3 | 1.3 | 0.1 | N |  |  | OP | X | 2 | 2004 |  |  | Y | Commercial CHP | 5 | [11 empty] | N | N |  | 10M | [23 empty] | N | N | N | bar: B to PC
58136 | William Floyd School District | 58167 | William Floyd School District | NY | Suffolk | GEN2 | Natural Gas Internal Combustion Engine | IC |  | S | X | X |  |  | 1.3 | 1 | 1.3 | 1.3 | 0.1 | N |  |  | OP | X | 2 | 2004 |  |  | Y | Commercial CHP | 5 | [11 empty] | N | N |  | 10M | [23 empty] | N | N | N | bar: B to PC
58136 | William Floyd School District | 58167 | William Floyd School District | NY | Suffolk | GEN3 | Petroleum Liquids | IC |  | S | X | X |  |  | 1.3 | 1 | 1.3 | 1.3 | 0.1 | N |  |  | SB | Y | 2 | 2004 |  |  | N | Commercial CHP | 5 | B: X; PC: DFO |  |  |  |  | N |  | 10M | [23 empty] | N | N | N
61049 | NYC-HH Coney Island Hospital | 61413 | NYC-HH - CONEY ISLAND HOSPITAL | NY | Kings | GEN2 | Petroleum Liquids | IC |  | S | X | X |  |  | 1.3 | 0.8 | 1.3 | 1.3 | 0.1 | N |  |  | SB | N | 3 | 2005 |  |  | N | Commercial Non-CHP | 4 | B: X; PC: DFO | [6 empty] | 10M | [23 empty] | N
61094 | NYU LANGONE HEALTH | 61488 | NYU LANGONE HEALTH | NY | New York | SKB1 | Petroleum Liquids | IC |  | S | X | X |  |  | 1.3 | 0.8 | 1.3 | 1.3 | 0.4 | N |  |  | SB | N | 10 | 1992 |  |  | N | Commercial CHP | 5 | B: X; PC: DFO | [6 empty] | 10M | [23 empty] | N
61802 | Westchester County Medical Center | 62270 | Westchester County Medical Center | NY | Westchester | CATH1 | Petroleum Liquids | IC |  | S | X | X |  |  | 1.3 | 0.8 | 1.3 | 1.3 | 0.1 | N |  |  | SB | N | 1 | 2002 |  |  | N | Commercial Non-CHP | 4 | B: X; PC: DFO | [6 empty] | 10M | [23 empty] | N
61802 | Westchester County Medical Center | 62270 | Westchester County Medical Center | NY | Westchester | CATH2 | Petroleum Liquids | IC |  | S | X | X |  |  | 1.3 | 0.8 | 1.3 | 1.3 | 0.1 | N |  |  | SB | N | 1 | 2002 |  |  | N | Commercial Non-CHP | 4 | B: X; PC: DFO | [6 empty] | 10M | [23 empty] | N
58154 | Hudson Valley Community College | 58186 | HVCC Cogen Plant | NY | Rensselaer | CG03 | Natural Gas Internal Combustion Engine | IC |  | S | X | X |  |  | 1.4 | 0.8 | 1.3 | 1.4 | 1.1 | N |  |  | OP | X | 4 | 2004 |  |  | Y | Commercial CHP | 5 | [11 empty] | N | N |  | 10M | [23 empty] | N |  | N | bar: B to PC
58154 | Hudson Valley Community College | 58186 | HVCC Cogen Plant | NY | Rensselaer | CG04 | Natural Gas Internal Combustion Engine | IC |  | S | X | X |  |  | 1.4 | 0.8 | 1.2 | 1.4 | 1.1 | N |  |  | OP | X | 4 | 2004 |  |  | N | Commercial CHP | 5 | [11 empty] | N | N |  | 10M | [23 empty] | N | N | N | bar: B to PC
58154 | Hudson Valley Community College | 58186 | HVCC Cogen Plant | NY | Rensselaer | CG06 | Natural Gas Internal Combustion Engine | IC |  | S | X | X |  |  | 1.4 | 0.8 | 1.3 | 1.4 | 1 | N |  |  | OP | X | 8 | 2005 |  |  | Y | Commercial CHP | 5 | [11 empty] | N | N |  | 10M | [23 empty] | N | N | N | bar: B to PC
60791 | Monroe County (NY) | 58201 | Monroe Community College Plant | NY | Monroe | 1 | Natural Gas Internal Combustion Engine | IC |  | S | X | X |  |  | 1.4 | 0.8 | 1.4 | 1.4 | 0.2 | N |  |  | OA | X | 8 | 2004 |  |  | Y | Commercial CHP | 5 | [11 empty] | N | N |  | 10M | [20 empty] | N |  |  | N | N | N | bar: B to PC
60791 | Monroe County (NY) | 58201 | Monroe Community College Plant | NY | Monroe | 2 | Natural Gas Internal Combustion Engine | IC |  | S | X | X |  |  | 1.4 | 0.8 | 1.4 | 1.4 | 0.2 | N |  |  | OA | X | 8 | 2004 |  |  | Y | Commercial CHP | 5 | [11 empty] | N | N |  | 10M | [20 empty] | N |  |  | N | N | N | bar: B to PC
60791 | Monroe County (NY) | 58201 | Monroe Community College Plant | NY | Monroe | 3 | Natural Gas Internal Combustion Engine | IC |  | S | X | X |  |  | 1.4 | 0.8 | 1.4 | 1.4 | 0.2 | N |  |  | OA | X | 8 | 2004 |  |  | Y | Commercial CHP | 5 | [11 empty] | N | N |  | 10M | [20 empty] | N |  |  | N | N | N | bar: B to PC
60791 | Monroe County (NY) | 58201 | Monroe Community College Plant | NY | Monroe | 4 | Natural Gas Internal Combustion Engine | IC |  | S | X | X |  |  | 1.4 | 0.8 | 1.4 | 1.4 | 0.2 | N |  |  | OA | X | 8 | 2004 |  |  | Y | Commercial CHP | 5 | [11 empty] | N | N |  | 10M | [20 empty] | N |  |  | N | N | N | bar: B to PC
58383 | CH4 Biogas LLC | 58399 | Synergy Biogas | NY | Wyoming | 1 | Other Waste Biomass | IC |  | W | X | X |  |  | 1.4 | 0.9 | 1.2 | 1.2 | 0.8 | N |  |  | OA | X | 12 | 2011 |  |  | N | Commercial Non-CHP | 4 | B: X; PC: OBG |  |  |  | N | N |  | 1H | [23 empty] | N
60676 | New York Presbyterian Hospital | 61026 | New York Presbyterian Hospital-168th St | NY | New York | MHB2 | Petroleum Liquids | IC |  | S | X | X |  |  | 1.4 | 0.8 | 1.4 | 1.4 | 0.1 | N |  |  | SB | N | 1 | 2000 |  |  | N | Commercial Non-CHP | 4 | B: X; PC: DFO |  |  |  | N |  |  | 1H | [23 empty] | N
60676 | New York Presbyterian Hospital | 61026 | New York Presbyterian Hospital-168th St | NY | New York | MHB3 | Petroleum Liquids | IC |  | S | X | X |  |  | 1.4 | 0.8 | 1.4 | 1.4 | 0.1 | N |  |  | SB | N | 1 | 2000 |  |  | N | Commercial Non-CHP | 4 | B: X; PC: DFO |  |  |  | N |  |  | 1H | [23 empty] | N
60883 | NY - PRESBYTERIAN HOSPITAL-525 E 68TH ST | 61238 | NY - Presbyt. Hospital - 525 E 68TH St | NY | New York | GRB1 | Petroleum Liquids | IC |  | S | X | X |  |  | 1.4 | 0.8 | 1.4 | 1.4 | 0.1 | N |  |  | SB | N | 4 | 1997 |  |  | N | Commercial CHP | 5 | B: X; PC: DFO | [6 empty] | 1H | [23 empty] | N
60883 | NY - PRESBYTERIAN HOSPITAL-525 E 68TH ST | 61238 | NY - Presbyt. Hospital - 525 E 68TH St | NY | New York | GRB2 | Petroleum Liquids | IC |  | S | X | X |  |  | 1.4 | 0.8 | 1.4 | 1.4 | 0.1 | N |  |  | SB | N | 4 | 1997 |  |  | N | Commercial CHP | 5 | B: X; PC: DFO | [6 empty] | 1H | [23 empty] | N
60883 | NY - PRESBYTERIAN HOSPITAL-525 E 68TH ST | 61238 | NY - Presbyt. Hospital - 525 E 68TH St | NY | New York | GRB3 | Petroleum Liquids | IC |  | S | X | X |  |  | 1.4 | 0.8 | 1.4 | 1.4 | 0.1 | N |  |  | SB | N | 4 | 1997 |  |  | N | Commercial CHP | 5 | B: X; PC: DFO | [6 empty] | 1H | [23 empty] | N
61094 | NYU LANGONE HEALTH | 61488 | NYU LANGONE HEALTH | NY | New York | SMB1 | Petroleum Liquids | IC |  | S | X | X |  |  | 1.4 | 0.8 | 1.4 | 1.4 | 0.4 | N |  |  | SB | N | 9 | 2006 |  |  | N | Commercial CHP | 5 | B: X; PC: DFO | [6 empty] | 10M | [23 empty] | N
61094 | NYU LANGONE HEALTH | 61488 | NYU LANGONE HEALTH | NY | New York | SMB2 | Petroleum Liquids | IC |  | S | X | X |  |  | 1.4 | 0.8 | 1.4 | 1.4 | 0.4 | N |  |  | SB | N | 9 | 2006 |  |  | N | Commercial CHP | 5 | B: X; PC: DFO | [6 empty] | 10M | [23 empty] | N
60791 | Monroe County (NY) | 62424 | Iola Powerhouse & Cogeneration Facility | NY | Monroe | 1 | Natural Gas Internal Combustion Engine | IC |  | S | X | X |  |  | 1.4 | 0.8 | 1.4 | 1.4 | 0.2 | N |  |  | OP | X | 6 | 2004 | 8 | 2022 | Y | Commercial CHP | 5 | [11 empty] | N | N |  | 10M | [20 empty] | N |  |  | N | bar: B to PC
60791 | Monroe County (NY) | 62424 | Iola Powerhouse & Cogeneration Facility | NY | Monroe | 2 | Natural Gas Internal Combustion Engine | IC |  | S | X | X |  |  | 1.4 | 0.8 | 1.4 | 1.4 | 0.2 | N |  |  | OP | X | 6 | 2004 | 8 | 2022 | Y | Commercial CHP | 5 | [11 empty] | N | N |  | 10M | [20 empty] | N |  |  | N | bar: B to PC
60791 | Monroe County (NY) | 62424 | Iola Powerhouse & Cogeneration Facility | NY | Monroe | 3 | Natural Gas Internal Combustion Engine | IC |  | S | X | X |  |  | 1.4 | 0.8 | 1.4 | 1.4 | 0.2 | N |  |  | OP | X | 6 | 2004 | 8 | 2022 | Y | Commercial CHP | 5 | [11 empty] | N | N |  | 10M | [20 empty] | N |  |  | N | bar: B to PC
60641 | Veolia NA - Municipal & Commercial Business | 10521 | Lederle Laboratories | NY | Rockland | 3A | Natural Gas Fired Combined Cycle | CA | CC1 | S | Y | X |  |  | 1.5 | 1 | 1.5 | 1.5 | 0.1 | N |  |  | OP | X | 12 | 1998 |  |  | Y | Industrial CHP | 7 | B: T; PC: NG; NG: DFO |  |  |  | N | N |  | 12H | [23 empty] | Y | N | Y
13487 | New York Zoological Society | 50427 | Bronx Zoo | NY | Bronx | GEN4 | Natural Gas Internal Combustion Engine | IC |  | S | X | X |  |  | 1.5 | 0.8 | 1.5 | 1.5 | 1 | N |  |  | OP | X | 4 | 1995 |  |  | Y | Commercial CHP | 5 | [11 empty] | N | N |  | 10M | [23 empty] | N | bar: B to PC
13484 | New York Methodist Hospital | 52091 | New York Methodist Hospital | NY | Kings | CCHEG | Petroleum Liquids | IC |  | S | X | X |  |  | 1.5 | 0.8 | 1.5 | 1.5 | 0.4 | N |  |  | SB | N | 6 | 2020 |  |  | N | IPP Non-CHP | 2 | B: X; PC: DFO |  |  |  | N |  |  | 1H | [23 empty] | N
11329 | NYU Langone Health | 54769 | NYU Luthern Medical Center | NY | Kings | GEN3 | Petroleum Liquids | IC |  | S | X | X |  |  | 1.5 | 0.8 | 1.5 | 1.5 | 0.5 | N |  |  | SB | Y | 1 | 2006 |  |  | N | Commercial CHP | 5 | B: X; PC: DFO |  |  |  | N | N |  | 10M | [23 empty] | N
11329 | NYU Langone Health | 54769 | NYU Luthern Medical Center | NY | Kings | GEN4 | Petroleum Liquids | IC |  | S | X | X |  |  | 1.5 | 0.8 | 1.5 | 1.5 | 0.5 | N |  |  | SB | Y | 1 | 2006 |  |  | N | Commercial CHP | 5 | B: X; PC: DFO |  |  |  | N | N |  | 10M | [23 empty] | N
60676 | New York Presbyterian Hospital | 61026 | New York Presbyterian Hospital-168th St | NY | New York | MHB4 | Petroleum Liquids | IC |  | S | X | X |  |  | 1.5 | 0.8 | 1.5 | 1.5 | 0.2 | N |  |  | SB | N | 1 | 2008 |  |  | N | Commercial Non-CHP | 4 | B: X; PC: DFO |  |  |  | N |  |  | 1H | [23 empty] | N
60676 | New York Presbyterian Hospital | 61026 | New York Presbyterian Hospital-168th St | NY | New York | MHB5 | Petroleum Liquids | IC |  | S | X | X |  |  | 1.5 | 0.8 | 1.5 | 1.5 | 0.2 | N |  |  | SB | N | 1 | 2008 |  |  | N | Commercial Non-CHP | 4 | B: X; PC: DFO |  |  |  | N |  |  | 1H | [23 empty] | N
60883 | NY - PRESBYTERIAN HOSPITAL-525 E 68TH ST | 61238 | NY - Presbyt. Hospital - 525 E 68TH St | NY | New York | DHK1 | Petroleum Liquids | IC |  | S | X | X |  |  | 1.5 | 0.8 | 1.5 | 1.5 | 0.1 | N |  |  | SB | N | 11 | 2017 |  |  | N | Commercial CHP | 5 | B: X; PC: DFO | [6 empty] | 10M | [23 empty] | N
60883 | NY - PRESBYTERIAN HOSPITAL-525 E 68TH ST | 61238 | NY - Presbyt. Hospital - 525 E 68TH St | NY | New York | DHK2 | Petroleum Liquids | IC |  | S | X | X |  |  | 1.5 | 0.8 | 1.5 | 1.5 | 0.1 | N |  |  | SB | N | 11 | 2017 |  |  | N | Commercial CHP | 5 | B: X; PC: DFO | [6 empty] | 10M | [23 empty] | N
60883 | NY - PRESBYTERIAN HOSPITAL-525 E 68TH ST | 61238 | NY - Presbyt. Hospital - 525 E 68TH St | NY | New York | DHK3 | Petroleum Liquids | IC |  | S | X | X |  |  | 1.5 | 0.8 | 1.5 | 1.5 | 0.1 | N |  |  | SB | N | 11 | 2017 |  |  | N | Commercial CHP | 5 | B: X; PC: DFO | [6 empty] | 10M | [23 empty] | N
60883 | NY - PRESBYTERIAN HOSPITAL-525 E 68TH ST | 61238 | NY - Presbyt. Hospital - 525 E 68TH St | NY | New York | GRB4 | Petroleum Liquids | IC |  | S | X | X |  |  | 1.5 | 0.8 | 1.5 | 1.5 | 0.1 | N |  |  | SB | N | 12 | 2008 |  |  | N | Commercial CHP | 5 | B: X; PC: DFO | [6 empty] | 1H | [23 empty] | N
61053 | Mount Sinai Hospital | 61416 | Mount Sinai Hospital | NY | New York | AP5 | Petroleum Liquids | IC |  | S | X | X |  |  | 1.5 | 0.8 | 1.5 | 1.5 | 0.4 | N |  |  | SB | N | 10 | 1997 |  |  | N | Commercial Non-CHP | 4 | B: X; PC: DFO | [6 empty] | 10M | [23 empty] | N
61053 | Mount Sinai Hospital | 61416 | Mount Sinai Hospital | NY | New York | AP6 | Petroleum Liquids | IC |  | S | X | X |  |  | 1.5 | 0.8 | 1.5 | 1.5 | 0.4 | N |  |  | SB | N | 10 | 1997 |  |  | N | Commercial Non-CHP | 4 | B: X; PC: DFO | [6 empty] | 10M | [23 empty] | N
61053 | Mount Sinai Hospital | 61416 | Mount Sinai Hospital | NY | New York | EB10 | Petroleum Liquids | IC |  | S | X | X |  |  | 1.5 | 0.8 | 1.5 | 1.5 | 0.4 | N |  |  | SB | N | 6 | 1996 |  |  | N | Commercial Non-CHP | 4 | B: X; PC: DFO | [6 empty] | 10M | [23 empty] | N
61053 | Mount Sinai Hospital | 61416 | Mount Sinai Hospital | NY | New York | EB11 | Petroleum Liquids | IC |  | S | X | X |  |  | 1.5 | 0.8 | 1.5 | 1.5 | 0.4 | N |  |  | SB | N | 6 | 1996 |  |  | N | Commercial Non-CHP | 4 | B: X; PC: DFO | [6 empty] | 10M | [23 empty] | N
61162 | Woodhull Hospital | 61567 | Woodhull Hospital | NY | Kings | EGEN1 | Petroleum Liquids | IC |  | S | X | X |  |  | 1.5 | 0.8 | 1.5 | 1.5 | 0.5 | N |  |  | SB | N | 1 | 1972 |  |  | N | Commercial Non-CHP | 4 | B: X; PC: DFO | [6 empty] | 1H | [23 empty] | N
61162 | Woodhull Hospital | 61567 | Woodhull Hospital | NY | Kings | EGEN2 | Petroleum Liquids | IC |  | S | X | X |  |  | 1.5 | 0.8 | 1.5 | 1.5 | 0.5 | N |  |  | SB | N | 1 | 1972 |  |  | N | Commercial Non-CHP | 4 | B: X; PC: DFO | [6 empty] | 1H | [23 empty] | N
61802 | Westchester County Medical Center | 62270 | Westchester County Medical Center | NY | Westchester | CAT2C | Petroleum Liquids | IC |  | S | X | X |  |  | 1.5 | 0.8 | 1.5 | 1.5 | 0.3 | N |  |  | SB | N | 9 | 2019 |  |  | N | Commercial Non-CHP | 4 | B: X; PC: DFO | [6 empty] | 10M | [23 empty] | N
61892 | NYP-Lower Manhattan Hospital | 62366 | NYP-Lower Manhattan Hospital | NY | New York | CATR4 | Petroleum Liquids | IC |  | S | X | X |  |  | 1.5 | 0.8 | 1.5 | 1.5 | 0 | N |  |  | SB | N | 1 | 1992 |  |  | N | Commercial Non-CHP | 4 | B: X; PC: DFO | [6 empty] | 10M | [23 empty] | N
61948 | Regeneron Pharmaceuticals Inc. | 62423 | Regeneron Pharmaceuticals Inc. | NY | Westchester | 735G1 | Petroleum Liquids | IC |  | S | X | X |  |  | 1.5 | 0.8 | 1.5 | 1.5 | 0.1 | N |  |  | SB | N | 8 | 2009 |  |  | N | Commercial Non-CHP | 4 | B: X; PC: DFO; NG: NG | [6 empty] | 10M | [23 empty] | N |  | N
61948 | Regeneron Pharmaceuticals Inc. | 62423 | Regeneron Pharmaceuticals Inc. | NY | Westchester | 745G1 | Petroleum Liquids | IC |  | S | X | X |  |  | 1.5 | 0.8 | 1.5 | 1.5 | 0.1 | N |  |  | SB | N | 4 | 2016 |  |  | N | Commercial Non-CHP | 4 | B: X; PC: DFO; NG: NG | [6 empty] | 10M | [23 empty] | N |  | N
61948 | Regeneron Pharmaceuticals Inc. | 62423 | Regeneron Pharmaceuticals Inc. | NY | Westchester | 745G2 | Petroleum Liquids | IC |  | S | X | X |  |  | 1.5 | 0.8 | 1.5 | 1.5 | 0.3 | N |  |  | SB | N | 4 | 2016 |  |  | N | Commercial Non-CHP | 4 | B: X; PC: DFO; NG: NG | [6 empty] | 10M | [23 empty] | N |  | N
61955 | JLL-One Rockwood Road | 62446 | JLL-One Rockwood Road | NY | Westchester | EGEN1 | Petroleum Liquids | IC |  | S | X | X |  |  | 1.5 | 0.8 | 1.5 | 1.5 | 0.3 | N |  |  | SB | N | 1 | 2003 |  |  | N | Commercial Non-CHP | 4 | B: X; PC: DFO |  |  |  | N |  |  | 10M | [23 empty] | N
61955 | JLL-One Rockwood Road | 62446 | JLL-One Rockwood Road | NY | Westchester | EGEN2 | Petroleum Liquids | IC |  | S | X | X |  |  | 1.5 | 0.8 | 1.5 | 1.5 | 0.3 | N |  |  | SB | N | 1 | 2003 |  |  | N | Commercial Non-CHP | 4 | B: X; PC: DFO |  |  |  | N |  |  | 10M | [23 empty] | N
57128 | Bloom Energy | 62456 | Regeneron Tarrytown | NY | Westchester | RGP00 | Other Natural Gas | FC |  | W | X | X |  |  | 1.5 |  | 1.5 | 1.5 | 0.1 | N |  |  | OP | X | 10 | 2018 |  |  | N | IPP Non-CHP | 2 | [14 empty] | OVER | bar: B to PC
63270 | St. Luke's Cornwall Hospital - Newburgh | 63546 | St. Luke's Cornwall Hospital | NY | Orange | GEN1 | Petroleum Liquids | IC |  | S | X | X |  |  | 1.5 | 0.8 | 1.5 | 1.5 | 0.1 | N |  |  | SB | N | 1 | 2010 |  |  | N | Commercial Non-CHP | 4 | B: X; PC: DFO | [6 empty] | 10M | [23 empty] | N
63378 | St. Mary's Hospital For Children | 63669 | St. Mary's Hospital For Children | NY | Queens | CU2 | Petroleum Liquids | IC |  | S | X | X |  |  | 1.5 | 0.8 | 1.5 | 1.5 | 0.1 | N |  |  | SB | N | 1 | 2011 |  |  | N | Commercial Non-CHP | 4 | B: X; PC: DFO |  |  |  |  | N |  | 10M | [23 empty] | N
7630 | Village of Greenport - (NY) | 2681 | Greenport | NY | Suffolk | 7 | Petroleum Liquids | IC |  | S | X | X |  |  | 1.6 | 0.8 | 1.6 | 1.6 |  | N |  |  | OS | X | 8 | 1997 |  |  | N | Electric Utility | 1 | B: X; PC: DFO |  |  |  | N | N | [25 empty] | N | N
54842 | WM Renewable Energy LLC | 50568 | High Acres Gas Recovery | NY | Monroe | GEN5 | Landfill Gas | IC |  | S | X | X | PTID 23767 | PTID 23767 | 1.6 | 0.98 | 1.6 | 1.6 | 0.8 | N |  |  | OP | X | 3 | 2008 |  |  | N | IPP Non-CHP | 2 | B: X; PC: LFG |  |  |  | N |  |  | 1H | [23 empty] | N | N | N
54842 | WM Renewable Energy LLC | 50568 | High Acres Gas Recovery | NY | Monroe | GEN6 | Landfill Gas | IC |  | S | X | X | PTID 23767 | PTID 23767 | 1.6 | 0.98 | 1.6 | 1.6 | 0.8 | N |  |  | OP | X | 3 | 2008 |  |  | N | IPP Non-CHP | 2 | B: X; PC: LFG |  |  |  | N | N |  | 1H | [23 empty] | N | N | N
54842 | WM Renewable Energy LLC | 50568 | High Acres Gas Recovery | NY | Monroe | GEN7 | Landfill Gas | IC |  | S | X | X | PTID 23767 | PTID 23767 | 1.6 | 0.98 | 1.6 | 1.6 | 0.8 | N |  |  | OP | X | 3 | 2008 |  |  | N | IPP Non-CHP | 2 | B: X; PC: LFG |  |  |  | N | N |  | 1H | [23 empty] | N | N | N
54842 | WM Renewable Energy LLC | 50568 | High Acres Gas Recovery | NY | Monroe | GEN8 | Landfill Gas | IC |  | S | X | X | PTID 23767 | PTID 23767 | 1.6 | 0.98 | 1.6 | 1.6 | 0.8 | N |  |  | OP | X | 3 | 2008 |  |  | N | IPP Non-CHP | 2 | B: X; PC: LFG |  |  |  | N | N |  | 1H | [23 empty] | N | N | N
17283 | Seneca Energy II | 54782 | Seneca Energy | NY | Seneca | GE15 | Landfill Gas | IC |  | S | X | X |  |  | 1.6 | 0.8 | 1.6 | 1.6 | 0.8 | N |  |  | OP | X | 1 | 2007 |  |  | N | IPP Non-CHP | 2 | B: X; PC: LFG |  |  |  | N | N |  | 1H | [23 empty] | N | N | N
17283 | Seneca Energy II | 54782 | Seneca Energy | NY | Seneca | GE16 | Landfill Gas | IC |  | S | X | X |  |  | 1.6 | 0.8 | 1.6 | 1.6 | 0.8 | N |  |  | OP | X | 1 | 2007 |  |  | N | IPP Non-CHP | 2 | B: X; PC: LFG |  |  |  | N | N |  | 1H | [23 empty] | N | N | N
17283 | Seneca Energy II | 54782 | Seneca Energy | NY | Seneca | GE17 | Landfill Gas | IC |  | S | X | X |  |  | 1.6 | 0.8 | 1.6 | 1.6 | 0.8 | N |  |  | OP | X | 1 | 2007 |  |  | N | IPP Non-CHP | 2 | B: X; PC: LFG |  |  |  | N | N |  | 1H | [23 empty] | N | N | N
17283 | Seneca Energy II | 54782 | Seneca Energy | NY | Seneca | GE18 | Landfill Gas | IC |  | S | X | X |  |  | 1.6 | 0.8 | 1.6 | 1.6 | 0.8 | N |  |  | OP | X | 1 | 2007 |  |  | N | IPP Non-CHP | 2 | B: X; PC: LFG |  |  |  | N | N |  | 1H | [23 empty] | N | N | N
1362 | Bassett Healthcare | 54863 | Bassett Medical Center | NY | Otsego | 0004 | Petroleum Liquids | IC |  | S | X | X |  |  | 1.6 | 1 | 1.6 | 1.6 | 0.2 | N |  |  | SB | Y | 5 | 2004 |  |  | N | Commercial Non-CHP | 4 | B: X; PC: DFO |  |  |  | N | N |  | 10M | [23 empty] | N | N | N
1362 | Bassett Healthcare | 54863 | Bassett Medical Center | NY | Otsego | 0005 | Petroleum Liquids | IC |  | S | X | X |  |  | 1.6 | 1 | 1.6 | 1.6 | 0.2 | N |  |  | SB | Y | 5 | 2006 |  |  | N | Commercial Non-CHP | 4 | B: X; PC: DFO |  |  |  | N | N |  | 10M | [23 empty] | N | N | N
57229 | MM Albany Energy LLC | 55155 | MM Albany Energy | NY | Albany | UNT4 | Landfill Gas | IC |  | S | X | X |  |  | 1.6 | 0.98 | 1.6 | 1.6 | 1.2 | N |  |  | OP | X | 5 | 2012 |  |  | N | IPP Non-CHP | 2 | B: X; PC: LFG | [6 empty] | 1H | [23 empty] | N
57229 | MM Albany Energy LLC | 55155 | MM Albany Energy | NY | Albany | UNT5 | Landfill Gas | IC |  | S | X | X |  |  | 1.6 | 0.98 | 1.6 | 1.6 | 1.2 | N |  |  | OP | X | 5 | 2012 |  |  | N | IPP Non-CHP | 2 | B: X; PC: LFG | [6 empty] | 1H | [23 empty] | N
17283 | Seneca Energy II | 56250 | Ontario LFGTE | NY | Ontario | GEN10 | Landfill Gas | IC |  | S | X | X |  |  | 1.6 | 0.8 | 1.6 | 1.6 | 0.8 | N |  |  | OP | X | 3 | 2013 |  |  | N | IPP Non-CHP | 2 | B: X; PC: LFG |  |  |  | N | N |  | 1H | [23 empty] | N | N | N
17283 | Seneca Energy II | 56250 | Ontario LFGTE | NY | Ontario | GEN11 | Landfill Gas | IC |  | S | X | X |  |  | 1.6 | 0.8 | 1.6 | 1.6 | 0.8 | N |  |  | OP | X | 3 | 2013 |  |  | N | IPP Non-CHP | 2 | B: X; PC: LFG |  |  |  | N | N |  | 1H | [23 empty] | N | N | N
17283 | Seneca Energy II | 56250 | Ontario LFGTE | NY | Ontario | GEN9 | Landfill Gas | IC |  | S | X | X |  |  | 1.6 | 0.8 | 1.6 | 1.6 | 0.8 | N |  |  | OP | X | 3 | 2013 |  |  | N | IPP Non-CHP | 2 | B: X; PC: LFG |  |  |  | N | N |  | 1H | [23 empty] | N | N | N
50158 | Innovative Energy Systems Inc | 56323 | Modern Innovative Energy LLC | NY | Niagara | GEN1 | Landfill Gas | IC |  | S | X | X |  |  | 1.6 | 0.8 | 1.6 | 1.6 | 0.8 | N |  |  | OP | X | 2 | 2006 |  |  | N | IPP Non-CHP | 2 | B: X; PC: LFG |  |  |  | N | N |  | 1H | [23 empty] | N | N | N
50158 | Innovative Energy Systems Inc | 56323 | Modern Innovative Energy LLC | NY | Niagara | GEN2 | Landfill Gas | IC |  | S | X | X |  |  | 1.6 | 0.8 | 1.6 | 1.6 | 0.8 | N |  |  | OP | X | 2 | 2006 |  |  | N | IPP Non-CHP | 2 | B: X; PC: LFG |  |  |  | N | N |  | 1H | [23 empty] | N | N | N
50158 | Innovative Energy Systems Inc | 56323 | Modern Innovative Energy LLC | NY | Niagara | GEN3 | Landfill Gas | IC |  | S | X | X |  |  | 1.6 | 0.8 | 1.6 | 1.6 | 0.8 | N |  |  | SB | Y | 2 | 2006 |  |  | N | IPP Non-CHP | 2 | B: X; PC: LFG |  |  |  | N | N |  | 1H | [23 empty] | N | N | N
50158 | Innovative Energy Systems Inc | 56323 | Modern Innovative Energy LLC | NY | Niagara | GEN4 | Landfill Gas | IC |  | S | X | X |  |  | 1.6 | 0.8 | 1.6 | 1.6 | 0.8 | N |  |  | SB | N | 2 | 2006 |  |  | N | IPP Non-CHP | 2 | B: X; PC: LFG |  |  |  | N | N |  | 1H | [23 empty] | N | N | N
50158 | Innovative Energy Systems Inc | 56324 | Colonie LFGTE Facility | NY | Albany | GEN1 | Landfill Gas | IC |  | S | X | X |  |  | 1.6 | 0.8 | 1.6 | 1.6 | 0.8 | N |  |  | OP | X | 2 | 2006 |  |  | N | IPP Non-CHP | 2 | B: X; PC: LFG |  |  |  | N | N |  | 1H | [23 empty] | N | N | N
50158 | Innovative Energy Systems Inc | 56324 | Colonie LFGTE Facility | NY | Albany | GEN2 | Landfill Gas | IC |  | S | X | X |  |  | 1.6 | 0.8 | 1.6 | 1.6 | 0.8 | N |  |  | OP | X | 2 | 2006 |  |  | N | IPP Non-CHP | 2 | B: X; PC: LFG |  |  |  | N | N |  | 1H | [23 empty] | N | N | N
50158 | Innovative Energy Systems Inc | 56324 | Colonie LFGTE Facility | NY | Albany | GEN3 | Landfill Gas | IC |  | S | X | X |  |  | 1.6 | 0.8 | 1.6 | 1.6 | 0.8 | N |  |  | OP | X | 2 | 2006 |  |  | N | IPP Non-CHP | 2 | B: X; PC: LFG |  |  |  | N | N |  | 1H | [23 empty] | N | N | N
50158 | Innovative Energy Systems Inc | 56324 | Colonie LFGTE Facility | NY | Albany | GEN4 | Landfill Gas | IC |  | S | X | X |  |  | 1.6 | 0.8 | 1.6 | 1.6 | 0.8 | N |  |  | OP | X | 6 | 2016 |  |  | N | IPP Non-CHP | 2 | B: X; PC: LFG |  |  |  | N |  |  | 1H | [23 empty] | N
50158 | Innovative Energy Systems Inc | 56958 | DANC LFGTE Facility | NY | Jefferson | GEN1 | Landfill Gas | IC |  | S | X | X |  |  | 1.6 | 0.8 | 1.6 | 1.6 | 0.8 | N |  |  | OP | X | 10 | 2008 |  |  | N | IPP Non-CHP | 2 | B: X; PC: LFG |  |  |  | N | N |  | 1H | [23 empty] | N | N | N
50158 | Innovative Energy Systems Inc | 56958 | DANC LFGTE Facility | NY | Jefferson | GEN2 | Landfill Gas | IC |  | S | X | X |  |  | 1.6 | 0.8 | 1.6 | 1.6 | 0.8 | N |  |  | OP | X | 10 | 2008 |  |  | N | IPP Non-CHP | 2 | B: X; PC: LFG |  |  |  | N | N |  | 1H | [23 empty] | N | N | N
50158 | Innovative Energy Systems Inc | 56958 | DANC LFGTE Facility | NY | Jefferson | GEN3 | Landfill Gas | IC |  | S | X | X |  |  | 1.6 | 0.8 | 1.6 | 1.6 | 0.8 | N |  |  | OP | X | 10 | 2008 |  |  | N | IPP Non-CHP | 2 | B: X; PC: LFG |  |  |  | N | N |  | 1H | [23 empty] | N | N | N
50158 | Innovative Energy Systems Inc | 56958 | DANC LFGTE Facility | NY | Jefferson | GEN4 | Landfill Gas | IC |  | S | X | X |  |  | 1.6 | 0.8 | 1.6 | 1.6 | 0.8 | N |  |  | OP | X | 4 | 2012 |  |  | N | IPP Non-CHP | 2 | B: X; PC: LFG |  |  |  | N | N |  | 1H |  |  |  |  | N | [18 empty] | N | N | N
50158 | Innovative Energy Systems Inc | 56986 | Clinton LFGTE Facility | NY | Clinton | GEN1 | Landfill Gas | IC |  | W | X | X |  |  | 1.6 | 0.8 | 1.6 | 1.6 | 0.8 | N |  |  | OP | X | 10 | 2008 |  |  | N | IPP Non-CHP | 2 | B: X; PC: LFG |  |  |  | N | N |  | 1H | [23 empty] | N | N | N
50158 | Innovative Energy Systems Inc | 56986 | Clinton LFGTE Facility | NY | Clinton | GEN2 | Landfill Gas | IC |  | W | X | X |  |  | 1.6 | 0.8 | 1.6 | 1.6 | 0.8 | N |  |  | OP | X | 10 | 2008 |  |  | N | IPP Non-CHP | 2 | B: X; PC: LFG |  |  |  | N | N |  | 1H | [23 empty] | N | N | N
50158 | Innovative Energy Systems Inc | 56986 | Clinton LFGTE Facility | NY | Clinton | GEN3 | Landfill Gas | IC |  | W | X | X |  |  | 1.6 | 0.8 | 1.6 | 1.6 | 0.8 | N |  |  | OP | X | 10 | 2008 |  |  | N | IPP Non-CHP | 2 | B: X; PC: LFG |  |  |  | N | N |  | 1H | [23 empty] | N | N | N
50158 | Innovative Energy Systems Inc | 56986 | Clinton LFGTE Facility | NY | Clinton | GEN4 | Landfill Gas | IC |  | W | X | X |  |  | 1.6 | 0.8 | 1.6 | 1.6 | 0.8 | N |  |  | OP | X | 8 | 2009 |  |  | N | IPP Non-CHP | 2 | B: X; PC: LFG |  |  |  | N | N |  | 1H | [23 empty] | N | N | N
50158 | Innovative Energy Systems Inc | 56987 | Hyland LFGTE Facility | NY | Allegany | GEN1 | Landfill Gas | IC |  | W | X | X |  |  | 1.6 | 0.8 | 1.6 | 1.6 | 0.8 | N |  |  | OP | X | 8 | 2008 |  |  | N | IPP Non-CHP | 2 | B: X; PC: LFG |  |  |  | N | N |  | 1H | [23 empty] | N | N | N
50158 | Innovative Energy Systems Inc | 56987 | Hyland LFGTE Facility | NY | Allegany | GEN2 | Landfill Gas | IC |  | W | X | X |  |  | 1.6 | 0.8 | 1.6 | 1.6 | 0.8 | N |  |  | OP | X | 8 | 2008 |  |  | N | IPP Non-CHP | 2 | B: X; PC: LFG |  |  |  | N | N |  | 1H | [23 empty] | N | N | N
50158 | Innovative Energy Systems Inc | 56987 | Hyland LFGTE Facility | NY | Allegany | GEN3 | Landfill Gas | IC |  | W | X | X |  |  | 1.6 | 0.8 | 1.6 | 1.6 | 0.8 | N |  |  | OP | X | 8 | 2008 |  |  | N | IPP Non-CHP | 2 | B: X; PC: LFG |  |  |  | N | N |  | 1H | [23 empty] | N | N | N
50158 | Innovative Energy Systems Inc | 57003 | Fulton LFGTE Facility | NY | Fulton | GEN1 | Landfill Gas | IC |  | S | X | X |  |  | 1.6 | 0.8 | 1.6 | 1.6 | 0.8 | N |  |  | OP | X | 6 | 2010 |  |  | N | IPP Non-CHP | 2 | B: X; PC: LFG |  |  |  | N | N |  | 1H | [23 empty] | N | N | N
50158 | Innovative Energy Systems Inc | 57003 | Fulton LFGTE Facility | NY | Fulton | GEN2 | Landfill Gas | IC |  | S | X | X |  |  | 1.6 | 0.8 | 1.6 | 1.6 | 0.8 | N |  |  | OP | X | 6 | 2010 |  |  | N | IPP Non-CHP | 2 | B: X; PC: LFG |  |  |  | N | N |  | 1H | [23 empty] | N | N | N
54842 | WM Renewable Energy LLC | 57021 | Waste Management Madison County LFGTE | NY | Madison | GEN1 | Landfill Gas | IC |  | S | X | X | Zone E PTID 323628 | Zone E PTID 323628 | 1.6 | 0.98 | 1.6 | 1.6 | 0.8 | N |  |  | OP | X | 6 | 2009 |  |  | N | IPP Non-CHP | 2 | B: X; PC: LFG | [6 empty] | 1H | [23 empty] | N | N | N
64137 | Chautauqua Green Energy, LLC | 57186 | Chautauqua LFGTE Facility | NY | Chautauqua | GEN1 | Landfill Gas | IC |  | W | X | X |  |  | 1.6 | 0.8 | 1.6 | 1.6 | 0.8 | N |  |  | OP | X | 2 | 2010 |  |  | N | IPP Non-CHP | 2 | B: X; PC: LFG |  |  |  | N | N |  | 1H | [23 empty] | N | N | N
64137 | Chautauqua Green Energy, LLC | 57186 | Chautauqua LFGTE Facility | NY | Chautauqua | GEN2 | Landfill Gas | IC |  | W | X | X |  |  | 1.6 | 0.8 | 1.6 | 1.6 | 0.8 | N |  |  | OP | X | 2 | 2010 |  |  | N | IPP Non-CHP | 2 | B: X; PC: LFG |  |  |  | N | N |  | 1H | [23 empty] | N | N | N
64137 | Chautauqua Green Energy, LLC | 57186 | Chautauqua LFGTE Facility | NY | Chautauqua | GEN3 | Landfill Gas | IC |  | W | X | X |  |  | 1.6 | 0.8 | 1.6 | 1.6 | 0.8 | N |  |  | OP | X | 2 | 2010 |  |  | N | IPP Non-CHP | 2 | B: X; PC: LFG |  |  |  | N | N |  | 1H | [23 empty] | N | N | N
64137 | Chautauqua Green Energy, LLC | 57186 | Chautauqua LFGTE Facility | NY | Chautauqua | GEN4 | Landfill Gas | IC |  | W | X | X |  |  | 1.6 | 0.8 | 1.6 | 1.6 | 0.8 | N |  |  | OP | X | 2 | 2010 |  |  | N | IPP Non-CHP | 2 | B: X; PC: LFG |  |  |  | N | N |  | 1H | [23 empty] | N | N | N
64137 | Chautauqua Green Energy, LLC | 57186 | Chautauqua LFGTE Facility | NY | Chautauqua | GEN5 | Landfill Gas | IC |  | W | X | X |  |  | 1.6 | 0.8 | 1.6 | 1.6 | 0.8 | N |  |  | OP | X | 7 | 2011 |  |  | N | IPP Non-CHP | 2 | B: X; PC: LFG |  |  |  | N | N |  | 1H | [23 empty] | N | N | N
64137 | Chautauqua Green Energy, LLC | 57186 | Chautauqua LFGTE Facility | NY | Chautauqua | GEN6 | Landfill Gas | IC |  | W | X | X |  |  | 1.6 | 0.8 | 1.6 | 1.6 | 0.8 | N |  |  | OP | X | 7 | 2011 |  |  | N | IPP Non-CHP | 2 | B: X; PC: LFG |  |  |  | N | N |  | 1H | [23 empty] | N | N | N
54842 | WM Renewable Energy LLC | 57404 | Oneida Herkimer | NY | Oneida | GEN1 | Landfill Gas | IC |  | S | X | X | ZONE E PTID 323681 | ZONE E PTID 323681 | 1.6 | 0.98 | 1.6 | 1.6 | 0.8 | N |  |  | OP | X | 4 | 2012 |  |  | N | IPP Non-CHP | 2 | B: X; PC: LFG |  |  |  | N |  |  | 1H | [23 empty] | N | N | N
54842 | WM Renewable Energy LLC | 57404 | Oneida Herkimer | NY | Oneida | GEN2 | Landfill Gas | IC |  | S | X | X | ZONE E PTID 323681 | ZONE E PTID 323681 | 1.6 | 0.98 | 1.6 | 1.6 | 0.8 | N |  |  | OP | X | 5 | 2013 |  |  | N | IPP Non-CHP | 2 | B: X; PC: LFG |  |  |  | N |  |  | 1H | [23 empty] | N | N | N
58487 | Montefiore Medical Center Moses Division | 58507 | Montefieor Medical Center Moses Division | NY | Bronx | S0001 | Natural Gas Internal Combustion Engine | IC |  | S | X | X |  |  | 1.6 | 1 | 1.2 | 1.2 | 1.2 | N |  |  | OP | X | 1 | 1994 |  |  | Y | Commercial CHP | 5 | B: T; PC: NG; NG: DFO |  |  |  | N |  |  | 12H | [23 empty] | Y |  | Y
58487 | Montefiore Medical Center Moses Division | 58507 | Montefieor Medical Center Moses Division | NY | Bronx | S0002 | Natural Gas Internal Combustion Engine | IC |  | S | X | X |  |  | 1.6 | 1 | 1.2 | 1.2 | 1.2 | N |  |  | OP | X | 1 | 1994 |  |  | Y | Commercial CHP | 5 | B: T; PC: NG; NG: DFO; NG: DFO |  |  |  | N |  |  | 12H | [23 empty] | Y |  | Y
58487 | Montefiore Medical Center Moses Division | 58507 | Montefieor Medical Center Moses Division | NY | Bronx | S0003 | Natural Gas Internal Combustion Engine | IC |  | S | X | X |  |  | 1.6 | 1 | 1.2 | 1.2 | 1.2 | N |  |  | OP | X | 1 | 1994 |  |  | Y | Commercial CHP | 5 | B: T; PC: NG; NG: DFO |  |  |  | N |  |  | 12H | [23 empty] | Y |  | Y
13511 | New York State Elec & Gas Corp | 2528 | Harris Lake | NY | Essex | 1 | Petroleum Liquids | IC |  | S | X | X | 5018 | 5018 | 1.7 | 0.8 | 1.7 | 1.7 | 1.7 | N |  |  | OP | X | 9 | 1967 |  |  | N | Electric Utility | 1 | B: X; PC: DFO |  |  |  | N | N |  | 1H | [23 empty] | N | N
7630 | Village of Greenport - (NY) | 2681 | Greenport | NY | Suffolk | 2 | Petroleum Liquids | IC |  | S | X | X |  |  | 1.7 | 0.8 | 1.5 | 1.6 |  | N |  |  | OS | X | 8 | 1997 |  |  | N | Electric Utility | 1 | B: X; PC: DFO |  |  |  | N | N | [25 empty] | N | N | N
24210 | Riverbay Corp | 52168 | Riverbay | NY | Bronx | U0007 | Petroleum Liquids | IC |  | S | X | X |  |  | 1.7 | 0.8 | 1.5 | 1.5 | 0.3 | N |  |  | OP | X | 6 | 2011 |  |  | N | Commercial CHP | 5 | B: X; PC: DFO |  |  |  | N |  |  | 10M | [23 empty] | N | N | N
7630 | Village of Greenport - (NY) | 2681 | Greenport | NY | Suffolk | 5 | Petroleum Liquids | IC |  | S | X | X |  |  | 1.8 | 0.8 | 1.6 | 1.6 | 0.3 | N |  |  | OP | X | 6 | 1965 |  |  | N | Electric Utility | 1 | B: X; PC: DFO |  |  |  | N | N |  | 1H | [20 empty] | N |  |  | N | N | N
21508 | Cornell University | 50368 | Cornell University Central Heat | NY | Tompkins | TG1 | Natural Gas Fired Combined Cycle | CA | CT1 | S | Y | X |  |  | 1.8 | 0.8 | 1 | 1.8 | 0.2 | N |  |  | SB | Y | 7 | 1988 |  |  | Y | Commercial CHP | 5 | B: B; PC: NG; NG: DFO |  |  |  | N |  |  | 12H |  |  |  |  | N | [18 empty] | N | N | N
14222 | Oswego County | 50907 | Oswego County Energy Recovery | NY | Oswego | UNT1 | Municipal Solid Waste | ST |  | S | X | X |  |  | 1.8 | 0.8 | 1.7 | 1.7 | 0.6 | N |  |  | OP | X | 2 | 1986 |  |  | Y | Commercial CHP | 5 | B: B; PC: MSW; NG: NG; NG: NG |  |  |  | N | N |  | 1H | [23 empty] | N | N | N
14222 | Oswego County | 50907 | Oswego County Energy Recovery | NY | Oswego | UNT2 | Municipal Solid Waste | ST |  | S | X | X |  |  | 1.8 | 0.8 | 1.7 | 1.7 | 0.6 | N |  |  | OP | X | 2 | 1986 |  |  | Y | Commercial CHP | 5 | B: B; PC: MSW; NG: NG; NG: NG |  |  |  | N | N |  | 1H | [23 empty] | N | N | N
58110 | SUNY Old Westbury College | 58156 | SUNY Old Westbury College | NY | Nassau | GE | Natural Gas Internal Combustion Engine | IC |  | S | X | X |  |  | 1.8 | 0.9 | 1.8 | 1.8 | 0.9 | N |  |  | OA | X | 10 | 2007 |  |  | N | Commercial Non-CHP | 4 | [11 empty] | N | N |  | 10M | [23 empty] | N | N | bar: B to PC
61484 | Powergen Development Group, LLC | 58815 | Hilton NY Co Gen Plant | NY | New York | 1 | Natural Gas Internal Combustion Engine | IC |  | S | X | X |  |  | 1.8 | 0.9 | 1.8 | 1.8 | 0 | N |  |  | OP | X | 2 | 2013 |  |  | Y | IPP CHP | 3 | [12 empty] | N |  | 10M | [23 empty] | N | N | N | bar: B to PC
61936 | Albert Einstein College of Medicine | 62398 | Albert Einstein College of Medicine | NY | Bronx | CP961 | Petroleum Liquids | IC |  | S | X | X |  |  | 1.8 | 0.8 | 1.8 | 1.8 | 0.3 | N |  |  | SB | N | 1 | 2008 |  |  | N | Commercial Non-CHP | 4 | B: X; PC: DFO | [6 empty] | 10M | [23 empty] | N
61936 | Albert Einstein College of Medicine | 62398 | Albert Einstein College of Medicine | NY | Bronx | CP962 | Petroleum Liquids | IC |  | S | X | X |  |  | 1.8 | 0.8 | 1.8 | 1.8 | 0.3 | N |  |  | SB | N | 1 | 2008 |  |  | N | Commercial Non-CHP | 4 | B: X; PC: DFO | [6 empty] | 10M | [23 empty] | N
62150 | 2016 ESA Project Company, LLC | 63647 | SDM000 Clarkson Fuel Cell | NY | Kings | SDM00 | Other Natural Gas | FC |  | S | X | X |  |  | 1.8 | 0.99 | 1.8 | 1.8 | 1.8 | N |  |  | OP | X | 5 | 2018 |  |  | N | IPP Non-CHP | 2 | [11 empty] | N | N |  | 12H | [23 empty] | N | bar: B to PC
56505 | National Grid Generation LLC | 2512 | East Hampton | NY | Suffolk | 2 | Petroleum Liquids | IC |  | S | X | X | 23722 | 23722 | 2 | 0.9 | 2 | 2 | 2 | N |  |  | OP | X | 12 | 1962 |  |  | N | Electric Utility | 1 | B: X; PC: DFO |  |  |  | N | N |  | 10M | [23 empty] | N | N | N
56505 | National Grid Generation LLC | 2512 | East Hampton | NY | Suffolk | 3 | Petroleum Liquids | IC |  | S | X | X | 23722 | 23722 | 2 | 0.9 | 2 | 2.1 | 2 | N |  |  | OP | X | 12 | 1962 |  |  | N | Electric Utility | 1 | B: X; PC: DFO |  |  |  | N | N |  | 10M | [23 empty] | N | N | N
56505 | National Grid Generation LLC | 2512 | East Hampton | NY | Suffolk | 4 | Petroleum Liquids | IC |  | S | X | X | 23722 | 23722 | 2 | 0.9 | 2 | 2.1 | 1.9 | N |  |  | OP | X | 12 | 1962 |  |  | N | Electric Utility | 1 | B: X; PC: DFO |  |  |  | N |  |  | 10M | [23 empty] | N | N | N
15253 | Power City Partners LP | 54592 | Massena Energy Facility | NY | St Lawrence | IC | Petroleum Liquids | IC |  | S | X | X |  |  | 2 | 0.85 | 2 | 2 | 0.1 | N |  |  | SB | Y | 7 | 1992 |  |  | N | IPP Non-CHP | 2 | B: X; PC: DFO |  |  |  | N | N |  | 1H | [23 empty] | N | N | N
58487 | Montefiore Medical Center Moses Division | 58507 | Montefieor Medical Center Moses Division | NY | Bronx | EMG09 | Petroleum Liquids | IC |  | S | X | X |  |  | 2 | 0.8 | 2 | 2 | 0.1 | N |  |  | SB | N | 1 | 2011 |  |  | N | Commercial CHP | 5 | B: X; PC: DFO | [6 empty] | 10M | [23 empty] | N
58487 | Montefiore Medical Center Moses Division | 58507 | Montefieor Medical Center Moses Division | NY | Bronx | EMG10 | Petroleum Liquids | IC |  | S | X | X |  |  | 2 | 0.8 | 2 | 2 | 0.1 | N |  |  | SB | N | 1 | 2011 |  |  | N | Commercial CHP | 5 | B: X; PC: DFO | [6 empty] | 10M | [23 empty] | N
60676 | New York Presbyterian Hospital | 61026 | New York Presbyterian Hospital-168th St | NY | New York | CHNY1 | Petroleum Liquids | IC |  | S | X | X |  |  | 2 | 0.8 | 2 | 2 | 0.2 | N |  |  | SB | N | 1 | 2003 |  |  | N | Commercial Non-CHP | 4 | B: X; PC: DFO |  |  |  | N |  |  | 1H | [23 empty] | N
60676 | New York Presbyterian Hospital | 61026 | New York Presbyterian Hospital-168th St | NY | New York | CHNY2 | Petroleum Liquids | IC |  | S | X | X |  |  | 2 | 0.8 | 2 | 2 | 0.2 | N |  |  | SB | N | 1 | 2003 |  |  | N | Commercial Non-CHP | 4 | B: X; PC: DFO |  |  |  | N |  |  | 1H | [23 empty] | N
60676 | New York Presbyterian Hospital | 61026 | New York Presbyterian Hospital-168th St | NY | New York | MHB1 | Petroleum Liquids | IC |  | S | X | X |  |  | 2 | 0.8 | 2 | 2 | 0.2 | N |  |  | SB | N | 1 | 2000 |  |  | N | Commercial Non-CHP | 4 | B: X; PC: DFO |  |  |  | N |  |  | 1H | [23 empty] | N
61050 | The NY Times Production Facility | 61414 | NY Times Daily Production Facility | NY | Queens | GEN1 | Petroleum Liquids | IC |  | S | X | X |  |  | 2 | 0.8 | 2 | 2 | 0.6 | N |  |  | OP | X | 9 | 2005 |  |  | N | Industrial Non-CHP | 6 | B: X; PC: DFO | [6 empty] | 10M | [23 empty] | N
61050 | The NY Times Production Facility | 61414 | NY Times Daily Production Facility | NY | Queens | GEN2 | Petroleum Liquids | IC |  | S | X | X |  |  | 2 | 0.8 | 2 | 2 | 0.6 | N |  |  | OP | X | 9 | 2005 |  |  | N | Industrial Non-CHP | 6 | B: X; PC: DFO | [6 empty] | 10M | [23 empty] | N
61050 | The NY Times Production Facility | 61414 | NY Times Daily Production Facility | NY | Queens | GEN3 | Petroleum Liquids | IC |  | S | X | X |  |  | 2 | 0.8 | 2 | 2 | 0.6 | N |  |  | OP | X | 9 | 2005 |  |  | N | Industrial Non-CHP | 6 | B: X; PC: DFO | [6 empty] | 10M | [23 empty] | N
61050 | The NY Times Production Facility | 61414 | NY Times Daily Production Facility | NY | Queens | GEN4 | Petroleum Liquids | IC |  | S | X | X |  |  | 2 | 0.8 | 2 | 2 | 0.6 | N |  |  | OP | X | 9 | 2005 |  |  | N | Industrial Non-CHP | 6 | B: X; PC: DFO | [6 empty] | 10M | [23 empty] | N
61050 | The NY Times Production Facility | 61414 | NY Times Daily Production Facility | NY | Queens | GEN5 | Petroleum Liquids | IC |  | S | X | X |  |  | 2 | 0.8 | 2 | 2 | 0.6 | N |  |  | OP | X | 8 | 2008 |  |  | N | Industrial Non-CHP | 6 | B: X; PC: DFO | [6 empty] | 10M | [23 empty] | N
61050 | The NY Times Production Facility | 61414 | NY Times Daily Production Facility | NY | Queens | GEN6 | Petroleum Liquids | IC |  | S | X | X |  |  | 2 | 0.8 | 2 | 2 | 0.6 | N |  |  | OP | X | 8 | 2008 |  |  | N | Industrial Non-CHP | 6 | B: X; PC: DFO | [6 empty] | 10M | [23 empty] | N
61162 | Woodhull Hospital | 61567 | Woodhull Hospital | NY | Kings | EGEN3 | Petroleum Liquids | IC |  | S | X | X |  |  | 2 | 0.8 | 2 | 2 | 0.6 | N |  |  | SB | N | 1 | 2001 |  |  | N | Commercial Non-CHP | 4 | B: X; PC: DFO | [6 empty] | 1H | [23 empty] | N
61162 | Woodhull Hospital | 61567 | Woodhull Hospital | NY | Kings | EGEN4 | Petroleum Liquids | IC |  | S | X | X |  |  | 2 | 0.8 | 2 | 2 | 0.5 | N |  |  | SB | N | 1 | 2001 |  |  | N | Commercial Non-CHP | 4 | B: X; PC: DFO | [6 empty] | 1H | [23 empty] | N
61948 | Regeneron Pharmaceuticals Inc. | 62423 | Regeneron Pharmaceuticals Inc. | NY | Westchester | 795G1 | Petroleum Liquids | IC |  | S | X | X |  |  | 2 | 0.8 | 2 | 2 | 0.3 | N |  |  | SB | N | 4 | 2015 |  |  | N | Commercial Non-CHP | 4 | B: X; PC: DFO; NG: NG | [6 empty] | 10M | [23 empty] | N |  | N
61948 | Regeneron Pharmaceuticals Inc. | 62423 | Regeneron Pharmaceuticals Inc. | NY | Westchester | 795G2 | Petroleum Liquids | IC |  | S | X | X |  |  | 2 | 0.8 | 2 | 2 | 0.3 | N |  |  | SB | N | 4 | 2015 |  |  | N | Commercial Non-CHP | 4 | B: X; PC: DFO; NG: NG | [6 empty] | 10M | [23 empty] | N |  | N
61956 | Mount Sinai South Nassau Hospital | 62447 | Mount Sinai South Nassau Hospital | NY | Nassau | 4 | Petroleum Liquids | IC |  | S | X | X |  |  | 2 | 0.8 | 1 | 0.8 | 0 | N |  |  | SB | N | 2 | 2020 |  |  | N | Commercial Non-CHP | 4 | B: X; PC: DFO |  |  |  | N | N |  | 10M | [23 empty] | N
60571 | AEP Onsite Partners, LLC | 64143 | Bloom-Altice Fuel Cell | NY | Nassau | BLA | Other Natural Gas | FC |  | S | X | X |  |  | 2 | 1 | 2 | 2 | 1 | N |  |  | OP | X | 10 | 2020 |  |  | N | IPP Non-CHP | 2 | [14 empty] | 12H | bar: B to PC
63873 | Lincoln Medical and Mental Health Center | 64291 | Lincoln Medical and Mental Health Center | NY | Bronx | A1 | Petroleum Liquids | IC |  | S | X | X |  |  | 2 | 0.8 | 2 | 2 | 2 | N |  |  | OP | X | 1 | 2007 |  |  | N | Commercial Non-CHP | 4 | B: X; PC: DFO |  |  |  |  | N |  | 10M | [23 empty] | N
57106 | Peak Power 1, LLC | 57789 | Peak Power 1 Cogen | NY | New York | GEN1 | Natural Gas Internal Combustion Engine | IC |  | S | X | X |  |  | 2.1 | 0.8 | 2 | 2 | 0.5 | N |  |  | OP | X | 7 | 2010 |  |  | Y | Commercial CHP | 5 | [11 empty] | N | N |  | 10M | [20 empty] | N |  |  | N | N | N | bar: B to PC
57106 | Peak Power 1, LLC | 57789 | Peak Power 1 Cogen | NY | New York | GEN2 | Natural Gas Internal Combustion Engine | IC |  | S | X | X |  |  | 2.1 | 0.8 | 2 | 2 | 0.5 | N |  |  | OP | X | 7 | 2010 |  |  | Y | Commercial CHP | 5 | [11 empty] | N | N |  | 10M | [20 empty] | N |  |  | N | N | N | bar: B to PC
57106 | Peak Power 1, LLC | 57789 | Peak Power 1 Cogen | NY | New York | GEN3 | Natural Gas Internal Combustion Engine | IC |  | S | X | X |  |  | 2.1 | 0.8 | 2 | 2 | 0.5 | N |  |  | OP | X | 7 | 2010 |  |  | Y | Commercial CHP | 5 | [11 empty] | N | N |  | 10M | [20 empty] | N |  |  | N | N | N | bar: B to PC
58154 | Hudson Valley Community College | 58186 | HVCC Cogen Plant | NY | Rensselaer | CG05 | Petroleum Liquids | IC |  | S | X | X |  |  | 2.1 | 0.85 | 2 | 2.1 | 1.1 | N |  |  | SB | N | 4 | 2004 |  |  | N | Commercial CHP | 5 | B: X; PC: DFO |  |  |  | N | N |  | 10M | [23 empty] | N | N | N
60641 | Veolia NA - Municipal & Commercial Business | 10521 | Lederle Laboratories | NY | Rockland | GEN3 | Natural Gas Fired Combined Cycle | CA | CC1 | S | Y | X |  |  | 2.2 | 1 | 2.2 | 2.2 | 0.1 | N |  |  | OP | X | 7 | 1990 |  |  | Y | Industrial CHP | 7 | B: T; PC: NG; NG: DFO |  |  |  | N | N |  | 12H | [23 empty] | Y | N | Y
13491 | New York University | 54808 | New York University Central Plant | NY | New York | T1 | Natural Gas Fired Combined Cycle | CA | CC1 | S | Y | X |  |  | 2.4 | 1 | 1.8 | 1.8 | 0.3 | N |  |  | OP | X | 1 | 1984 |  |  | Y | Commercial CHP | 5 | [12 empty] | N |  | 1H | [23 empty] | N | N | N | bar: B to PC
13511 | New York State Elec & Gas Corp | 2528 | Harris Lake | NY | Essex | 2 | Petroleum Liquids | IC |  | S | X | X | 5018 | 5018 | 2.5 | 0.8 | 2.3 | 2.3 | 2.3 | N |  |  | OP | X | 8 | 2017 |  |  | N | Electric Utility | 1 | B: X; PC: DFO |  |  |  | N | N |  | 1H | [23 empty] | N | N
60883 | NY - PRESBYTERIAN HOSPITAL-525 E 68TH ST | 61238 | NY - Presbyt. Hospital - 525 E 68TH St | NY | New York | ANX1 | Petroleum Liquids | IC |  | S | X | X |  |  | 2.5 | 0.8 | 2.5 | 2.5 | 0.3 | N |  |  | SB | N | 5 | 2016 |  |  | N | Commercial CHP | 5 | B: X; PC: DFO | [6 empty] | 1H | [23 empty] | N
60883 | NY - PRESBYTERIAN HOSPITAL-525 E 68TH ST | 61238 | NY - Presbyt. Hospital - 525 E 68TH St | NY | New York | ANX2 | Petroleum Liquids | IC |  | S | X | X |  |  | 2.5 | 0.8 | 2.5 | 2.5 | 0.3 | N |  |  | SB | N | 5 | 2016 |  |  | N | Commercial CHP | 5 | B: X; PC: DFO | [6 empty] | 1H | [23 empty] | N
61053 | Mount Sinai Hospital | 61416 | Mount Sinai Hospital | NY | New York | HES13 | Petroleum Liquids | IC |  | S | X | X |  |  | 2.5 | 0.8 | 2.5 | 2.5 | 0.7 | N |  |  | SB | N | 6 | 2012 |  |  | N | Commercial Non-CHP | 4 | B: X; PC: DFO | [6 empty] | 10M | [23 empty] | N
61053 | Mount Sinai Hospital | 61416 | Mount Sinai Hospital | NY | New York | HES14 | Petroleum Liquids | IC |  | S | X | X |  |  | 2.5 | 0.8 | 2.5 | 2.5 | 0.7 | N |  |  | SB | N | 6 | 2012 |  |  | N | Commercial Non-CHP | 4 | B: X; PC: DFO | [6 empty] | 10M | [23 empty] | N
61094 | NYU LANGONE HEALTH | 61488 | NYU LANGONE HEALTH | NY | New York | ENB3 | Petroleum Liquids | IC |  | S | X | X |  |  | 2.5 | 0.8 | 0.3 | 0.3 | 0.1 | N |  |  | SB | N | 1 | 2015 |  |  | N | Commercial CHP | 5 | B: X; PC: DFO | [6 empty] | 10M | [23 empty] | N
61948 | Regeneron Pharmaceuticals Inc. | 62423 | Regeneron Pharmaceuticals Inc. | NY | Westchester | 765G1 | Petroleum Liquids | IC |  | S | X | X |  |  | 2.5 | 0.8 | 2.5 | 2.5 | 0.3 | N |  |  | SB | N | 4 | 2016 |  |  | N | Commercial Non-CHP | 4 | B: X; PC: DFO; NG: NG | [6 empty] | 10M | [23 empty] | N |  | N
61971 | Mt.Sinai-St.Lukes Rsvlt. Hospital Center | 62453 | Mt.Sinai-St.Lukes Roosevelt Hosp. Center | NY | Westchester | EG3 | Petroleum Liquids | IC |  | S | X | X |  |  | 2.5 | 0.8 | 2.5 | 2.5 | 0.3 | N |  |  | SB | N | 1 | 2015 |  |  | N | Commercial Non-CHP | 4 | B: X; PC: DFO |  |  |  | N |  |  | 10M | [23 empty] | N
61971 | Mt.Sinai-St.Lukes Rsvlt. Hospital Center | 62453 | Mt.Sinai-St.Lukes Roosevelt Hosp. Center | NY | Westchester | EG4 | Petroleum Liquids | IC |  | S | X | X |  |  | 2.5 | 0.8 | 2.5 | 2.5 | 0.3 | N |  |  | SB | N | 1 | 2015 |  |  | N | Commercial Non-CHP | 4 | B: X; PC: DFO |  |  |  | N |  |  | 10M | [23 empty] | N
4180 | Connecticut Mun Elec Engy Coop | 57600 | Fishers Island 1 | NY | Suffolk | FI1 | Petroleum Liquids | IC |  | S | X | X |  |  | 2.6 | 0.8 | 2.5 | 2.5 | 1.5 | N |  |  | OP | X | 12 | 2010 |  |  | N | Electric Utility | 1 | B: X; PC: DFO |  |  |  | N | N |  | 10M | [23 empty] | N | N
58971 | Danskammer Energy | 2480 | Danskammer Generating Station | NY | Orange | 5 | Petroleum Liquids | IC |  | S | X | X | Zone G | Zone G | 2.7 | 0.8 | 2.5 | 2.5 | 0.5 | N |  |  | SB | Y | 1 | 1967 |  |  | N | IPP Non-CHP | 2 | B: X; PC: DFO; NG: DFO |  |  |  | N | N |  | 10M | [23 empty] | N | N | N
58971 | Danskammer Energy | 2480 | Danskammer Generating Station | NY | Orange | 6 | Petroleum Liquids | IC |  | S | X | X | Zone G | Zone G | 2.7 | 0.8 | 2.5 | 2.5 | 0.5 | N |  |  | SB | Y | 1 | 1967 |  |  | N | IPP Non-CHP | 2 | B: X; PC: DFO; NG: DFO |  |  |  | N | N |  | 10M | [23 empty] | N | N | N
61094 | NYU LANGONE HEALTH | 61488 | NYU LANGONE HEALTH | NY | New York | ENB1 | Petroleum Liquids | IC |  | S | X | X |  |  | 2.7 | 0.8 | 2.7 | 2.7 | 0.8 | N |  |  | SB | N | 6 | 2016 |  |  | Y | Commercial CHP | 5 | B: T; PC: DFO | [6 empty] | 10M | [23 empty] | N
61094 | NYU LANGONE HEALTH | 61488 | NYU LANGONE HEALTH | NY | New York | ENB2 | Petroleum Liquids | IC |  | S | X | X |  |  | 2.7 | 0.8 | 2.7 | 2.7 | 0.8 | N |  |  | SB | N | 6 | 2016 |  |  | N | Commercial CHP | 5 | B: X; PC: DFO | [6 empty] | 10M | [23 empty] | N
6775 | Village of Freeport - (NY) | 2678 | Plant No 1 Freeport | NY | Nassau | 2 | Petroleum Liquids | IC |  | S | X | X | 1660 | 1660 | 2.9 | 0.8 | 2.2 | 2.2 | 2.2 | N |  |  | OP | X | 1 | 1949 |  |  | N | Electric Utility | 1 | B: X; PC: DFO |  |  |  | N | N |  | 12H | [23 empty] | N | N | N
5624 | RED-Rochester, LLC | 10025 | RED-Rochester, LLC | NY | Monroe | 75TG | Natural Gas Steam Turbine | ST |  | S | X | X |  |  | 3 | 0.9 | 2.2 | 2.2 | 0.4 | N |  |  | OP | X | 4 | 2015 |  |  | Y | Industrial CHP | 7 | B: B; PC: NG; NG: DFO; NG: DFO |  |  |  | N | N |  | 12H | [23 empty] | Y | N | N
61094 | NYU LANGONE HEALTH | 61488 | NYU LANGONE HEALTH | NY | New York | SCI1 | Petroleum Liquids | IC |  | S | X | X |  |  | 3 | 0.8 | 0.4 | 0.4 | 0.1 | N |  |  | SB | N | 1 | 2015 |  |  | N | Commercial CHP | 5 | B: X; PC: DFO | [6 empty] | 10M | [23 empty] | N
61094 | NYU LANGONE HEALTH | 61488 | NYU LANGONE HEALTH | NY | New York | SCI2 | Petroleum Liquids | IC |  | S | X | X |  |  | 3 | 0.8 | 0.4 | 0.4 | 0.1 | N |  |  | SB | N | 1 | 2015 |  |  | N | Commercial CHP | 5 | B: X; PC: DFO | [6 empty] | 10M | [23 empty] | N
6775 | Village of Freeport - (NY) | 2678 | Plant No 1 Freeport | NY | Nassau | 3 | Petroleum Liquids | IC |  | S | X | X | 1660 | 1660 | 3.1 | 0.8 | 2 | 2 | 2 | N |  |  | OP | X | 1 | 1954 |  |  | N | Electric Utility | 1 | B: X; PC: DFO |  |  |  | N | N |  | 12H | [23 empty] | N | N | N
60641 | Veolia NA - Municipal & Commercial Business | 10521 | Lederle Laboratories | NY | Rockland | TG4 | Natural Gas Fired Combined Cycle | CA | CC1 | S | Y | X |  |  | 3.1 | 1 | 1.4 | 1.4 | 0.1 | N |  |  | OP | X | 7 | 1997 |  |  | Y | Industrial CHP | 7 | B: T; PC: NG; NG: DFO |  |  |  | N | N |  | 12H | [23 empty] | Y | N | Y
62997 | Veolia North America | 63236 | Kings Plaza Total Energy Plant (TEP) | NY | Kings | DG2 | Natural Gas Internal Combustion Engine | IC |  | W | X | X |  |  | 3.2 | 1 | 3.2 | 3.2 | 0.1 | N |  |  | OP | X | 9 | 2007 |  |  | Y | Commercial CHP | 5 | [8 empty] | DFO |  |  | N | N |  | 1H | [23 empty] | N | N | N | bar: B to PC; NG
62997 | Veolia North America | 63236 | Kings Plaza Total Energy Plant (TEP) | NY | Kings | DG3 | Natural Gas Internal Combustion Engine | IC |  | W | X | X |  |  | 3.2 | 1 | 3.2 | 3.2 | 0.1 | N |  |  | OP | X | 9 | 2007 |  |  | Y | Commercial CHP | 5 | [8 empty] | DFO |  |  | N | N |  | 1H | [23 empty] | N | N | N | bar: B to PC; NG
62997 | Veolia North America | 63236 | Kings Plaza Total Energy Plant (TEP) | NY | Kings | DG4 | Natural Gas Internal Combustion Engine | IC |  | W | X | X |  |  | 3.2 | 1 | 3.2 | 3.2 | 0.1 | N |  |  | OP | X | 9 | 2007 |  |  | Y | Commercial CHP | 5 | [8 empty] | DFO |  |  | N | N |  | 1H | [23 empty] | N | N | N | bar: B to PC; NG
62997 | Veolia North America | 63236 | Kings Plaza Total Energy Plant (TEP) | NY | Kings | DG5 | Natural Gas Internal Combustion Engine | IC |  | W | X | X |  |  | 3.2 | 1 | 3.2 | 3.2 | 0.1 | N |  |  | OP | X | 9 | 2007 |  |  | Y | Commercial CHP | 5 | [8 empty] | DFO |  |  | N | N |  | 1H | [23 empty] | N | N | N | bar: B to PC; NG
16217 | Village of Rockville Centre - (NY) | 2695 | Charles P Keller | NY | Nassau | 10 | Petroleum Liquids | IC |  | S | X | X |  |  | 3.5 | 0.8 | 3.2 | 3.2 | 1.6 | N |  |  | OP | X | 1 | 1954 |  |  | N | Electric Utility | 1 | B: X; PC: DFO; NG: NG |  |  |  | N | N |  | 1H | [23 empty] | Y | N | Y
16217 | Village of Rockville Centre - (NY) | 2695 | Charles P Keller | NY | Nassau | 9 | Petroleum Liquids | IC |  | S | X | X |  |  | 3.5 | 0.8 | 3.2 | 3.2 | 1.6 | N |  |  | OP | X | 1 | 1954 |  |  | N | Electric Utility | 1 | B: X; PC: DFO; NG: NG |  |  |  | N | N |  | 1H | [23 empty] | Y | N | Y
64309 | Annadale Community Clean Energy Projects LLC | 64748 | Fuel Cell 18A Sneden Avenue | NY | New York | CR18A | Other Natural Gas | FC |  | W | X | X |  |  | 3.5 |  | 3.5 | 3.5 | 0.1 | N |  |  | OP | X | 12 | 2020 |  |  | N | IPP Non-CHP | 2 | B: X; PC: NG; NG: H2 |  |  |  | N | N |  | 12H
7630 | Village of Greenport - (NY) | 2681 | Greenport | NY | Suffolk | 6 | Petroleum Liquids | IC |  | S | X | X |  |  | 3.8 | 0.8 | 2.6 | 2.6 | 0.4 | N |  |  | OP | X | 6 | 1971 |  |  | N | Electric Utility | 1 | B: X; PC: DFO |  |  |  | N | N |  | 1H | [20 empty] | N |  |  | N | N | N
59597 | Broome Energy Resources, LLC | 59816 | Nanticoke LFG | NY | Broome | BR12 | Landfill Gas | IC |  | S | X | X |  |  | 4 | 1 | 4 | 4 | 0.8 | N |  |  | OP | X | 3 | 2006 |  |  | N | IPP Non-CHP | 2 | B: X; PC: LFG |  |  |  | N | N |  | 1H | [23 empty] | N | N | N
64309 | Annadale Community Clean Energy Projects LLC | 64749 | Fuel Cell 18B Sneden Avenue | NY | New York | CR18B | Other Natural Gas | FC |  | W | X | X |  |  | 4 |  | 4 | 4 | 0.1 | N |  |  | OP | X | 12 | 2020 |  |  | N | IPP Non-CHP | 2 | B: X; PC: NG; NG: H2 |  |  |  | N | N |  | 12H | [20 empty] | N |  |  | Y
59219 | Albany Medical Center | 59453 | Albany Medical Ctr Cogen Plant | NY | Albany | GTG1A | Natural Gas Fired Combustion Turbine | GT |  | S | X | X |  |  | 4.3 | 0.8 | 4.2 | 4.6 | 4 | N |  |  | OP | X | 6 | 2020 |  |  | Y | Commercial CHP | 5 | [14 empty] | 1H | [23 empty] | N | bar: B to PC
57120 | OBP Cogen LLC | 57798 | OBP Cogen | NY | New York | 1OBP | Natural Gas Fired Combustion Turbine | GT |  | S | X | X |  |  | 4.6 | 0.9 | 4.6 | 4.6 | 0 | N |  |  | OP | X | 6 | 2010 |  |  | Y | Commercial CHP | 5 | [14 empty] | 1H | [23 empty] | N | bar: B to PC
6775 | Village of Freeport - (NY) | 2678 | Plant No 1 Freeport | NY | Nassau | 4 | Petroleum Liquids | IC |  | S | X | X | 1660 |  | 5.1 | 0.8 | 4.5 | 4.5 | 4.5 | N |  |  | OP | X | 10 | 1964 | 5 | 2021 | N | Electric Utility | 1 | B: X; PC: DFO |  |  |  | N | N |  | 12H | [23 empty] | N | N | N
16217 | Village of Rockville Centre - (NY) | 2695 | Charles P Keller | NY | Nassau | 11 | Petroleum Liquids | IC |  | S | X | X |  |  | 5.2 | 0.8 | 5.2 | 5.2 | 2.6 | N |  |  | OP | X | 1 | 1962 |  |  | N | Electric Utility | 1 | B: X; PC: DFO; NG: NG |  |  |  | N | N |  | 1H | [23 empty] | Y | N | Y
58487 | Montefiore Medical Center Moses Division | 58507 | Montefieor Medical Center Moses Division | NY | Bronx | ES006 | Natural Gas Fired Combustion Turbine | GT |  | S | X | X |  |  | 5.3 | 0.8 | 4.8 | 4.8 | 3.5 | N |  |  | OP | X | 1 | 2002 |  |  | N | Commercial CHP | 5 | B: X; PC: NG; NG: DFO |  |  |  | N |  |  | 12H | [23 empty] | Y |  | Y
16217 | Village of Rockville Centre - (NY) | 2695 | Charles P Keller | NY | Nassau | 12 | Petroleum Liquids | IC |  | S | X | X |  |  | 5.5 | 0.8 | 5.5 | 5.5 | 2.7 | N |  |  | OP | X | 1 | 1967 |  |  | N | Electric Utility | 1 | B: X; PC: DFO; NG: NG |  |  |  | N | N |  | 1H | [23 empty] | Y | N | Y
16217 | Village of Rockville Centre - (NY) | 2695 | Charles P Keller | NY | Nassau | 13 | Petroleum Liquids | IC |  | S | X | X |  |  | 5.5 | 0.8 | 5.5 | 5.5 | 2.7 | N |  |  | OP | X | 1 | 1974 |  |  | N | Electric Utility | 1 | B: X; PC: DFO; NG: NG |  |  |  | N | N |  | 1H | [23 empty] | Y | N | Y
13491 | New York University | 54808 | New York University Central Plant | NY | New York | GT1 | Natural Gas Fired Combined Cycle | CT | CC1 | S | X | N |  |  | 5.5 | 1 | 5.5 | 5.5 | 3 | N |  |  | OP | X | 12 | 2010 |  |  | N | Commercial CHP | 5 | B: X; PC: NG; NG: DFO |  |  |  | N | N |  | 1H | [23 empty] | Y | Y | Y
13491 | New York University | 54808 | New York University Central Plant | NY | New York | GT2 | Natural Gas Fired Combined Cycle | CT | CC1 | S | X | N |  |  | 5.5 | 1 | 5.5 | 5.5 | 3 | N |  |  | OP | X | 12 | 2010 |  |  | N | Commercial CHP | 5 | B: X; PC: NG; NG: DFO |  |  |  | N | N |  | 1H | [23 empty] | Y | Y | Y
21508 | Cornell University | 50368 | Cornell University Central Heat | NY | Tompkins | TG2 | Natural Gas Fired Combined Cycle | CA | CT2 | S | Y | X |  |  | 5.7 | 0.8 | 5.3 | 5.7 | 0.4 | N |  |  | OP | X | 10 | 1988 |  |  | Y | Commercial CHP | 5 | B: B; PC: NG; NG: DFO |  |  |  | N |  |  | 12H |  |  |  |  | N | [18 empty] | N | N | N
19351 | U S Gypsum Co | 50203 | US Gypsum Oakfield | NY | Genesee | GEN1 | Natural Gas Fired Combustion Turbine | GT |  | S | X | X | 241 | 241 | 5.8 | 0.8 | 4.9 | 5.7 | 0.5 | N |  |  | OP | X | 4 | 1986 |  |  | Y | Industrial CHP | 7 | [11 empty] | N | N |  | 1H | [23 empty] | N | N | bar: B to PC
63963 | DG Fuel Cell, LLC | 64350 | Orbit Bloom Fuel Cell | NY | Suffolk | OBFC | Other Natural Gas | FC |  | S | X | X |  |  | 6 |  | 6 | 6 | 6 | N |  |  | OP | X | 8 | 2020 |  |  | N | IPP Non-CHP | 2 | [14 empty] | 1H | bar: B to PC
16217 | Village of Rockville Centre - (NY) | 2695 | Charles P Keller | NY | Nassau | 14 | Petroleum Liquids | IC |  | S | X | X |  |  | 6.2 | 0.85 | 6.2 | 6.2 | 3.1 | N |  |  | OP | X | 9 | 1994 |  |  | N | Electric Utility | 1 | B: X; PC: DFO; NG: NG |  |  |  | N | N |  | 12H | [23 empty] | Y | N | Y
58107 | University of Rochester | 58157 | University of Rochester | NY | Monroe | LP | Natural Gas Steam Turbine | ST |  | S | X | X |  |  | 7.2 | 0.95 | 7.2 | 7.2 | 1 | N |  |  | OP | X | 10 | 2005 |  |  | Y | Commercial CHP | 5 | B: T; PC: NG; NG: DFO; NG: NG |  |  |  | N | N |  | 12H |  |  |  |  | N | [15 empty] | N |  |  | Y | N | Y
61094 | NYU LANGONE HEALTH | 61488 | NYU LANGONE HEALTH | NY | New York | GT | Natural Gas Fired Combustion Turbine | GT |  | S | X | X |  |  | 7.5 | 0.9 | 7.5 | 7.5 | 4 | N |  |  | OP | X | 6 | 2016 |  |  | N | Commercial CHP | 5 | [14 empty] | 1H | [23 empty] | N | bar: B to PC
60883 | NY - PRESBYTERIAN HOSPITAL-525 E 68TH ST | 61238 | NY - Presbyt. Hospital - 525 E 68TH St | NY | New York | CGTB | Natural Gas Fired Combustion Turbine | GT |  | S | X | X |  |  | 7.7 | 0.9 | 7.7 | 7.7 | 0.7 | N |  |  | OP | X | 5 | 2009 |  |  | Y | Commercial CHP | 5 | [14 empty] | 1H | [23 empty] | N | bar: B to PC
60641 | Veolia NA - Municipal & Commercial Business | 10521 | Lederle Laboratories | NY | Rockland | GEN1 | Natural Gas Fired Combined Cycle | CT | CC1 | S | X | N |  |  | 8.3 | 1 | 8.3 | 8.3 | 4.5 | N |  |  | OP | X | 1 | 1991 |  |  | Y | Industrial CHP | 7 | B: T; PC: NG; NG: DFO |  |  |  | N | N |  | 1H | [23 empty] | Y | N | Y
60641 | Veolia NA - Municipal & Commercial Business | 10521 | Lederle Laboratories | NY | Rockland | GEN2 | Natural Gas Fired Combined Cycle | CT | CC1 | S | X | N |  |  | 8.3 | 1 | 8.3 | 8.3 | 4.5 | N |  |  | OP | X | 1 | 1991 |  |  | Y | Industrial CHP | 7 | B: T; PC: NG; NG: DFO |  |  |  | N | N |  | 1H | [23 empty] | Y | N | Y
12834 | Dutchess County RRA | 10305 | Dutchess Cnty Resource Recovery Facility | NY | Dutchess | GEN1 | Municipal Solid Waste | ST |  | S | X | X | NYISO Zone G 23765 | NYISO | 9.2 | 0.8 | 7.2 | 7.4 | 4 | N |  |  | OP | X | 11 | 1987 |  |  | Y | Commercial CHP | 5 | B: T; PC: MSW; NG: NG |  |  |  | N | N |  | 12H | [23 empty] | N | N | N
56505 | National Grid Generation LLC | 2519 | South Hampton | NY | Suffolk | 1 | Petroleum Liquids | GT |  | S | X | X | 23720 |  | 11.5 | 0.85 | 8.5 | 10.4 | 6.6 | N |  |  | OP | X | 3 | 1963 |  |  | N | Electric Utility | 1 | B: X; PC: DFO |  |  |  | N |  |  | 1H | [23 empty] | N | N
16909 | Selkirk Cogen Partners LP | 10725 | Selkirk Cogen | NY | Albany | GEN2 | Natural Gas Fired Combined Cycle | CA | F801 | W | Y | X | Selkirk-I | Selkirk-I | 12 | 0.85 |  |  | 11 | N |  |  | SB | Y | 4 | 1992 |  |  | Y | IPP CHP | 3 | [11 empty] | N | N |  | 12H | [23 empty] | N |  | N | bar: B to PC
19153 | Nassau Energy Corp | 52056 | Nassau Energy Corp | NY | Nassau | ST1 | Natural Gas Fired Combined Cycle | CA | CC1 | W | Y | X |  |  | 12 | 0.85 | 12 | 12 | 5.6 | N |  |  | OP | X | 3 | 1991 |  |  | Y | IPP CHP | 3 | B: T; PC: NG; NG: DFO |  |  |  | N | N |  | 12H | [23 empty] | N | N | N
56601 | Covanta MacArthur Renewable Energy | 51038 | MacArthur Waste to Energy Facility | NY | Suffolk | GEN1 | Municipal Solid Waste | ST |  | W | X | X | 323679 | NYISO | 12.5 | 1 | 11 | 11 | 1 | N |  |  | OP | X | 3 | 1990 |  |  | N | Commercial Non-CHP | 4 | B: X; PC: MSW; NG: NG |  |  |  | N | N |  | 12H | [23 empty] | N
24210 | Riverbay Corp | 52168 | Riverbay | NY | Bronx | GEN3 | Natural Gas Fired Combustion Turbine | GT |  | S | X | X |  |  | 12.9 | 0.8 | 12.3 | 12.6 | 10.3 | N |  |  | OP | X | 3 | 2011 |  |  | Y | Commercial CHP | 5 | B: T; PC: NG; NG: DFO; NG: NG |  |  |  | N | N |  | 12H | [23 empty] | Y | N | Y
24210 | Riverbay Corp | 52168 | Riverbay | NY | Bronx | GEN4 | Natural Gas Fired Combustion Turbine | GT |  | S | X | X |  |  | 12.9 | 0.8 | 12.3 | 12.6 | 10.3 | N |  |  | OP | X | 3 | 2011 |  |  | Y | Commercial CHP | 5 | B: T; PC: NG; NG: DFO; NG: NG |  |  |  | N | N |  | 12H | [23 empty] | Y | N | Y
56505 | National Grid Generation LLC | 2520 | Southold | NY | Suffolk | 1 | Petroleum Liquids | GT |  | S | X | X | 23719 | 23719 | 14 | 0.85 | 10 | 9 | 7.3 | N |  |  | OP | X | 8 | 1964 |  |  | N | Electric Utility | 1 | B: X; PC: DFO |  |  |  | N |  |  | 1H | [23 empty] | N | N
20541 | Wheelabrator Environmental Systems | 10503 | Wheelabrator Hudson Falls | NY | Washington | GEN1 | Municipal Solid Waste | ST |  | S | X | X |  |  | 14.4 | 0.9 | 11.5 | 11.5 | 2 | N |  |  | OP | X | 11 | 1991 |  |  | N | IPP Non-CHP | 2 | B: X; PC: MSW; NG: NG | WO |  |  | N | N |  | 12H |  |  | N |  | N | [18 empty] | N | N | N
54863 | U S Power Generating Company LLC | 8906 | Astoria Generating Station | NY | Queens | 1 | Natural Gas Fired Combustion Turbine | GT |  | S | X | X |  |  | 15 | 1 | 14.1 | 19.1 | 12 | N |  |  | OP | X | 7 | 1967 |  |  | N | IPP Non-CHP | 2 | [11 empty] | N |  |  | 1H | [23 empty] | N | N | bar: B to PC
5624 | RED-Rochester, LLC | 10025 | RED-Rochester, LLC | NY | Monroe | 17TG | Natural Gas Steam Turbine | ST |  | S | X | X |  |  | 15 | 0.8 | 15 | 15 | 4 | N |  |  | OP | X | 12 | 1968 |  |  | Y | Industrial CHP | 7 | B | NG | RFO | DFO |  |  |  | RFO |  |  |  | N | N |  | OVER | [23 empty] | Y | Y | N
21508 | Cornell University | 50368 | Cornell University Central Heat | NY | Tompkins | CT1 | Natural Gas Fired Combined Cycle | CT | CT1 | S | X | N |  |  | 15 | 0.8 | 12.3 | 14.5 | 8 | N |  |  | OP | X | 12 | 2009 |  |  | Y | Commercial CHP | 5 | B: T; PC: NG; NG: DFO |  |  |  | N | N |  | 1H | [23 empty] | Y | N | Y
21508 | Cornell University | 50368 | Cornell University Central Heat | NY | Tompkins | CT2 | Natural Gas Fired Combined Cycle | CT | CT2 | S | X | N |  |  | 15 | 0.8 | 12.3 | 14.5 | 8 | N |  |  | OP | X | 12 | 2009 |  |  | Y | Commercial CHP | 5 | B: T; PC: NG; NG: DFO |  |  |  | N | N |  | 1H | [23 empty] | Y | N | Y
61130 | Helix Ravenswood, LLC | 2500 | Ravenswood | NY | Queens | GT1 | Natural Gas Fired Combustion Turbine | GT |  | S | X | X |  |  | 16 | 0.85 | 8.1 | 9.4 | 7 | N |  |  | OP | X | 7 | 1967 |  |  | N | IPP Non-CHP | 2 | [11 empty] | N | N |  | 1H | [23 empty] | N | bar: B to PC
56505 | National Grid Generation LLC | 2516 | Northport | NY | Suffolk | GT1 | Petroleum Liquids | GT |  | S | X | X | 23718 | 23718 | 16 | 0.85 | 11.8 | 15.8 | 10.6 | N |  |  | OP | X | 3 | 1967 |  |  | N | Electric Utility | 1 | B: X; PC: DFO |  |  |  | N |  |  | 1H | [23 empty] | N | N | N
56505 | National Grid Generation LLC | 2517 | Port Jefferson | NY | Suffolk | GT1 | Petroleum Liquids | GT |  | S | X | X | 23713 | 23713 | 16 | 0.85 | 12.9 | 16.6 | 10.6 | N |  |  | OP | X | 12 | 1966 |  |  | N | Electric Utility | 1 | B: X; PC: DFO |  |  |  |  | N |  | 1H | [23 empty] | N | N
56505 | National Grid Generation LLC | 7869 | Glenwood Landing | NY | Nassau | GT1 | Petroleum Liquids | GT |  | S | X | X | 23712 | 23712 | 16 | 0.85 | 12.6 | 17.6 | 10 | N |  |  | OP | X | 4 | 1967 |  |  | N | Electric Utility | 1 | B: X; PC: DFO; NG: KER |  |  |  | N |  |  | 1H | [23 empty] | N | N
24210 | Riverbay Corp | 52168 | Riverbay | NY | Bronx | GEN2 | Natural Gas Steam Turbine | ST |  | S | X | X |  |  | 16 | 0.8 | 13.8 | 15 | 3 | N |  |  | OP | X | 3 | 2011 |  |  | Y | Commercial CHP | 5 | B: B; PC: NG; NG: DFO; NG: NG | DFO |  |  | N | N |  | 12H | [23 empty] | Y | N | N
24457 | Calpine Eastern Corp | 50292 | Bethpage Power Plant | NY | Nassau | GEN3 | Natural Gas Fired Combined Cycle | CA | G602 | S | N | X | NYISO_CALPINE_BP_GT1_DA | NYISO_CALPINE_BP_GT1_DA | 16.2 | 0.8 | 10.6 | 11.4 | 5 | N |  |  | OP | X | 8 | 1989 |  |  | N | IPP Non-CHP | 2 | [12 empty] | N |  | 12H | [20 empty] | N |  |  | N | N | N | bar: B to PC
9244 | Indeck-Oswego Ltd Partnership | 50450 | Indeck Oswego Energy Center | NY | Oswego | GEN2 | Natural Gas Fired Combined Cycle | CA | CC1 | S | Y | X | 23783 | 23783 | 16.2 | 0.9 |  |  | 10 | N |  |  | OP | X | 6 | 1990 |  |  | Y | IPP CHP | 3 | [11 empty] | N | N |  | 12H | [23 empty] | N | N | N | bar: B to PC
4226 | Consolidated Edison Co-NY Inc | 2496 | Hudson Avenue | NY | Kings | GT3 | Petroleum Liquids | GT |  | S | X | X |  |  | 16.3 | 0.85 | 13.5 | 14 | 11 | N |  |  | OP | X | 7 | 1970 |  |  | N | Electric Utility | 1 | B: X; PC: KER |  |  |  | N | N |  | 1H | [23 empty] | N | N
4226 | Consolidated Edison Co-NY Inc | 2496 | Hudson Avenue | NY | Kings | GT5 | Petroleum Liquids | GT |  | S | X | X |  |  | 16.3 | 0.85 | 14.1 | 18.5 | 11 | N |  |  | OP | X | 7 | 1970 |  |  | N | Electric Utility | 1 | B: X; PC: KER |  |  |  |  | N |  | 1H | [23 empty] | N | N
14182 | Sterling Power Partners LP | 50744 | Sterling Power Plant | NY | Oneida | GEN2 | Natural Gas Fired Combined Cycle | CA | CC1 | S | N | X | 23777 | 23777 | 16.5 | 0.9 | 16 | 16.5 | 12 | N |  |  | OP | X | 7 | 1991 |  |  | N | IPP Non-CHP | 2 | [11 empty] | N | N |  | 12H | [23 empty] | N | N | N | bar: B to PC
4484 | Covanta Babylon Inc | 50649 | Covanta Babylon Inc | NY | Suffolk | GEN1 | Municipal Solid Waste | ST |  | S | X | X | 23656 | NYISO | 17 | 1 | 14.4 | 14.4 | 1 | N |  |  | OP | X | 1 | 1989 |  |  | N | Commercial Non-CHP | 4 | B: X; PC: MSW; NG: DFO |  |  |  | N | N |  | 12H | [23 empty] | N
50136 | North American Energy Services | 54131 | Fortistar North Tonawanda | NY | Niagara | GEN2 | Natural Gas Fired Combined Cycle | CA | CC1 | W | Y | X | 24026 | 24026 | 17 | 0.9 | 20 | 20 | 10 | N |  |  | OP | X | 7 | 1993 |  |  | Y | IPP CHP | 3 | [11 empty] | N | N |  | 12H | [23 empty] | N | N | N | bar: B to PC
4226 | Consolidated Edison Co-NY Inc | 2503 | 59th Street | NY | New York | GT1 | Natural Gas Fired Combustion Turbine | GT |  | S | X | X |  |  | 17.1 | 0.91 | 15.6 | 19.5 | 3 | N |  |  | OP | X | 6 | 1969 |  |  | N | Electric Utility | 1 | B: X; PC: NG; NG: KER |  |  |  | N | N |  | 1H | [23 empty] | Y | N | Y
9245 | Indeck-Energy Serv Silver Spg | 50449 | Indeck Silver Springs Energy Center | NY | Wyoming | GEN2 | Natural Gas Fired Combined Cycle | CA | G722 | S | Y | X | PTID 23768 | PTID 23768 | 17.2 | 0.9 | 17.2 | 17.2 | 10 | N |  |  | OP | X | 5 | 1991 |  |  | Y | IPP CHP | 3 | B: T; PC: NG; NG: DFO |  |  |  | N | N |  | 12H | [23 empty] | Y | N | Y
13192 | NRG Arthur Kill Operations Inc | 2490 | Arthur Kill Generating Station | NY | Richmond | GT1 | Natural Gas Fired Combustion Turbine | GT |  | W | X | X |  |  | 18 | 1 | 12.2 | 15.1 | 1 | N |  |  | OP | X | 1 | 1970 |  |  | N | IPP Non-CHP | 2 | [11 empty] | N | N |  | OVER | [23 empty] | N | N | N | bar: B to PC
56505 | National Grid Generation LLC | 2511 | E F Barrett | NY | Nassau | 3 | Natural Gas Fired Combustion Turbine | GT |  | S | X | X | 23706 | 23706 | 18 | 0.85 | 17.7 | 20.2 | 10.5 | N |  |  | OP | X | 6 | 1970 |  |  | N | Electric Utility | 1 | B: X; PC: NG; NG: DFO |  |  |  | N | N |  | 10M | [23 empty] | Y | N | Y
56505 | National Grid Generation LLC | 2511 | E F Barrett | NY | Nassau | 4 | Natural Gas Fired Combustion Turbine | GT |  | S | X | X | 23707 | 23707 | 18 | 0.85 | 16.8 | 20.5 | 11.4 | N |  |  | OP | X | 7 | 1970 |  |  | N | Electric Utility | 1 | B: X; PC: NG; NG: DFO |  |  |  | N | N |  | 10M | [23 empty] | Y | N | Y
56505 | National Grid Generation LLC | 2511 | E F Barrett | NY | Nassau | 5 | Natural Gas Fired Combustion Turbine | GT |  | S | X | X | 23708 | 23708 | 18 | 0.85 | 17.6 | 20.1 | 11 | N |  |  | OP | X | 7 | 1970 |  |  | N | Electric Utility | 1 | B: X; PC: NG; NG: DFO |  |  |  |  | N |  | 1H | [23 empty] | Y | N | Y
56505 | National Grid Generation LLC | 2511 | E F Barrett | NY | Nassau | 6 | Natural Gas Fired Combustion Turbine | GT |  | S | X | X | 23709 | 23709 | 18 | 0.85 | 16.4 | 19.9 | 11.2 | N |  |  | OP | X | 7 | 1970 |  |  | N | Electric Utility | 1 | B: X; PC: NG; NG: DFO |  |  |  |  | N |  | 10M | [23 empty] | Y | N | Y
56505 | National Grid Generation LLC | 2511 | E F Barrett | NY | Nassau | 8 | Natural Gas Fired Combustion Turbine | GT |  | S | X | X | 23711 | 23711 | 18 | 0.85 | 15.1 | 15.2 | 11.4 | N |  |  | OP | X | 7 | 1970 |  |  | N | Electric Utility | 1 | B: X; PC: NG; NG: DFO |  |  |  | N | N |  | 10M | [23 empty] | Y | N | Y
56505 | National Grid Generation LLC | 2511 | E F Barrett | NY | Nassau | GT1 | Natural Gas Fired Combustion Turbine | GT |  | S | X | X | 23704 | 23704 | 18 | 0.85 | 17.4 | 20.5 | 10.7 | N |  |  | OP | X | 6 | 1970 |  |  | N | Electric Utility | 1 | B: X; PC: NG; NG: DFO |  |  |  | N | N |  | 10M | [23 empty] | Y | N | Y
56505 | National Grid Generation LLC | 2511 | E F Barrett | NY | Nassau | GT2 | Natural Gas Fired Combustion Turbine | GT |  | S | X | X | 23705 | 23705 | 18 | 0.85 | 17.6 | 20.4 | 9 | N |  |  | OP | X | 6 | 1970 |  |  | N | Electric Utility | 1 | B: X; PC: NG; NG: DFO |  |  |  | N | N |  | 10M | [23 empty] | Y | N | Y
6775 | Village of Freeport - (NY) | 2679 | Plant No 2 Freeport | NY | Nassau | 3 | Petroleum Liquids | GT |  | S | X | X | 1660 | 1660 | 18.1 | 0.9 | 16.8 | 18 | 5 | N |  |  | OP | X | 5 | 1973 |  |  | N | Electric Utility | 1 | B: X; PC: DFO; NG: KER |  |  |  | N | N |  | 12H | [23 empty] | N | N | N
58107 | University of Rochester | 58157 | University of Rochester | NY | Monroe | HP | Natural Gas Steam Turbine | ST |  | S | X | X |  |  | 18.2 | 0.95 | 17 | 17 | 2 | N |  |  | OP | X | 10 | 2005 |  |  | Y | Commercial CHP | 5 | B: T; PC: NG; NG: DFO; NG: NG |  |  |  | N | N |  | 12H |  |  |  |  | N | [15 empty] | N |  |  | Y | N | Y
4226 | Consolidated Edison Co-NY Inc | 2504 | 74th Street | NY | New York | GT1 | Petroleum Liquids | GT |  | S | X | X |  |  | 18.5 | 0.85 | 19.4 | 20.5 | 8 | N |  |  | OP | X | 10 | 1968 |  |  | N | Electric Utility | 1 | B: X; PC: KER |  |  |  | N | N |  | 1H | [23 empty] | N
4226 | Consolidated Edison Co-NY Inc | 2504 | 74th Street | NY | New York | GT2 | Petroleum Liquids | GT |  | S | X | X |  |  | 18.5 | 0.85 | 19.9 | 21.9 | 8 | N |  |  | OP | X | 10 | 1968 |  |  | N | Electric Utility | 1 | B: X; PC: KER |  |  |  | N | N |  | 1H | [23 empty] | N
16839 | Seneca Power Partners LP | 54593 | Batavia Power Plant | NY | Genesee | GEN2 | Natural Gas Fired Combined Cycle | CA | CC01 | S | N | X | 24024 | 24024 | 18.5 | 0.9 | 14.5 | 14.8 | 14.5 | N |  |  | OP | X | 9 | 1992 |  |  | N | IPP Non-CHP | 2 | [11 empty] | N | N |  | 12H | [23 empty] | N | N | N | bar: B to PC
56505 | National Grid Generation LLC | 2518 | Shoreham | NY | Suffolk | GT2 | Petroleum Liquids | GT |  | S | X | X | 23716 | 23716 | 18.6 | 0.85 | 15.9 | 19.7 | 12 | N |  |  | OP | X | 4 | 1966 |  |  | N | Electric Utility | 1 | B: X; PC: DFO |  |  |  | N |  |  | 1H | [23 empty] | N | N
9243 | Indeck-Yerkes Ltd Partnership | 50451 | Indeck Yerkes Energy Center | NY | Erie | GEN2 | Natural Gas Fired Combined Cycle | CA | CC1 | S | Y | X |  |  | 19.3 | 0.9 |  |  |  | N |  |  | OP | X | 12 | 1989 |  |  | Y | IPP CHP | 3 | [11 empty] | N | N |  | 12H | [23 empty] | N | N | N | bar: B to PC
54863 | U S Power Generating Company LLC | 2494 | Gowanus Gas Turbines Generating | NY | Kings | GT11 | Petroleum Liquids | GT |  | S | X | X |  |  | 20 | 1 | 18.6 | 24 | 16 | N |  |  | OP | X | 6 | 1971 |  |  | N | IPP Non-CHP | 2 | B: X; PC: DFO |  |  |  | N |  |  | 1H | [23 empty] | N
54863 | U S Power Generating Company LLC | 2494 | Gowanus Gas Turbines Generating | NY | Kings | GT12 | Petroleum Liquids | GT |  | S | X | X |  |  | 20 | 1 | 19.1 | 24.1 | 16 | N |  |  | OP | X | 6 | 1971 |  |  | N | IPP Non-CHP | 2 | B: X; PC: DFO |  |  |  | N |  |  | 1H | [23 empty] | N
54863 | U S Power Generating Company LLC | 2494 | Gowanus Gas Turbines Generating | NY | Kings | GT13 | Petroleum Liquids | GT |  | S | X | X |  |  | 20 | 1 | 17.9 | 23.3 | 16 | N |  |  | OP | X | 6 | 1971 |  |  | N | IPP Non-CHP | 2 | B: X; PC: DFO |  |  |  | N |  |  | 1H | [23 empty] | N
54863 | U S Power Generating Company LLC | 2494 | Gowanus Gas Turbines Generating | NY | Kings | GT14 | Petroleum Liquids | GT |  | S | X | X |  |  | 20 | 1 | 16.3 | 21.2 | 15.6 | N |  |  | OP | X | 6 | 1971 |  |  | N | IPP Non-CHP | 2 | B: X; PC: DFO |  |  |  | N |  |  | 1H | [23 empty] | N
54863 | U S Power Generating Company LLC | 2494 | Gowanus Gas Turbines Generating | NY | Kings | GT15 | Petroleum Liquids | GT |  | S | X | X |  |  | 20 | 1 | 17.3 | 22.8 | 15.9 | N |  |  | OP | X | 6 | 1971 |  |  | N | IPP Non-CHP | 2 | B: X; PC: DFO |  |  |  | N |  |  | 1H | [23 empty] | N
54863 | U S Power Generating Company LLC | 2494 | Gowanus Gas Turbines Generating | NY | Kings | GT16 | Petroleum Liquids | GT |  | S | X | X |  |  | 20 | 1 | 16.5 | 21.4 | 15.6 | N |  |  | OP | X | 6 | 1971 |  |  | N | IPP Non-CHP | 2 | B: X; PC: DFO |  |  |  | N |  |  | 1H | [23 empty] | N
54863 | U S Power Generating Company LLC | 2494 | Gowanus Gas Turbines Generating | NY | Kings | GT17 | Petroleum Liquids | GT |  | S | X | X |  |  | 20 | 1 | 17.2 | 22.1 | 16 | N |  |  | OP | X | 6 | 1971 |  |  | N | IPP Non-CHP | 2 | B: X; PC: DFO |  |  |  | N |  |  | 1H | [23 empty] | N
54863 | U S Power Generating Company LLC | 2494 | Gowanus Gas Turbines Generating | NY | Kings | GT18 | Petroleum Liquids | GT |  | S | X | X |  |  | 20 | 1 | 15.3 | 21.7 | 14.6 | N |  |  | OP | X | 6 | 1971 |  |  | N | IPP Non-CHP | 2 | B: X; PC: DFO |  |  |  | N |  |  | 1H | [23 empty] | N
54863 | U S Power Generating Company LLC | 2494 | Gowanus Gas Turbines Generating | NY | Kings | GT21 | Natural Gas Fired Combustion Turbine | GT |  | S | X | X |  |  | 20 | 1 | 17.7 | 22.4 | 16 | N |  |  | OP | X | 6 | 1971 |  |  | N | IPP Non-CHP | 2 | B: X; PC: NG; NG: DFO |  |  |  | N |  |  | 1H | [23 empty] | Y | Y | Y
54863 | U S Power Generating Company LLC | 2494 | Gowanus Gas Turbines Generating | NY | Kings | GT22 | Natural Gas Fired Combustion Turbine | GT |  | S | X | X |  |  | 20 | 1 | 15.2 | 24.6 | 15.2 | N |  |  | OP | X | 6 | 1971 |  |  | N | IPP Non-CHP | 2 | B: X; PC: NG; NG: DFO |  |  |  | N |  |  | 1H | [23 empty] | Y | Y | Y
54863 | U S Power Generating Company LLC | 2494 | Gowanus Gas Turbines Generating | NY | Kings | GT23 | Natural Gas Fired Combustion Turbine | GT |  | S | X | X |  |  | 20 | 1 | 19.1 | 24.9 | 16 | N |  |  | OP | X | 6 | 1971 |  |  | N | IPP Non-CHP | 2 | B: X; PC: NG; NG: DFO |  |  |  | N |  |  | 1H | [23 empty] | Y | Y | Y
54863 | U S Power Generating Company LLC | 2494 | Gowanus Gas Turbines Generating | NY | Kings | GT24 | Natural Gas Fired Combustion Turbine | GT |  | S | X | X |  |  | 20 | 1 | 17.1 | 22.8 | 16 | N |  |  | OP | X | 6 | 1971 |  |  | N | IPP Non-CHP | 2 | B: X; PC: NG; NG: DFO |  |  |  | N |  |  | 1H | [23 empty] | Y | Y | Y
54863 | U S Power Generating Company LLC | 2494 | Gowanus Gas Turbines Generating | NY | Kings | GT25 | Natural Gas Fired Combustion Turbine | GT |  | S | X | X |  |  | 20 | 1 | 17.7 | 23.3 | 16 | N |  |  | OP | X | 6 | 1971 |  |  | N | IPP Non-CHP | 2 | B: X; PC: NG; NG: DFO |  |  |  | N |  |  | 1H | [23 empty] | Y | Y | Y
54863 | U S Power Generating Company LLC | 2494 | Gowanus Gas Turbines Generating | NY | Kings | GT26 | Natural Gas Fired Combustion Turbine | GT |  | S | X | X |  |  | 20 | 1 | 19.5 | 24.3 | 16 | N |  |  | OP | X | 6 | 1971 |  |  | N | IPP Non-CHP | 2 | B: X; PC: NG; NG: DFO |  |  |  | N |  |  | 1H | [23 empty] | Y | Y | Y
54863 | U S Power Generating Company LLC | 2494 | Gowanus Gas Turbines Generating | NY | Kings | GT27 | Natural Gas Fired Combustion Turbine | GT |  | S | X | X |  |  | 20 | 1 | 19 | 24.6 | 16 | N |  |  | OP | X | 6 | 1971 |  |  | N | IPP Non-CHP | 2 | B: X; PC: NG; NG: DFO | [6 empty] | 1H | [23 empty] | Y | Y | Y
54863 | U S Power Generating Company LLC | 2494 | Gowanus Gas Turbines Generating | NY | Kings | GT28 | Natural Gas Fired Combustion Turbine | GT |  | S | X | X |  |  | 20 | 1 | 17 | 23.1 | 16 | N |  |  | OP | X | 6 | 1971 |  |  | N | IPP Non-CHP | 2 | B: X; PC: NG; NG: DFO |  |  |  | N |  |  | 1H | [23 empty] | Y | Y | Y
54863 | U S Power Generating Company LLC | 2494 | Gowanus Gas Turbines Generating | NY | Kings | GT31 | Natural Gas Fired Combustion Turbine | GT |  | S | X | X |  |  | 20 | 1 | 16.4 | 22.2 | 16 | N |  |  | OP | X | 7 | 1971 |  |  | N | IPP Non-CHP | 2 | B: X; PC: NG; NG: DFO |  |  |  | N |  |  | 1H | [23 empty] | Y | Y | Y
54863 | U S Power Generating Company LLC | 2494 | Gowanus Gas Turbines Generating | NY | Kings | GT32 | Natural Gas Fired Combustion Turbine | GT |  | S | X | X |  |  | 20 | 1 | 16.8 | 22.8 | 16 | N |  |  | OP | X | 7 | 1971 |  |  | N | IPP Non-CHP | 2 | B: X; PC: NG; NG: DFO |  |  |  | N |  |  | 1H | [23 empty] | Y | Y | Y
54863 | U S Power Generating Company LLC | 2494 | Gowanus Gas Turbines Generating | NY | Kings | GT33 | Natural Gas Fired Combustion Turbine | GT |  | S | X | X |  |  | 20 | 1 | 18 | 24.4 | 16 | N |  |  | OP | X | 7 | 1971 |  |  | N | IPP Non-CHP | 2 | B: X; PC: NG; NG: DFO |  |  |  | N |  |  | 1H | [23 empty] | Y | Y | Y
54863 | U S Power Generating Company LLC | 2494 | Gowanus Gas Turbines Generating | NY | Kings | GT34 | Natural Gas Fired Combustion Turbine | GT |  | S | X | X |  |  | 20 | 1 | 15.9 | 22 | 15.9 | N |  |  | OP | X | 7 | 1971 |  |  | N | IPP Non-CHP | 2 | B: X; PC: NG; NG: DFO |  |  |  | N |  |  | 1H | [23 empty] | Y | Y | Y
54863 | U S Power Generating Company LLC | 2494 | Gowanus Gas Turbines Generating | NY | Kings | GT35 | Natural Gas Fired Combustion Turbine | GT |  | S | X | X |  |  | 20 | 1 | 17.3 | 22.1 | 16 | N |  |  | OP | X | 7 | 1971 |  |  | N | IPP Non-CHP | 2 | B: X; PC: NG; NG: DFO |  |  |  | N |  |  | 1H | [23 empty] | Y | Y | Y
54863 | U S Power Generating Company LLC | 2494 | Gowanus Gas Turbines Generating | NY | Kings | GT36 | Natural Gas Fired Combustion Turbine | GT |  | S | X | X |  |  | 20 | 1 | 15.4 | 21 | 15.2 | N |  |  | OP | X | 7 | 1971 |  |  | N | IPP Non-CHP | 2 | B: X; PC: NG; NG: DFO |  |  |  | N |  |  | 1H | [23 empty] | Y | Y | Y
54863 | U S Power Generating Company LLC | 2494 | Gowanus Gas Turbines Generating | NY | Kings | GT37 | Natural Gas Fired Combustion Turbine | GT |  | S | X | X |  |  | 20 | 1 | 17.9 | 24.3 | 16 | N |  |  | OP | X | 7 | 1971 |  |  | N | IPP Non-CHP | 2 | B: X; PC: NG; NG: DFO |  |  |  | N |  |  | 1H | [23 empty] | Y | Y | Y
54863 | U S Power Generating Company LLC | 2494 | Gowanus Gas Turbines Generating | NY | Kings | GT38 | Natural Gas Fired Combustion Turbine | GT |  | S | X | X |  |  | 20 | 1 | 17.8 | 24 | 16 | N |  |  | OP | X | 7 | 1971 |  |  | N | IPP Non-CHP | 2 | B: X; PC: NG; NG: DFO |  |  |  | N |  |  | 1H | [23 empty] | Y | Y | Y
54863 | U S Power Generating Company LLC | 2494 | Gowanus Gas Turbines Generating | NY | Kings | GT41 | Petroleum Liquids | GT |  | S | X | X |  |  | 20 | 1 | 18.9 | 24.7 | 16 | N |  |  | OP | X | 7 | 1971 |  |  | N | IPP Non-CHP | 2 | B: X; PC: DFO |  |  |  | N |  |  | 1H | [23 empty] | N
54863 | U S Power Generating Company LLC | 2494 | Gowanus Gas Turbines Generating | NY | Kings | GT42 | Petroleum Liquids | GT |  | S | X | X |  |  | 20 | 1 | 17.3 | 23.1 | 16 | N |  |  | OP | X | 7 | 1971 |  |  | N | IPP Non-CHP | 2 | B: X; PC: DFO |  |  |  | N |  |  | 1H | [23 empty] | N
54863 | U S Power Generating Company LLC | 2494 | Gowanus Gas Turbines Generating | NY | Kings | GT43 | Petroleum Liquids | GT |  | S | X | X |  |  | 20 | 1 | 18 | 23.4 | 16 | N |  |  | OP | X | 7 | 1971 |  |  | N | IPP Non-CHP | 2 | B: X; PC: DFO |  |  |  | N |  |  | 1H | [23 empty] | N
54863 | U S Power Generating Company LLC | 2494 | Gowanus Gas Turbines Generating | NY | Kings | GT44 | Petroleum Liquids | GT |  | S | X | X |  |  | 20 | 1 | 15.8 | 22.3 | 15.8 | N |  |  | OP | X | 7 | 1971 |  |  | N | IPP Non-CHP | 2 | B: X; PC: DFO |  |  |  | N |  |  | 1H | [23 empty] | N
54863 | U S Power Generating Company LLC | 2494 | Gowanus Gas Turbines Generating | NY | Kings | GT45 | Petroleum Liquids | GT |  | S | X | X |  |  | 20 | 1 | 16.8 | 22.2 | 15.7 | N |  |  | OP | X | 7 | 1971 |  |  | N | IPP Non-CHP | 2 | B: X; PC: DFO |  |  |  | N |  |  | 1H | [23 empty] | N
54863 | U S Power Generating Company LLC | 2494 | Gowanus Gas Turbines Generating | NY | Kings | GT46 | Petroleum Liquids | GT |  | S | X | X |  |  | 20 | 1 | 18 | 24.8 | 16 | N |  |  | OP | X | 7 | 1971 |  |  | N | IPP Non-CHP | 2 | B: X; PC: DFO |  |  |  | N |  |  | 1H | [23 empty] | N
54863 | U S Power Generating Company LLC | 2494 | Gowanus Gas Turbines Generating | NY | Kings | GT47 | Petroleum Liquids | GT |  | S | X | X |  |  | 20 | 1 | 14 | 21.1 | 14 | N |  |  | OP | X | 7 | 1971 |  |  | N | IPP Non-CHP | 2 | B: X; PC: DFO |  |  |  | N |  |  | 1H | [23 empty] | N
54863 | U S Power Generating Company LLC | 2494 | Gowanus Gas Turbines Generating | NY | Kings | GT48 | Petroleum Liquids | GT |  | S | X | X |  |  | 20 | 1 | 16.5 | 23.2 | 16 | N |  |  | OP | X | 7 | 1971 |  |  | N | IPP Non-CHP | 2 | B: X; PC: DFO |  |  |  | N |  |  | 1H | [23 empty] | N
3249 | Central Hudson Gas & Elec Corp | 2485 | South Cairo | NY | Greene | GT1 | Petroleum Liquids | GT |  | S | X | X | 23612 | 23612 | 21.3 | 0.86 | 18.1 | 22.9 | 2 | N |  |  | OP | X | 6 | 1970 |  |  | N | Electric Utility | 1 | B: X; PC: KER |  |  |  | N | N |  | 10M | [23 empty] | N
3249 | Central Hudson Gas & Elec Corp | 2487 | West Coxsackie | NY | Greene | GT1 | Natural Gas Fired Combustion Turbine | GT |  | S | X | X | 23611 | 23611 | 21.3 | 0.86 | 20.2 | 24.8 | 2 | N |  |  | OP | X | 12 | 1969 |  |  | N | Electric Utility | 1 | B: X; PC: NG; NG: KER |  |  |  | N | N |  | 10M | [23 empty] | Y | N | Y
56505 | National Grid Generation LLC | 2512 | East Hampton | NY | Suffolk | 1 | Petroleum Liquids | GT |  | S | X | X | 23717 | 23717 | 21.3 | 0.85 | 19.2 | 24 | 15.4 | N |  |  | OP | X | 12 | 1970 |  |  | N | Electric Utility | 1 | B: X; PC: DFO |  |  |  | N | N |  | 10M | [23 empty] | N | N
54863 | U S Power Generating Company LLC | 2499 | Narrows Gas Turbines Generating | NY | Kings | NT11 | Natural Gas Fired Combustion Turbine | GT |  | S | X | X |  |  | 22 | 1 | 19.7 | 24.2 | 16 | N |  |  | OP | X | 5 | 1972 |  |  | N | IPP Non-CHP | 2 | B: X; PC: NG; NG: DFO |  |  |  | N |  |  | 1H | [23 empty] | Y | Y | Y
54863 | U S Power Generating Company LLC | 2499 | Narrows Gas Turbines Generating | NY | Kings | NT12 | Natural Gas Fired Combustion Turbine | GT |  | S | X | X |  |  | 22 | 1 | 17.4 | 23.7 | 16 | N |  |  | OP | X | 5 | 1972 |  |  | N | IPP Non-CHP | 2 | B: X; PC: NG; NG: DFO |  |  |  | N |  |  | 1H | [23 empty] | Y | Y | Y
54863 | U S Power Generating Company LLC | 2499 | Narrows Gas Turbines Generating | NY | Kings | NT13 | Natural Gas Fired Combustion Turbine | GT |  | S | X | X |  |  | 22 | 1 | 18.1 | 24 | 16 | N |  |  | OP | X | 5 | 1972 |  |  | N | IPP Non-CHP | 2 | B: X; PC: NG; NG: DFO |  |  |  | N |  |  | 1H | [23 empty] | Y | Y | Y
54863 | U S Power Generating Company LLC | 2499 | Narrows Gas Turbines Generating | NY | Kings | NT14 | Natural Gas Fired Combustion Turbine | GT |  | S | X | X |  |  | 22 | 1 | 18.5 | 24.7 | 16 | N |  |  | OP | X | 5 | 1972 |  |  | N | IPP Non-CHP | 2 | B: X; PC: NG; NG: DFO |  |  |  | N |  |  | 1H | [23 empty] | Y | Y | Y
54863 | U S Power Generating Company LLC | 2499 | Narrows Gas Turbines Generating | NY | Kings | NT15 | Natural Gas Fired Combustion Turbine | GT |  | S | X | X |  |  | 22 | 1 | 19.8 | 24.9 | 16 | N |  |  | OP | X | 5 | 1972 |  |  | N | IPP Non-CHP | 2 | B: X; PC: NG; NG: DFO |  |  |  | N |  |  | 1H | [23 empty] | Y | Y | Y
54863 | U S Power Generating Company LLC | 2499 | Narrows Gas Turbines Generating | NY | Kings | NT16 | Natural Gas Fired Combustion Turbine | GT |  | S | X | X |  |  | 22 | 1 | 16.5 | 21.7 | 15.7 | N |  |  | OP | X | 5 | 1972 |  |  | N | IPP Non-CHP | 2 | B: X; PC: NG; NG: DFO |  |  |  | N |  |  | 10M | [23 empty] | Y | Y | Y
54863 | U S Power Generating Company LLC | 2499 | Narrows Gas Turbines Generating | NY | Kings | NT17 | Natural Gas Fired Combustion Turbine | GT |  | S | X | X |  |  | 22 | 1 | 19.7 | 24.6 | 15.6 | N |  |  | OP | X | 5 | 1972 |  |  | N | IPP Non-CHP | 2 | B: X; PC: NG; NG: DFO |  |  |  | N |  |  | 1H | [23 empty] | Y | Y | Y
54863 | U S Power Generating Company LLC | 2499 | Narrows Gas Turbines Generating | NY | Kings | NT18 | Natural Gas Fired Combustion Turbine | GT |  | S | X | X |  |  | 22 | 1 | 17.1 | 23.6 | 16 | N |  |  | OP | X | 5 | 1972 |  |  | N | IPP Non-CHP | 2 | B: X; PC: NG; NG: DFO |  |  |  | N |  |  | 1H | [23 empty] | Y | Y | Y
54863 | U S Power Generating Company LLC | 2499 | Narrows Gas Turbines Generating | NY | Kings | NT21 | Natural Gas Fired Combustion Turbine | GT |  | S | X | X |  |  | 22 | 1 | 18.8 | 24.8 | 16 | N |  |  | OP | X | 6 | 1972 |  |  | N | IPP Non-CHP | 2 | B: X; PC: NG; NG: DFO |  |  |  | N |  |  | 1H | [23 empty] | Y | Y | Y
54863 | U S Power Generating Company LLC | 2499 | Narrows Gas Turbines Generating | NY | Kings | NT22 | Natural Gas Fired Combustion Turbine | GT |  | S | X | X |  |  | 22 | 1 | 16.3 | 22.4 | 16 | N |  |  | OP | X | 6 | 1972 |  |  | N | IPP Non-CHP | 2 | B: X; PC: NG; NG: DFO |  |  |  | N |  |  | 1H | [23 empty] | Y | Y | Y
54863 | U S Power Generating Company LLC | 2499 | Narrows Gas Turbines Generating | NY | Kings | NT23 | Natural Gas Fired Combustion Turbine | GT |  | S | X | X |  |  | 22 | 1 | 17.9 | 23.3 | 16 | N |  |  | OP | X | 6 | 1972 |  |  | N | IPP Non-CHP | 2 | B: X; PC: NG; NG: DFO |  |  |  | N |  |  | 1H | [23 empty] | Y | Y | Y
54863 | U S Power Generating Company LLC | 2499 | Narrows Gas Turbines Generating | NY | Kings | NT24 | Natural Gas Fired Combustion Turbine | GT |  | S | X | X |  |  | 22 | 1 | 18.1 | 24.9 | 16 | N |  |  | OP | X | 6 | 1972 |  |  | N | IPP Non-CHP | 2 | B: X; PC: NG; NG: DFO |  |  |  | N |  |  | 1H | [23 empty] | Y | Y | Y
54863 | U S Power Generating Company LLC | 2499 | Narrows Gas Turbines Generating | NY | Kings | NT25 | Natural Gas Fired Combustion Turbine | GT |  | S | X | X |  |  | 22 | 1 | 18.2 | 24.2 | 16 | N |  |  | OP | X | 6 | 1972 |  |  | N | IPP Non-CHP | 2 | B: X; PC: NG; NG: DFO |  |  |  | N |  |  | 1H | [23 empty] | Y | Y | Y
54863 | U S Power Generating Company LLC | 2499 | Narrows Gas Turbines Generating | NY | Kings | NT26 | Natural Gas Fired Combustion Turbine | GT |  | S | X | X |  |  | 22 | 1 | 15.8 | 22 | 15.4 | N |  |  | OP | X | 6 | 1972 |  |  | N | IPP Non-CHP | 2 | B: X; PC: NG; NG: DFO |  |  |  | N |  |  | 1H | [23 empty] | Y | Y | Y
54863 | U S Power Generating Company LLC | 2499 | Narrows Gas Turbines Generating | NY | Kings | NT27 | Natural Gas Fired Combustion Turbine | GT |  | S | X | X |  |  | 22 | 1 | 18.9 | 24.6 | 16 | N |  |  | OP | X | 6 | 1972 |  |  | N | IPP Non-CHP | 2 | B: X; PC: NG; NG: DFO |  |  |  | N |  |  | 1H | [23 empty] | Y | Y | Y
54863 | U S Power Generating Company LLC | 2499 | Narrows Gas Turbines Generating | NY | Kings | NT28 | Natural Gas Fired Combustion Turbine | GT |  | S | X | X |  |  | 22 | 1 | 15.7 | 22.3 | 15.7 | N |  |  | OP | X | 6 | 1972 |  |  | N | IPP Non-CHP | 2 | B: X; PC: NG; NG: DFO |  |  |  | N |  |  | 1H | [23 empty] | Y | Y | Y
3085 | Carthage Energy LLC | 10620 | Carthage Energy LLC | NY | Jefferson | GEN2 | Natural Gas Fired Combined Cycle | CA | CC1 | S | Y | X | 23857 | 23857 | 22 | 0.95 | 21 | 21.5 | 10 | N |  |  | OP | X | 11 | 1991 |  |  | N | IPP Non-CHP | 2 | [11 empty] | N | N |  | 12H | [23 empty] | N | N | N | bar: B to PC
9645 | Jamestown Board of Public Util | 2682 | S A Carlson | NY | Chautauqua | 5 | Natural Gas Steam Turbine | ST | 1 | S | X | X |  |  | 24.5 | 0.9 | 22.5 | 22.5 | 5 | N |  |  | OP | X | 8 | 1951 |  |  | N | Electric Utility | 1 | B: X; PC: NG; NG: DFO; NG: NG |  |  |  | N | N |  | 12H |  | N |  |  | N | [18 empty] | Y | N | Y
9645 | Jamestown Board of Public Util | 2682 | S A Carlson | NY | Chautauqua | 6 | Natural Gas Steam Turbine | ST | 1 | S | X | X |  |  | 24.5 | 0.9 | 22.5 | 22.5 | 5 | N |  |  | OP | X | 8 | 1968 |  |  | N | Electric Utility | 1 | B: X; PC: NG; NG: DFO; NG: NG |  |  |  | N | N |  | 12H |  | N |  |  | N | [18 empty] | Y | N | Y
13949 | City of Oberlin - (OH) | 2933 | Oberlin (OH) | OH | Lorain | 9 | Natural Gas Internal Combustion Engine | IC |  | S | X | X |  |  | 0.4 | 0.8 | 0.4 | 0.4 | 0.4 | N |  |  | OP | X | 1 | 1990 |  |  | N | Electric Utility | 1 | [11 empty] | N | N |  | 1H | [23 empty] | N |  | N | bar: B to PC
768 | City of Arcanum - (OH) | 2902 | Arcanum | OH | Darke | 2 | Petroleum Liquids | IC |  | S | X | X | N/A | N/A | 0.5 | 0.8 | 0.6 | 0.6 | 0.2 | N |  |  | OP | X | 10 | 1946 |  |  | N | Electric Utility | 1 | B: X; PC: DFO |  |  |  | N |  |  | 1H | [20 empty] | N |  |  | N | N | N
13949 | City of Oberlin - (OH) | 2933 | Oberlin (OH) | OH | Lorain | 10 | Natural Gas Internal Combustion Engine | IC |  | S | X | X |  |  | 0.5 | 0.8 | 0.5 | 0.5 | 0.4 | N |  |  | OP | X | 1 | 1990 |  |  | N | Electric Utility | 1 | [11 empty] | N | N |  | 1H | [23 empty] | N | N | N | bar: B to PC
61457 | Cleveland Thermal, LLC | 61838 | Cleveland Thermal | OH | Cuyahoga | ST1 | Natural Gas Steam Turbine | ST |  | S | X | X |  |  | 0.5 | 0.88 | 0.5 | 0.5 | 0.1 | N |  |  | OP | X | 2 | 2017 |  |  | Y | Commercial CHP | 5 | [11 empty] | N | N |  | 1H | [23 empty] | N | N | N | bar: B to PC; NG
61457 | Cleveland Thermal, LLC | 61838 | Cleveland Thermal | OH | Cuyahoga | ST2 | Natural Gas Steam Turbine | ST |  | S | X | X |  |  | 0.5 | 0.88 | 0.5 | 0.5 | 0.1 | N |  |  | OP | X | 2 | 2017 |  |  | Y | Commercial CHP | 5 | [11 empty] | N | N |  | 1H | [23 empty] | N | N | N | bar: B to PC; NG
20977 | City of Woodsfield - (OH) | 2945 | Anadarko | OH | Monroe | 6 | Petroleum Liquids | IC |  | S | X | X |  |  | 0.6 | 0.8 | 0.6 | 0.6 | 0.4 | N |  |  | SB | N | 1 | 1949 |  |  | N | Electric Utility | 1 | B: X; PC: DFO; NG: NG |  |  |  | N | N |  | 1H | [23 empty] | N |  | N
56498 | Weaver Bridgewater Dairy | 57173 | Bridgewater Dairy Anaerobic Digester | OH | Williams | 1 | Other Waste Biomass | IC |  | S | X | X |  |  | 0.6 | 0.8 | 0.6 | 0.6 | 0 | N |  |  | OP | X | 9 | 2008 |  |  | N | Industrial Non-CHP | 6 | B: X; PC: OBG |  |  |  |  | N |  | OVER | [23 empty] | N | N | N
56498 | Weaver Bridgewater Dairy | 57173 | Bridgewater Dairy Anaerobic Digester | OH | Williams | 2 | Other Waste Biomass | IC |  | S | X | X |  |  | 0.6 | 0.8 | 0.6 | 0.6 | 0 | N |  |  | OP | X | 9 | 2008 |  |  | N | Industrial Non-CHP | 6 | B: X; PC: OBG |  |  |  |  | N |  | OVER | [23 empty] | N | N | N
222 | City of Akron | 58980 | Akron WRF | OH | Summit | 2G-1 | Other Waste Biomass | IC |  | S | X | X |  |  | 0.6 | 0.8 | 0.6 | 0.6 | 0.3 | N |  |  | OP | X | 5 | 2014 |  |  | Y | Commercial CHP | 5 | B: T; PC: OBG |  |  |  | N | N |  | 1H | [20 empty] | N |  |  | N | N | N
222 | City of Akron | 58980 | Akron WRF | OH | Summit | 2G-2 | Other Waste Biomass | IC |  | S | X | X |  |  | 0.6 | 0.8 | 0.6 | 0.6 | 0.3 | N |  |  | OP | X | 5 | 2014 |  |  | Y | Commercial CHP | 5 | B: T; PC: OBG |  |  |  | N | N |  | 1H | [20 empty] | N |  |  | N | N | N
222 | City of Akron | 58980 | Akron WRF | OH | Summit | 2G-3 | Other Waste Biomass | IC |  | S | X | X |  |  | 0.6 | 0.8 | 0.6 | 0.6 | 0.3 | N |  |  | OP | X | 5 | 2014 |  |  | Y | Commercial CHP | 5 | B: T; PC: OBG |  |  |  | N | N |  | 1H | [20 empty] | N |  |  | N | N | N
768 | City of Arcanum - (OH) | 2902 | Arcanum | OH | Darke | 1 | Petroleum Liquids | IC |  | S | X | X | N/A | N/A | 0.7 | 0.8 | 0.8 | 0.8 | 0.2 | N |  |  | OP | X | 9 | 1951 |  |  | N | Electric Utility | 1 | B: X; PC: DFO |  |  |  | N |  |  | 1H | [20 empty] | N |  |  | N | N | N
58115 | DTE Ashtabula, LLC | 55990 | Ashtabula | OH | Ashtabula | 6 | Natural Gas Fired Combined Cycle | CA | G1 | S | Y | X |  |  | 0.8 | 0.8 | 0.7 | 0.8 | 0.2 | N |  |  | OP | X | 2 | 2001 |  |  | Y | IPP CHP | 3 | [11 empty] | N | N |  | 1H | [23 empty] | N | N | N | bar: B to PC
58115 | DTE Ashtabula, LLC | 55990 | Ashtabula | OH | Ashtabula | 7 | Natural Gas Fired Combined Cycle | CA | G1 | S | Y | X |  |  | 0.8 | 0.8 | 0.7 | 0.8 | 0.2 | N |  |  | OP | X | 2 | 2001 |  |  | Y | IPP CHP | 3 | [11 empty] | N | N |  | 1H | [23 empty] | N | N | N | bar: B to PC
54842 | WM Renewable Energy LLC | 57170 | Suburban Landfill Gas Recovery | OH | Perry | GEN1 | Landfill Gas | IC |  | S | X | X | 045-019-029 | 045-019-029 | 0.8 | 0.98 | 0.8 | 0.8 | 0.5 | N |  |  | OP | X | 1 | 2011 |  |  | N | IPP Non-CHP | 2 | B: X; PC: LFG | [6 empty] | 1H | [23 empty] | N | N | N
54842 | WM Renewable Energy LLC | 57170 | Suburban Landfill Gas Recovery | OH | Perry | GEN2 | Landfill Gas | IC |  | S | X | X | 045-019-029 | 045-019-029 | 0.8 | 0.98 | 0.8 | 0.8 | 0.5 | N |  |  | OP | X | 1 | 2011 |  |  | N | IPP Non-CHP | 2 | B: X; PC: LFG | [6 empty] | 1H | [23 empty] | N | N | N
54842 | WM Renewable Energy LLC | 57170 | Suburban Landfill Gas Recovery | OH | Perry | GEN3 | Landfill Gas | IC |  | S | X | X | 045-019-029 | 045-019-029 | 0.8 | 0.98 | 0.8 | 0.8 | 0.5 | N |  |  | OP | X | 1 | 2011 |  |  | N | IPP Non-CHP | 2 | B: X; PC: LFG | [6 empty] | 1H | [23 empty] | N | N | N
54842 | WM Renewable Energy LLC | 57170 | Suburban Landfill Gas Recovery | OH | Perry | GEN4 | Landfill Gas | IC |  | S | X | X | 045-019-029 | 045-019-029 | 0.8 | 0.98 | 0.8 | 0.8 | 0.5 | N |  |  | OP | X | 1 | 2011 |  |  | N | IPP Non-CHP | 2 | B: X; PC: LFG | [6 empty] | 1H | [23 empty] | N | N | N
54842 | WM Renewable Energy LLC | 57170 | Suburban Landfill Gas Recovery | OH | Perry | GEN5 | Landfill Gas | IC |  | S | X | X | 045-019-029 | 045-019-029 | 0.8 | 0.98 | 0.8 | 0.8 | 0.5 | N |  |  | OP | X | 1 | 2011 |  |  | N | IPP Non-CHP | 2 | B: X; PC: LFG |  |  |  | N |  |  | 1H | [23 empty] | N | N | N
54842 | WM Renewable Energy LLC | 57170 | Suburban Landfill Gas Recovery | OH | Perry | GEN6 | Landfill Gas | IC |  | S | X | X | 045-019-029 | 045-019-029 | 0.8 | 0.98 | 0.8 | 0.8 | 0.5 | N |  |  | OP | X | 1 | 2011 |  |  | N | IPP Non-CHP | 2 | B: X; PC: LFG |  |  |  | N |  |  | 1H | [23 empty] | N | N | N
54842 | WM Renewable Energy LLC | 57170 | Suburban Landfill Gas Recovery | OH | Perry | GEN7 | Landfill Gas | IC |  | S | X | X | 045-019-029 | 045-019-029 | 0.8 | 0.98 | 0.8 | 0.8 | 0.5 | N |  |  | OP | X | 1 | 2011 |  |  | N | IPP Non-CHP | 2 | B: X; PC: LFG |  |  |  | N |  |  | 1H | [23 empty] | N | N | N
55920 | Bio-Gas Technologies LTD | 57249 | Renewable Energy Services of Ohio | OH | Erie | GEN2 | Landfill Gas | IC |  | W | X | X |  |  | 0.8 | 0.9 | 0.8 | 0.8 | 0.6 | N |  |  | OP | X | 8 | 2014 |  |  | N | IPP Non-CHP | 2 | B: X; PC: LFG |  |  |  | N | N |  | 1H | [20 empty] | N |  |  | N | N
54842 | WM Renewable Energy LLC | 57410 | Geneva | OH | Ashtabula | GEN1 | Landfill Gas | IC |  | S | X | X | GENEVALF | GENEVALF | 0.8 | 0.98 | 0.8 | 0.8 | 0.5 | N |  |  | OP | X | 7 | 2013 |  |  | N | IPP Non-CHP | 2 | B: X; PC: LFG |  |  |  | N |  |  | 1H | [23 empty] | N | N | N
54842 | WM Renewable Energy LLC | 57410 | Geneva | OH | Ashtabula | GEN2 | Landfill Gas | IC |  | S | X | X | GENEVALF | GENEVALF | 0.8 | 0.98 | 0.8 | 0.8 | 0.5 | N |  |  | OP | X | 7 | 2013 |  |  | N | IPP Non-CHP | 2 | B: X; PC: LFG |  |  |  | N |  |  | 1H | [23 empty] | N | N | N
54842 | WM Renewable Energy LLC | 57410 | Geneva | OH | Ashtabula | GEN3 | Landfill Gas | IC |  | S | X | X | GENEVALF | GENEVALF | 0.8 | 0.98 | 0.8 | 0.8 | 0.5 | N |  |  | OP | X | 7 | 2013 |  |  | N | IPP Non-CHP | 2 | B: X; PC: LFG |  |  |  | N |  |  | 1H | [23 empty] | N | N | N
54842 | WM Renewable Energy LLC | 57410 | Geneva | OH | Ashtabula | GEN4 | Landfill Gas | IC |  | S | X | X | GENEVALF | GENEVALF | 0.8 | 0.98 | 0.8 | 0.8 | 0.5 | N |  |  | OP | X | 7 | 2013 |  |  | N | IPP Non-CHP | 2 | B: X; PC: LFG |  |  |  | N |  |  | 1H | [23 empty] | N | N | N
54842 | WM Renewable Energy LLC | 57410 | Geneva | OH | Ashtabula | GEN5 | Landfill Gas | IC |  | S | X | X | GENEVALF | GENEVALF | 0.8 | 0.98 | 0.8 | 0.8 | 0.5 | N |  |  | OP | X | 7 | 2013 |  |  | N | IPP Non-CHP | 2 | B: X; PC: LFG |  |  |  | N |  |  | 1H | [23 empty] | N | N | N
54842 | WM Renewable Energy LLC | 57411 | Mahoning | OH | Mahoning | GEN1 | Landfill Gas | IC |  | S | X | X | MAHONILF | MAHONILF | 0.8 | 0.98 | 0.8 | 0.8 | 0.5 | N |  |  | OP | X | 1 | 2013 |  |  | N | IPP Non-CHP | 2 | B: X; PC: LFG |  |  |  | N |  |  | 1H | [23 empty] | N | N | N
54842 | WM Renewable Energy LLC | 57411 | Mahoning | OH | Mahoning | GEN2 | Landfill Gas | IC |  | S | X | X | MAHONILF | MAHONILF | 0.8 | 0.98 | 0.8 | 0.8 | 0.5 | N |  |  | OP | X | 1 | 2013 |  |  | N | IPP Non-CHP | 2 | B: X; PC: LFG |  |  |  | N |  |  | 1H | [23 empty] | N | N | N
54842 | WM Renewable Energy LLC | 57411 | Mahoning | OH | Mahoning | GEN3 | Landfill Gas | IC |  | S | X | X | MAHONILF | MAHONILF | 0.8 | 0.98 | 0.8 | 0.8 | 0.5 | N |  |  | OP | X | 1 | 2013 |  |  | N | IPP Non-CHP | 2 | B: X; PC: LFG |  |  |  | N |  |  | 1H | [23 empty] | N | N | N
54842 | WM Renewable Energy LLC | 57411 | Mahoning | OH | Mahoning | GEN4 | Landfill Gas | IC |  | S | X | X | MAHONILF | MAHONILF | 0.8 | 0.98 | 0.8 | 0.8 | 0.5 | N |  |  | OP | X | 1 | 2013 |  |  | N | IPP Non-CHP | 2 | B: X; PC: LFG |  |  |  | N |  |  | 1H | [23 empty] | N | N | N
54842 | WM Renewable Energy LLC | 57411 | Mahoning | OH | Mahoning | GEN5 | Landfill Gas | IC |  | S | X | X | MAHONILF | MAHONILF | 0.8 | 0.98 | 0.8 | 0.8 | 0.5 | N |  |  | OP | X | 1 | 2013 |  |  | N | IPP Non-CHP | 2 | B: X; PC: LFG |  |  |  | N |  |  | 1H | [23 empty] | N | N | N
40577 | American Mun Power-Ohio, Inc | 7878 | Wellington | OH | Lorain | 1 | Petroleum Liquids | IC |  | S | X | X |  |  | 1 | 0.8 | 1 | 1 | 1 | N |  |  | SB | Y | 2 | 1998 |  |  | N | Electric Utility | 1 | B: X; PC: DFO |  |  |  | N | N |  | 10M | [23 empty] | N | N | N
58435 | Collinwood BioEnergy | 58439 | Collinwood BioEnergy Facility | OH | Cuyahoga | CBE01 | Other Waste Biomass | IC |  | S | X | X |  |  | 1 | 1 | 1 | 1 | 0.2 | N |  |  | OP | X | 5 | 2011 | 5 | 2025 | N | Industrial Non-CHP | 6 | B: X; PC: OBG; NG: OBG |  |  |  | N | N |  | 1H | [23 empty] | N | N | N
58892 | Wooster Renewable Energy LLC | 59072 | Wooster Renewable Energy | OH | Wayne | WRE 1 | Other Waste Biomass | IC |  | S | X | X |  |  | 1 | 1 | 1 | 1 | 0.2 | N |  |  | OP | X | 12 | 2013 |  |  | N | Industrial Non-CHP | 6 | B: X; PC: OBG; NG: NG; NG: OBG |  |  |  | N | N |  | 1H | [23 empty] | N | N | N
13949 | City of Oberlin - (OH) | 2933 | Oberlin (OH) | OH | Lorain | 1 | Petroleum Liquids | IC |  | S | X | X |  |  | 1.1 | 0.8 | 1 | 1 | 0.9 | N |  |  | OP | X | 1 | 1948 |  |  | N | Electric Utility | 1 | B: X; PC: DFO |  |  |  | N | N |  | 1H | [23 empty] | N | N | N
13464 | Village of New Knoxville - (OH) | 7898 | New Knoxville | OH | Auglaize | 1 | Petroleum Liquids | IC |  | S | X | X |  |  | 1.1 | 0.8 | 1 | 1 | 0.2 | N |  |  | OS | X | 9 | 2000 |  |  | N | Electric Utility | 1 | B: X; PC: DFO |  |  |  | N |  |  | 1H | [23 empty] | N
59147 | Broshco Fabricated Products | 59373 | Broshco Fabricated Products | OH | Richland | 4 | Natural Gas Fired Combustion Turbine | GT |  | S | X | X |  |  | 1.1 | 0.8 | 1.1 | 1.1 | 0.2 | N |  |  | OP | X | 7 | 2005 |  |  | Y | Industrial CHP | 7 | [11 empty] | N |  |  | 1H | [23 empty] | N |  | N | bar: B to PC
20977 | City of Woodsfield - (OH) | 2945 | Anadarko | OH | Monroe | 10 | Petroleum Liquids | IC |  | S | X | X |  |  | 1.2 | 0.8 | 1.2 | 1.2 | 1 | N |  |  | SB | N | 1 | 1983 |  |  | N | Electric Utility | 1 | B: X; PC: DFO; NG: NG |  |  |  | N | N |  | 1H | [23 empty] | N |  | N
20977 | City of Woodsfield - (OH) | 2945 | Anadarko | OH | Monroe | 11 | Petroleum Liquids | IC |  | S | X | X |  |  | 1.2 | 0.8 | 1.2 | 1.2 | 0.4 | N |  |  | SB | N | 1 | 1983 |  |  | N | Electric Utility | 1 | B: X; PC: DFO; NG: NG |  |  |  | N | N |  | 1H | [23 empty] | N |  | N
20977 | City of Woodsfield - (OH) | 2945 | Anadarko | OH | Monroe | 7 | Petroleum Liquids | IC |  | S | X | X |  |  | 1.2 | 0.8 | 1.2 | 1.2 | 0.4 | N |  |  | SB | N | 1 | 1957 |  |  | N | Electric Utility | 1 | B: X; PC: DFO; NG: NG | [6 empty] | 1H | [23 empty] | N |  | N
59147 | Broshco Fabricated Products | 59373 | Broshco Fabricated Products | OH | Richland | 1 | Natural Gas Fired Combustion Turbine | GT |  | S | X | X |  |  | 1.2 | 0.8 | 1.2 | 1.2 | 0.2 | N |  |  | OP | X | 9 | 2001 |  |  | Y | Industrial CHP | 7 | [11 empty] | N |  |  | 1H | [23 empty] | N |  | N | bar: B to PC
59147 | Broshco Fabricated Products | 59373 | Broshco Fabricated Products | OH | Richland | 2 | Natural Gas Fired Combustion Turbine | GT |  | S | X | X |  |  | 1.2 | 0.8 | 1.2 | 1.2 | 0.2 | N |  |  | OP | X | 9 | 2001 |  |  | Y | Industrial CHP | 7 | [11 empty] | N |  |  | 1H | [23 empty] | N |  | N | bar: B to PC
59147 | Broshco Fabricated Products | 59373 | Broshco Fabricated Products | OH | Richland | 3 | Natural Gas Fired Combustion Turbine | GT |  | S | X | X |  |  | 1.2 | 0.8 | 1.2 | 1.2 | 0.2 | N |  |  | OP | X | 9 | 2001 |  |  | Y | Industrial CHP | 7 | [11 empty] | N |  |  | 1H | [23 empty] | N |  | N | bar: B to PC
4065 | City of Columbus - (OH) | 56422 | ST-1/1A Engine No 1 | OH | Franklin | 0006 | Petroleum Liquids | IC |  | S | X | X |  |  | 1.3 | 0.8 | 1.1 | 1.1 | 0.1 | N |  |  | SB | Y | 1 | 2008 |  |  | N | Electric Utility | 1 | B: X; PC: DFO |  |  |  | N | N |  | 10M | [23 empty] | N | N
57281 | University of Cincinnati | 57929 | East Campus Utility Plant | OH | Hamilton | STG | Natural Gas Steam Turbine | ST |  | S | X | X |  |  | 1.3 | 0.85 | 1.2 | 1.2 | 0.2 | N |  |  | SB | N | 11 | 2010 |  |  | N | Commercial Non-CHP | 4 | B: X; PC: NG; NG: DFO; NG: NG |  |  |  | N | N |  | 12H | [23 empty] | Y | N | Y
4065 | City of Columbus - (OH) | 56420 | Renick Run Pumping Station 03-04 | OH | Franklin | 0003 | Petroleum Liquids | IC |  | S | X | X |  |  | 1.4 | 0.8 | 1.1 | 1.1 | 0.1 | N |  |  | SB | Y | 9 | 2006 |  |  | N | Electric Utility | 1 | B: X; PC: DFO |  |  |  | N | N |  | 10M | [23 empty] | N
4065 | City of Columbus - (OH) | 56420 | Renick Run Pumping Station 03-04 | OH | Franklin | 0004 | Petroleum Liquids | IC |  | S | X | X |  |  | 1.4 | 0.8 | 1.1 | 1.1 | 0.1 | N |  |  | SB | Y | 9 | 2006 |  |  | N | Electric Utility | 1 | B: X; PC: DFO |  |  |  | N | N |  | 10M | [23 empty] | N
59828 | Solid Waste Authority of Central Ohio | 56863 | Model Gas Power Station | OH | Franklin | 1 | Landfill Gas | IC |  | S | X | X |  |  | 1.4 | 0.95 | 1.4 | 1.4 |  | N |  |  | OS | X | 3 | 2001 |  |  | N | IPP Non-CHP | 2 | B: X; PC: LFG |  |  |  | N | [26 empty] | N
59828 | Solid Waste Authority of Central Ohio | 56863 | Model Gas Power Station | OH | Franklin | 2 | Landfill Gas | IC |  | S | X | X |  |  | 1.4 | 0.95 | 1.4 | 1.4 |  | N |  |  | OS | X | 3 | 2001 |  |  | N | IPP Non-CHP | 2 | B: X; PC: LFG |  |  |  | N | [26 empty] | N
55858 | EDL Inc | 56865 | Ottawa County Project | OH | Ottawa | 1 | Landfill Gas | IC |  | S | X | X |  |  | 1.4 | 0.95 | 1.4 | 1.4 | 0.7 | N |  |  | OS | X | 3 | 2001 |  |  | N | IPP Non-CHP | 2 | B: X; PC: LFG |  |  |  |  | N |  | 12H | [23 empty] | N
55858 | EDL Inc | 56865 | Ottawa County Project | OH | Ottawa | 2 | Landfill Gas | IC |  | S | X | X |  |  | 1.4 | 0.95 | 1.4 | 1.4 | 0.7 | N |  |  | OP | X | 3 | 2001 |  |  | N | IPP Non-CHP | 2 | B: X; PC: LFG |  |  |  |  | N |  | 12H | [23 empty] | N
55858 | EDL Inc | 56868 | Carbon Limestone | OH | Mahoning | 1 | Landfill Gas | IC |  | S | X | X |  |  | 1.4 | 0.95 | 1.4 | 1.4 | 0.7 | N |  |  | OP | X | 11 | 2001 |  |  | N | IPP Non-CHP | 2 | B: X; PC: LFG |  |  |  |  | N |  | 12H | [23 empty] | N | N
55858 | EDL Inc | 56868 | Carbon Limestone | OH | Mahoning | 10 | Landfill Gas | IC |  | S | X | X |  |  | 1.4 | 0.95 | 1.4 | 1.4 | 0.7 | N |  |  | OP | X | 11 | 2001 |  |  | N | IPP Non-CHP | 2 | B: X; PC: LFG |  |  |  |  | N |  | 12H | [23 empty] | N | N
55858 | EDL Inc | 56868 | Carbon Limestone | OH | Mahoning | 11 | Landfill Gas | IC |  | S | X | X |  |  | 1.4 | 0.95 | 1.4 | 1.4 | 0.7 | N |  |  | OP | X | 11 | 2001 |  |  | N | IPP Non-CHP | 2 | B: X; PC: LFG |  |  |  |  | N |  | 12H | [23 empty] | N | N
55858 | EDL Inc | 56868 | Carbon Limestone | OH | Mahoning | 12 | Landfill Gas | IC |  | S | X | X |  |  | 1.4 | 0.95 | 1.4 | 1.4 | 0.7 | N |  |  | OP | X | 12 | 2003 |  |  | N | IPP Non-CHP | 2 | B: X; PC: LFG |  |  |  |  | N |  | 12H | [23 empty] | N
55858 | EDL Inc | 56868 | Carbon Limestone | OH | Mahoning | 13 | Landfill Gas | IC |  | S | X | X |  |  | 1.4 | 0.95 | 1.4 | 1.4 | 0.7 | N |  |  | OP | X | 12 | 2003 |  |  | N | IPP Non-CHP | 2 | B: X; PC: LFG |  |  |  |  | N |  | 12H | [23 empty] | N | N
55858 | EDL Inc | 56868 | Carbon Limestone | OH | Mahoning | 14 | Landfill Gas | IC |  | S | X | X |  |  | 1.4 | 0.95 | 1.4 | 1.4 | 0.7 | N |  |  | OP | X | 1 | 2006 |  |  | N | IPP Non-CHP | 2 | B: X; PC: LFG |  |  |  |  | N |  | 12H | [23 empty] | N | N
55858 | EDL Inc | 56868 | Carbon Limestone | OH | Mahoning | 15 | Landfill Gas | IC |  | S | X | X |  |  | 1.4 | 0.95 | 1.4 | 1.4 | 0.7 | N |  |  | OP | X | 4 | 2011 |  |  | N | IPP Non-CHP | 2 | B: X; PC: LFG |  |  |  |  | N |  | 12H | [23 empty] | N | N
55858 | EDL Inc | 56868 | Carbon Limestone | OH | Mahoning | 16 | Landfill Gas | IC |  | S | X | X |  |  | 1.4 | 0.95 | 1.4 | 1.4 | 0.7 | N |  |  | OP | X | 4 | 2011 |  |  | N | IPP Non-CHP | 2 | B: X; PC: LFG |  |  |  |  | N |  | 12H | [23 empty] | N | N
55858 | EDL Inc | 56868 | Carbon Limestone | OH | Mahoning | 2 | Landfill Gas | IC |  | S | X | X |  |  | 1.4 | 0.95 | 1.4 | 1.4 | 0.7 | N |  |  | OP | X | 11 | 2001 |  |  | N | IPP Non-CHP | 2 | B: X; PC: LFG |  |  |  |  | N |  | 12H | [23 empty] | N | N
55858 | EDL Inc | 56868 | Carbon Limestone | OH | Mahoning | 3 | Landfill Gas | IC |  | S | X | X |  |  | 1.4 | 0.95 | 1.4 | 1.4 | 0.7 | N |  |  | OP | X | 11 | 2001 |  |  | N | IPP Non-CHP | 2 | B: X; PC: LFG |  |  |  |  | N |  | 12H | [23 empty] | N | N
55858 | EDL Inc | 56868 | Carbon Limestone | OH | Mahoning | 4 | Landfill Gas | IC |  | S | X | X |  |  | 1.4 | 0.95 | 1.4 | 1.4 | 0.7 | N |  |  | OP | X | 11 | 2001 |  |  | N | IPP Non-CHP | 2 | B: X; PC: LFG |  |  |  |  | N |  | 12H | [23 empty] | N | N
55858 | EDL Inc | 56868 | Carbon Limestone | OH | Mahoning | 5 | Landfill Gas | IC |  | S | X | X |  |  | 1.4 | 0.95 | 1.4 | 1.4 | 0.7 | N |  |  | OP | X | 11 | 2001 |  |  | N | IPP Non-CHP | 2 | B: X; PC: LFG |  |  |  |  | N |  | 12H | [23 empty] | N | N
55858 | EDL Inc | 56868 | Carbon Limestone | OH | Mahoning | 6 | Landfill Gas | IC |  | S | X | X |  |  | 1.4 | 0.95 | 1.4 | 1.4 | 0.7 | N |  |  | OP | X | 11 | 2001 |  |  | N | IPP Non-CHP | 2 | B: X; PC: LFG |  |  |  |  | N |  | 12H | [23 empty] | N | N
55858 | EDL Inc | 56868 | Carbon Limestone | OH | Mahoning | 7 | Landfill Gas | IC |  | S | X | X |  |  | 1.4 | 0.95 | 1.4 | 1.4 | 0.7 | N |  |  | OP | X | 11 | 2001 |  |  | N | IPP Non-CHP | 2 | B: X; PC: LFG |  |  |  |  | N |  | 12H | [23 empty] | N | N
55858 | EDL Inc | 56868 | Carbon Limestone | OH | Mahoning | 8 | Landfill Gas | IC |  | S | X | X |  |  | 1.4 | 0.95 | 1.4 | 1.4 | 0.7 | N |  |  | OP | X | 11 | 2001 |  |  | N | IPP Non-CHP | 2 | B: X; PC: LFG |  |  |  |  | N |  | 12H | [23 empty] | N | N
55858 | EDL Inc | 56868 | Carbon Limestone | OH | Mahoning | 9 | Landfill Gas | IC |  | S | X | X |  |  | 1.4 | 0.95 | 1.4 | 1.4 | 0.7 | N |  |  | OP | X | 11 | 2001 |  |  | N | IPP Non-CHP | 2 | B: X; PC: LFG |  |  |  |  | N |  | 12H | [23 empty] | N | N
55858 | EDL Inc | 56869 | Loraine County Project | OH | Lorain | 1 | Landfill Gas | IC |  | S | X | X |  |  | 1.4 | 0.95 | 1.4 | 1.4 | 0.7 | N |  |  | OP | X | 12 | 2001 |  |  | N | IPP Non-CHP | 2 | B: X; PC: LFG |  |  |  |  | N |  | 12H | [23 empty] | N | N
55858 | EDL Inc | 56869 | Loraine County Project | OH | Lorain | 2 | Landfill Gas | IC |  | S | X | X |  |  | 1.4 | 0.95 | 1.4 | 1.4 | 0.7 | N |  |  | OP | X | 12 | 2001 |  |  | N | IPP Non-CHP | 2 | B: X; PC: LFG |  |  |  |  | N |  | 12H | [23 empty] | N | N
55858 | EDL Inc | 56869 | Loraine County Project | OH | Lorain | 3 | Landfill Gas | IC |  | S | X | X |  |  | 1.4 | 0.95 | 1.4 | 1.4 | 0.7 | N |  |  | OP | X | 12 | 2001 |  |  | N | IPP Non-CHP | 2 | B: X; PC: LFG |  |  |  |  | N |  | 12H | [23 empty] | N | N
55858 | EDL Inc | 56869 | Loraine County Project | OH | Lorain | 4 | Landfill Gas | IC |  | S | X | X |  |  | 1.4 | 0.95 | 1.4 | 1.4 | 0.7 | N |  |  | OP | X | 12 | 2001 |  |  | N | IPP Non-CHP | 2 | B: X; PC: LFG |  |  |  |  | N |  | 12H | [23 empty] | N | N
55858 | EDL Inc | 56869 | Loraine County Project | OH | Lorain | 5 | Landfill Gas | IC |  | S | X | X |  |  | 1.4 | 0.95 | 1.4 | 1.4 | 0.7 | N |  |  | OP | X | 12 | 2001 |  |  | N | IPP Non-CHP | 2 | B: X; PC: LFG |  |  |  |  | N |  | 12H | [23 empty] | N | N
55858 | EDL Inc | 56869 | Loraine County Project | OH | Lorain | 6 | Landfill Gas | IC |  | S | X | X |  |  | 1.4 | 0.95 | 1.4 | 1.4 | 0.7 | N |  |  | OP | X | 12 | 2001 |  |  | N | IPP Non-CHP | 2 | B: X; PC: LFG |  |  |  |  | N |  | 12H | [23 empty] | N | N
55858 | EDL Inc | 56869 | Loraine County Project | OH | Lorain | 7 | Landfill Gas | IC |  | S | X | X |  |  | 1.4 | 0.95 | 1.4 | 1.4 | 0.7 | N |  |  | OP | X | 7 | 2003 |  |  | N | IPP Non-CHP | 2 | B: X; PC: LFG |  |  |  |  | N |  | 12H | [23 empty] | N | N
55858 | EDL Inc | 56869 | Loraine County Project | OH | Lorain | 8 | Landfill Gas | IC |  | S | X | X |  |  | 1.4 | 0.95 | 1.4 | 1.4 | 0.7 | N |  |  | OP | X | 7 | 2003 |  |  | N | IPP Non-CHP | 2 | B: X; PC: LFG |  |  |  |  | N |  | 12H | [23 empty] | N | N
58383 | CH4 Biogas LLC | 58921 | Napoleon Biogas | OH | Henry | GEN1 | Other Waste Biomass | IC |  | S | X | X |  |  | 1.4 | 0.9 | 1.2 | 1.2 | 1.2 | N |  |  | OA | X | 12 | 2013 |  |  | N | IPP Non-CHP | 2 | B: X; PC: OBG; NG: NG |  |  |  | N | N |  | 1H | [23 empty] | N | N | N
58383 | CH4 Biogas LLC | 58921 | Napoleon Biogas | OH | Henry | GEN2 | Other Waste Biomass | IC |  | S | X | X |  |  | 1.4 | 0.9 | 1.2 | 1.2 | 1.2 | N |  |  | OA | X | 12 | 2013 |  |  | N | IPP Non-CHP | 2 | B: X; PC: OBG; NG: NG |  |  |  | N | N |  | 1H | [23 empty] | N | N | N
20977 | City of Woodsfield - (OH) | 2945 | Anadarko | OH | Monroe | 8 | Petroleum Liquids | IC |  | S | X | X |  |  | 1.5 | 0.8 | 1.5 | 1.5 | 0.4 | N |  |  | SB | N | 1 | 1965 |  |  | N | Electric Utility | 1 | B: X; PC: DFO; NG: NG | [6 empty] | 1H | [23 empty] | N |  | N
57281 | University of Cincinnati | 57929 | East Campus Utility Plant | OH | Hamilton | P008 | Petroleum Liquids | IC |  | S | X | X |  |  | 1.5 | 0.8 | 1.5 | 1.5 | 0.2 | N |  |  | OP | X | 7 | 2006 |  |  | N | Commercial Non-CHP | 4 | B: X; PC: DFO; NG: OBL |  |  |  | N | N |  | 10M | [23 empty] | Y | Y | N
59534 | Oregon Clean Energy Center | 59764 | Oregon Clean Energy Center | OH | Lucas | EDG13 | Petroleum Liquids | IC |  | S | X | X |  |  | 1.5 | 0.85 | 1.5 | 1.5 | 0 | N |  |  | OP | X | 7 | 2017 |  |  | N | IPP Non-CHP | 2 | B: X; PC: DFO |  |  |  | N | N |  | 10M | [23 empty] | N | N | N
4683 | City of Cuyahoga Falls - (OH) | 62658 | Cuyahoga Falls 1 | OH | Summit | P001 | Petroleum Liquids | IC |  | S | X | X |  |  | 1.5 | 0.8 | 1.5 | 1.5 | 0.1 | N |  |  | OP | X | 7 | 2018 |  |  | N | Electric Utility | 1 | B: X; PC: DFO |  |  |  | N | N |  | 10M | [20 empty] | N |  |  | N | N | N
4683 | City of Cuyahoga Falls - (OH) | 62658 | Cuyahoga Falls 1 | OH | Summit | P002 | Petroleum Liquids | IC |  | S | X | X |  |  | 1.5 | 0.8 | 1.5 | 1.5 | 0.1 | N |  |  | OP | X | 7 | 2018 |  |  | N | Electric Utility | 1 | B: X; PC: DFO |  |  |  | N | N |  | 10M | [20 empty] | N |  |  | N | N | N
4683 | City of Cuyahoga Falls - (OH) | 62658 | Cuyahoga Falls 1 | OH | Summit | P003 | Petroleum Liquids | IC |  | S | X | X |  |  | 1.5 | 0.8 | 1.5 | 1.5 | 0.1 | N |  |  | OP | X | 7 | 2018 |  |  | N | Electric Utility | 1 | B: X; PC: DFO |  |  |  | N | N |  | 10M | [20 empty] | N |  |  | N | N | N
4683 | City of Cuyahoga Falls - (OH) | 62658 | Cuyahoga Falls 1 | OH | Summit | P004 | Petroleum Liquids | IC |  | S | X | X |  |  | 1.5 | 0.8 | 1.5 | 1.5 | 0.1 | N |  |  | OP | X | 7 | 2018 |  |  | N | Electric Utility | 1 | B: X; PC: DFO |  |  |  | N | N |  | 10M | [20 empty] | N |  |  | N | N | N
4683 | City of Cuyahoga Falls - (OH) | 62658 | Cuyahoga Falls 1 | OH | Summit | P005 | Petroleum Liquids | IC |  | S | X | X |  |  | 1.5 | 0.8 | 1.5 | 1.5 | 0.1 | N |  |  | OP | X | 7 | 2018 |  |  | N | Electric Utility | 1 | B: X; PC: DFO |  |  |  | N | N |  | 10M | [20 empty] | N |  |  | N | N | N
4683 | City of Cuyahoga Falls - (OH) | 62658 | Cuyahoga Falls 1 | OH | Summit | P006 | Petroleum Liquids | IC |  | S | X | X |  |  | 1.5 | 0.8 | 1.5 | 1.5 | 0.1 | N |  |  | OP | X | 7 | 2018 |  |  | N | Electric Utility | 1 | B: X; PC: DFO |  |  |  | N | N |  | 10M | [20 empty] | N |  |  | N | N | N
55858 | EDL Inc | 56868 | Carbon Limestone | OH | Mahoning | 17 | Landfill Gas | IC |  | S | X | X |  |  | 1.6 | 0.95 | 1.6 | 1.6 | 0.7 | N |  |  | OP | X | 1 | 2012 |  |  | N | IPP Non-CHP | 2 | B: X; PC: LFG |  |  |  |  | N |  | 12H | [23 empty] | N | N
55858 | EDL Inc | 56868 | Carbon Limestone | OH | Mahoning | 18 | Landfill Gas | IC |  | S | X | X |  |  | 1.6 | 0.95 | 1.6 | 1.6 | 0.7 | N |  |  | OP | X | 1 | 2012 |  |  | N | IPP Non-CHP | 2 | B: X; PC: LFG |  |  |  |  | N |  | 12H | [23 empty] | N | N
55858 | EDL Inc | 56869 | Loraine County Project | OH | Lorain | 10 | Landfill Gas | IC |  | S | X | X |  |  | 1.6 | 0.95 | 1.6 | 1.6 | 0.7 | N |  |  | OP | X | 11 | 2012 |  |  | N | IPP Non-CHP | 2 | B: X; PC: LFG |  |  |  |  | N |  | 12H | [23 empty] | N | N
55858 | EDL Inc | 56869 | Loraine County Project | OH | Lorain | 11 | Landfill Gas | IC |  | S | X | X |  |  | 1.6 | 0.95 | 1.6 | 1.6 | 0.7 | N |  |  | OP | X | 11 | 2012 |  |  | N | IPP Non-CHP | 2 | B: X; PC: LFG |  |  |  |  | N |  | 12H | [23 empty] | N | N
55858 | EDL Inc | 56869 | Loraine County Project | OH | Lorain | 12 | Landfill Gas | IC |  | S | X | X |  |  | 1.6 | 0.95 | 1.6 | 1.6 | 0.7 | N |  |  | OP | X | 11 | 2012 |  |  | N | IPP Non-CHP | 2 | B: X; PC: LFG |  |  |  |  | N |  | 12H | [23 empty] | N | N
55858 | EDL Inc | 56869 | Loraine County Project | OH | Lorain | 13 | Landfill Gas | IC |  | S | X | X |  |  | 1.6 | 0.95 | 1.6 | 1.6 | 0.7 | N |  |  | OP | X | 11 | 2012 |  |  | N | IPP Non-CHP | 2 | B: X; PC: LFG |  |  |  |  | N |  | 12H | [23 empty] | N | N
55858 | EDL Inc | 56869 | Loraine County Project | OH | Lorain | 14 | Landfill Gas | IC |  | S | X | X |  |  | 1.6 | 0.95 | 1.6 | 1.6 | 0.7 | N |  |  | OP | X | 11 | 2012 |  |  | N | IPP Non-CHP | 2 | B: X; PC: LFG |  |  |  |  | N |  | 12H | [23 empty] | N | N
55858 | EDL Inc | 56869 | Loraine County Project | OH | Lorain | 15 | Landfill Gas | IC |  | S | X | X |  |  | 1.6 | 0.95 | 1.6 | 1.6 | 0.7 | N |  |  | OP | X | 11 | 2012 |  |  | N | IPP Non-CHP | 2 | B: X; PC: LFG |  |  |  |  | N |  | 12H | [23 empty] | N | N
55858 | EDL Inc | 56869 | Loraine County Project | OH | Lorain | 16 | Landfill Gas | IC |  | S | X | X |  |  | 1.6 | 0.95 | 1.6 | 1.6 | 0.7 | N |  |  | OP | X | 11 | 2012 |  |  | N | IPP Non-CHP | 2 | B: X; PC: LFG |  |  |  |  | N |  | 12H | [23 empty] | N | N
55858 | EDL Inc | 56869 | Loraine County Project | OH | Lorain | 17 | Landfill Gas | IC |  | S | X | X |  |  | 1.6 | 0.95 | 1.6 | 1.6 | 0.7 | N |  |  | OP | X | 11 | 2012 |  |  | N | IPP Non-CHP | 2 | B: X; PC: LFG |  |  |  |  | N |  | 12H | [23 empty] | N | N
55858 | EDL Inc | 56869 | Loraine County Project | OH | Lorain | 18 | Landfill Gas | IC |  | S | X | X |  |  | 1.6 | 0.95 | 1.6 | 1.6 | 0.7 | N |  |  | OP | X | 11 | 2012 |  |  | N | IPP Non-CHP | 2 | B: X; PC: LFG |  |  |  |  | N |  | 12H | [23 empty] | N | N
55858 | EDL Inc | 56869 | Loraine County Project | OH | Lorain | 9 | Landfill Gas | IC |  | S | X | X |  |  | 1.6 | 0.95 | 1.6 | 1.6 | 0.7 | N |  |  | OP | X | 11 | 2012 |  |  | N | IPP Non-CHP | 2 | B: X; PC: LFG |  |  |  |  | N |  | 12H | [23 empty] | N | N
55920 | Bio-Gas Technologies LTD | 57249 | Renewable Energy Services of Ohio | OH | Erie | GEN1 | Landfill Gas | IC |  | W | X | X |  |  | 1.6 | 0.9 | 1.6 | 1.6 | 1.2 | N |  |  | OP | X | 4 | 2010 |  |  | N | IPP Non-CHP | 2 | B: X; PC: LFG |  |  |  | N | N |  | 1H | [20 empty] | N |  |  | N | N
55858 | EDL Inc | 61145 | Brown County LFGTE Power Station | OH | Brown | GM01 | Landfill Gas | IC |  | S | X | X |  |  | 1.6 | 0.95 | 1.5 | 1.5 | 1.1 | N |  |  | OP | X | 6 | 2017 |  |  | N | IPP Non-CHP | 2 | B: X; PC: LFG |  |  |  | N | N |  | 1H | [23 empty] | N | N
55858 | EDL Inc | 61145 | Brown County LFGTE Power Station | OH | Brown | GM02 | Landfill Gas | IC |  | S | X | X |  |  | 1.6 | 0.95 | 1.5 | 1.5 | 1.1 | N |  |  | OP | X | 6 | 2017 |  |  | N | IPP Non-CHP | 2 | B: X; PC: LFG |  |  |  | N | N |  | 1H | [23 empty] | N | N
55858 | EDL Inc | 61145 | Brown County LFGTE Power Station | OH | Brown | GM03 | Landfill Gas | IC |  | S | X | X |  |  | 1.6 | 0.95 | 1.5 | 1.5 | 1.1 | N |  |  | OP | X | 6 | 2017 |  |  | N | IPP Non-CHP | 2 | B: X; PC: LFG |  |  |  | N | N |  | 1H | [23 empty] | N | N
40577 | American Mun Power-Ohio, Inc | 7603 | Prospect Municipal | OH | Marion | 1 | Petroleum Liquids | IC |  | S | X | X |  |  | 1.8 | 0.8 | 1.8 | 1.8 | 1.8 | N |  |  | SB | Y | 2 | 1998 |  |  | N | Electric Utility | 1 | B: X; PC: DFO |  |  |  | N | N |  | 10M | [23 empty] | N | N | N
40577 | American Mun Power-Ohio, Inc | 7774 | Cleveland Peaking | OH | Cuyahoga | 1 | Petroleum Liquids | IC |  | S | X | X |  |  | 1.8 | 0.8 | 1.8 | 1.8 | 1.8 | N |  |  | OP | X | 7 | 2000 |  |  | N | Electric Utility | 1 | B: X; PC: DFO |  |  |  | N | N |  | 10M | [23 empty] | N | N | N
40577 | American Mun Power-Ohio, Inc | 7774 | Cleveland Peaking | OH | Cuyahoga | 2 | Petroleum Liquids | IC |  | S | X | X |  |  | 1.8 | 0.8 | 1.8 | 1.8 | 1.8 | N |  |  | OP | X | 7 | 2000 |  |  | N | Electric Utility | 1 | B: X; PC: DFO |  |  |  | N | N |  | 10M | [23 empty] | N | N | N
40577 | American Mun Power-Ohio, Inc | 7774 | Cleveland Peaking | OH | Cuyahoga | 3 | Petroleum Liquids | IC |  | S | X | X |  |  | 1.8 | 0.8 | 1.8 | 1.8 | 1.8 | N |  |  | OP | X | 7 | 2000 |  |  | N | Electric Utility | 1 | B: X; PC: DFO |  |  |  | N | N |  | 10M | [23 empty] | N | N | N
40577 | American Mun Power-Ohio, Inc | 7774 | Cleveland Peaking | OH | Cuyahoga | 4 | Petroleum Liquids | IC |  | S | X | X |  |  | 1.8 | 0.8 | 1.8 | 1.8 | 1.8 | N |  |  | OP | X | 7 | 2000 |  |  | N | Electric Utility | 1 | B: X; PC: DFO |  |  |  | N | N |  | 10M | [23 empty] | N
40577 | American Mun Power-Ohio, Inc | 7774 | Cleveland Peaking | OH | Cuyahoga | 5 | Petroleum Liquids | IC |  | S | X | X |  |  | 1.8 | 0.8 | 1.8 | 1.8 | 1.8 | N |  |  | OP | X | 7 | 2000 |  |  | N | Electric Utility | 1 | B: X; PC: DFO |  |  |  | N | N |  | 10M | [23 empty] | N
40577 | American Mun Power-Ohio, Inc | 7774 | Cleveland Peaking | OH | Cuyahoga | 6 | Petroleum Liquids | IC |  | S | X | X |  |  | 1.8 | 0.8 | 1.8 | 1.8 | 1.8 | N |  |  | OP | X | 7 | 2000 |  |  | N | Electric Utility | 1 | B: X; PC: DFO |  |  |  | N | N |  | 10M | [23 empty] | N
40577 | American Mun Power-Ohio, Inc | 7775 | Versailles Peaking | OH | Darke | 1 | Petroleum Liquids | IC |  | J | X | X |  |  | 1.8 | 0.8 | 1.8 | 1.8 | 1.8 | N |  |  | OP | X | 6 | 1999 |  |  | N | Electric Utility | 1 | B: X; PC: DFO |  |  |  | N | N |  | 10M | [23 empty] | N | N | N
40577 | American Mun Power-Ohio, Inc | 7775 | Versailles Peaking | OH | Darke | 2 | Petroleum Liquids | IC |  | J | X | X |  |  | 1.8 | 0.8 | 1.8 | 1.8 | 1.8 | N |  |  | OP | X | 6 | 1999 |  |  | N | Electric Utility | 1 | B: X; PC: DFO |  |  |  | N | N |  | 10M | [23 empty] | N | N | N
40577 | American Mun Power-Ohio, Inc | 7775 | Versailles Peaking | OH | Darke | 3 | Petroleum Liquids | IC |  | J | X | X |  |  | 1.8 | 0.8 | 1.8 | 1.8 | 1.8 | N |  |  | OP | X | 6 | 1999 |  |  | N | Electric Utility | 1 | B: X; PC: DFO |  |  |  | N | N |  | 10M | [23 empty] | N | N | N
40577 | American Mun Power-Ohio, Inc | 7776 | Napoleon Peaking | OH | Henry | 4 | Petroleum Liquids | IC |  | J | X | X |  |  | 1.8 | 0.8 | 1.8 | 1.8 | 1.8 | N |  |  | OP | X | 7 | 1999 |  |  | N | Electric Utility | 1 | B: X; PC: DFO |  |  |  | N | N |  | 10M | [23 empty] | N | N | N
40577 | American Mun Power-Ohio, Inc | 7776 | Napoleon Peaking | OH | Henry | 5 | Petroleum Liquids | IC |  | J | X | X |  |  | 1.8 | 0.8 | 1.8 | 1.8 | 1.8 | N |  |  | OP | X | 7 | 1999 |  |  | N | Electric Utility | 1 | B: X; PC: DFO |  |  |  | N | N |  | 10M | [23 empty] | N | N | N
40577 | American Mun Power-Ohio, Inc | 7776 | Napoleon Peaking | OH | Henry | 6 | Petroleum Liquids | IC |  | J | X | X |  |  | 1.8 | 0.8 | 1.8 | 1.8 | 1.8 | N |  |  | OP | X | 7 | 1999 |  |  | N | Electric Utility | 1 | B: X; PC: DFO |  |  |  | N | N |  | 10M | [23 empty] | N | N | N
40577 | American Mun Power-Ohio, Inc | 7777 | Dover Peaking | OH | Tuscarawas | 1 | Petroleum Liquids | IC |  | J | X | X |  |  | 1.8 | 0.8 | 1.8 | 1.8 | 1.8 | N |  |  | OP | X | 7 | 1999 |  |  | N | Electric Utility | 1 | B: X; PC: DFO |  |  |  | N | N |  | 10M | [23 empty] | N | N | N
40577 | American Mun Power-Ohio, Inc | 7777 | Dover Peaking | OH | Tuscarawas | 2 | Petroleum Liquids | IC |  | J | X | X |  |  | 1.8 | 0.8 | 1.8 | 1.8 | 1.8 | N |  |  | OP | X | 7 | 1999 |  |  | N | Electric Utility | 1 | B: X; PC: DFO |  |  |  | N | N |  | 10M | [23 empty] | N | N | N
40577 | American Mun Power-Ohio, Inc | 7777 | Dover Peaking | OH | Tuscarawas | 3 | Petroleum Liquids | IC |  | J | X | X |  |  | 1.8 | 0.8 | 1.8 | 1.8 | 1.8 | N |  |  | OP | X | 7 | 1999 |  |  | N | Electric Utility | 1 | B: X; PC: DFO |  |  |  | N | N |  | 10M | [23 empty] | N | N | N
40577 | American Mun Power-Ohio, Inc | 7777 | Dover Peaking | OH | Tuscarawas | 4 | Petroleum Liquids | IC |  | J | X | X |  |  | 1.8 | 0.8 | 1.8 | 1.8 | 1.8 | N |  |  | OP | X | 7 | 1999 |  |  | N | Electric Utility | 1 | B: X; PC: DFO |  |  |  | N | N |  | 10M | [23 empty] | N
40577 | American Mun Power-Ohio, Inc | 7777 | Dover Peaking | OH | Tuscarawas | 5 | Petroleum Liquids | IC |  | J | X | X |  |  | 1.8 | 0.8 | 1.8 | 1.8 | 1.8 | N |  |  | OP | X | 7 | 1999 |  |  | N | Electric Utility | 1 | B: X; PC: DFO |  |  |  | N | N |  | 10M | [23 empty] | N
40577 | American Mun Power-Ohio, Inc | 7777 | Dover Peaking | OH | Tuscarawas | 6 | Petroleum Liquids | IC |  | J | X | X |  |  | 1.8 | 0.8 | 1.8 | 1.8 | 1.8 | N |  |  | OP | X | 7 | 1999 |  |  | N | Electric Utility | 1 | B: X; PC: DFO |  |  |  | N | N |  | 10M | [23 empty] | N
40577 | American Mun Power-Ohio, Inc | 7778 | Orrville Peaking | OH | Wayne | 1 | Petroleum Liquids | IC |  | S | X | X |  |  | 1.8 | 0.8 | 1.8 | 1.8 | 1.8 | N |  |  | OP | X | 7 | 1999 |  |  | N | Electric Utility | 1 | B: X; PC: DFO |  |  |  | N | N |  | 10M | [23 empty] | N | N | N
40577 | American Mun Power-Ohio, Inc | 7778 | Orrville Peaking | OH | Wayne | 2 | Petroleum Liquids | IC |  | S | X | X |  |  | 1.8 | 0.8 | 1.8 | 1.8 | 1.8 | N |  |  | OP | X | 7 | 1999 |  |  | N | Electric Utility | 1 | B: X; PC: DFO |  |  |  | N | N |  | 10M | [23 empty] | N | N | N
40577 | American Mun Power-Ohio, Inc | 7778 | Orrville Peaking | OH | Wayne | 3 | Petroleum Liquids | IC |  | S | X | X |  |  | 1.8 | 0.8 | 1.8 | 1.8 | 1.8 | N |  |  | OP | X | 7 | 1999 |  |  | N | Electric Utility | 1 | B: X; PC: DFO |  |  |  | N | N |  | 10M | [23 empty] | N | N | N
40577 | American Mun Power-Ohio, Inc | 7779 | Bryan Peaking | OH | Williams | 1 | Petroleum Liquids | IC |  | S | X | X |  |  | 1.8 | 0.8 | 1.8 | 1.8 | 1.8 | N |  |  | OP | X | 7 | 1999 |  |  | N | Electric Utility | 1 | B: X; PC: DFO |  |  |  | N | N |  | 10M | [23 empty] | N | N | N
40577 | American Mun Power-Ohio, Inc | 7779 | Bryan Peaking | OH | Williams | 2 | Petroleum Liquids | IC |  | S | X | X |  |  | 1.8 | 0.8 | 1.8 | 1.8 | 1.8 | N |  |  | OP | X | 7 | 1999 |  |  | N | Electric Utility | 1 | B: X; PC: DFO |  |  |  | N | N |  | 10M | [23 empty] | N | N | N
40577 | American Mun Power-Ohio, Inc | 7779 | Bryan Peaking | OH | Williams | 3 | Petroleum Liquids | IC |  | S | X | X |  |  | 1.8 | 0.8 | 1.8 | 1.8 | 1.8 | N |  |  | OP | X | 7 | 1999 |  |  | N | Electric Utility | 1 | B: X; PC: DFO |  |  |  | N | N |  | 10M | [23 empty] | N | N | N
40577 | American Mun Power-Ohio, Inc | 7779 | Bryan Peaking | OH | Williams | 4 | Petroleum Liquids | IC |  | S | X | X |  |  | 1.8 | 0.8 | 1.8 | 1.8 | 1.8 | N |  |  | OP | X | 7 | 1999 |  |  | N | Electric Utility | 1 | B: X; PC: DFO |  |  |  | N | N |  | 10M | [23 empty] | N
40577 | American Mun Power-Ohio, Inc | 7779 | Bryan Peaking | OH | Williams | 5 | Petroleum Liquids | IC |  | S | X | X |  |  | 1.8 | 0.8 | 1.8 | 1.8 | 1.8 | N |  |  | OP | X | 7 | 1999 |  |  | N | Electric Utility | 1 | B: X; PC: DFO |  |  |  | N | N |  | 10M | [23 empty] | N
40577 | American Mun Power-Ohio, Inc | 7779 | Bryan Peaking | OH | Williams | 6 | Petroleum Liquids | IC |  | S | X | X |  |  | 1.8 | 0.8 | 1.8 | 1.8 | 1.8 | N |  |  | OP | X | 7 | 1999 |  |  | N | Electric Utility | 1 | B: X; PC: DFO |  |  |  | N | N |  | 10M | [23 empty] | N
40577 | American Mun Power-Ohio, Inc | 7780 | Jackson Cntr Peaking | OH | Shelby | 1 | Petroleum Liquids | IC |  | J | X | X |  |  | 1.8 | 0.8 | 1.8 | 1.8 | 1.8 | N |  |  | OP | X | 6 | 1999 |  |  | N | Electric Utility | 1 | B: X; PC: DFO |  |  |  | N | N |  | 10M | [23 empty] | N | N | N
40577 | American Mun Power-Ohio, Inc | 7781 | Arcanum Peaking | OH | Darke | 1 | Petroleum Liquids | IC |  | S | X | X |  |  | 1.8 | 0.8 | 1.8 | 1.8 | 1.8 | N |  |  | OP | X | 6 | 1999 |  |  | N | Electric Utility | 1 | B: X; PC: DFO |  |  |  | N | N |  | 10M | [23 empty] | N | N | N
40577 | American Mun Power-Ohio, Inc | 7791 | Montpelier | OH | Williams | 1 | Petroleum Liquids | IC |  | J | X | X |  |  | 1.8 | 0.8 | 1.8 | 1.8 | 1.8 | N |  |  | OP | X | 7 | 2000 |  |  | N | Electric Utility | 1 | B: X; PC: DFO |  |  |  | N | N |  | 10M | [23 empty] | N | N | N
40577 | American Mun Power-Ohio, Inc | 7791 | Montpelier | OH | Williams | 2 | Petroleum Liquids | IC |  | J | X | X |  |  | 1.8 | 0.8 | 1.8 | 1.8 | 1.8 | N |  |  | OP | X | 7 | 2000 |  |  | N | Electric Utility | 1 | B: X; PC: DFO |  |  |  | N | N |  | 10M | [23 empty] | N | N | N
40577 | American Mun Power-Ohio, Inc | 7791 | Montpelier | OH | Williams | 3 | Petroleum Liquids | IC |  | J | X | X |  |  | 1.8 | 0.8 | 1.8 | 1.8 | 1.8 | N |  |  | OP | X | 7 | 2000 |  |  | N | Electric Utility | 1 | B: X; PC: DFO |  |  |  | N | N |  | 10M | [23 empty] | N | N | N
40577 | American Mun Power-Ohio, Inc | 7791 | Montpelier | OH | Williams | 4 | Petroleum Liquids | IC |  | J | X | X |  |  | 1.8 | 0.8 | 1.8 | 1.8 | 1.8 | N |  |  | OP | X | 7 | 2000 |  |  | N | Electric Utility | 1 | B: X; PC: DFO |  |  |  | N | N |  | 10M | [23 empty] | N
40577 | American Mun Power-Ohio, Inc | 7791 | Montpelier | OH | Williams | 5 | Petroleum Liquids | IC |  | J | X | X |  |  | 1.8 | 0.8 | 1.8 | 1.8 | 1.8 | N |  |  | OP | X | 7 | 2000 |  |  | N | Electric Utility | 1 | B: X; PC: DFO |  |  |  | N | N |  | 10M | [23 empty] | N
40577 | American Mun Power-Ohio, Inc | 7791 | Montpelier | OH | Williams | 6 | Petroleum Liquids | IC |  | J | X | X |  |  | 1.8 | 0.8 | 1.8 | 1.8 | 1.8 | N |  |  | OP | X | 7 | 2000 |  |  | N | Electric Utility | 1 | B: X; PC: DFO |  |  |  | N | N |  | 10M | [23 empty] | N
40577 | American Mun Power-Ohio, Inc | 7827 | Shelby North | OH | Richland | 1 | Petroleum Liquids | IC |  | S | X | X |  |  | 1.8 | 0.8 | 1.8 | 1.8 | 1.8 | N |  |  | OP | X | 6 | 2000 |  |  | N | Electric Utility | 1 | B: X; PC: DFO |  |  |  | N | N |  | 10M | [23 empty] | N | N | N
17043 | City of Shelby - (OH) | 7828 | Shelby South | OH | Richland | 1 | Petroleum Liquids | IC |  | S | X | X | AEP | AEP | 1.8 | 0.8 | 1.8 | 1.8 | 0.2 | N |  |  | OP | X | 6 | 2000 |  |  | N | Electric Utility | 1 | B: X; PC: DFO |  |  |  | N | N |  | 10M | [23 empty] | N | N | N
40577 | American Mun Power-Ohio, Inc | 7874 | Edgerton | OH | Williams | 1 | Petroleum Liquids | IC |  | J | X | X |  |  | 1.8 | 0.8 | 1.8 | 1.8 | 1.8 | N |  |  | OP | X | 8 | 2000 |  |  | N | Electric Utility | 1 | B: X; PC: DFO |  |  |  | N | N |  | 10M | [23 empty] | N | N
40577 | American Mun Power-Ohio, Inc | 7874 | Edgerton | OH | Williams | 2 | Petroleum Liquids | IC |  | J | X | X |  |  | 1.8 | 0.8 | 1.8 | 1.8 | 1.8 | N |  |  | OP | X | 8 | 2000 |  |  | N | Electric Utility | 1 | B: X; PC: DFO |  |  |  | N | N |  | 10M | [23 empty] | N | N
40577 | American Mun Power-Ohio, Inc | 7918 | Galion | OH | Crawford | 1 | Petroleum Liquids | IC |  | J | X | X |  |  | 1.8 | 0.8 | 1.8 | 1.8 | 1.8 | N |  |  | OP | X | 7 | 2001 |  |  | N | Electric Utility | 1 | B: X; PC: DFO |  |  |  | N | N |  | 10M | [23 empty] | N | N | N
40577 | American Mun Power-Ohio, Inc | 7918 | Galion | OH | Crawford | 2 | Petroleum Liquids | IC |  | J | X | X |  |  | 1.8 | 0.8 | 1.8 | 1.8 | 1.8 | N |  |  | OP | X | 7 | 2001 |  |  | N | Electric Utility | 1 | B: X; PC: DFO |  |  |  | N | N |  | 10M | [23 empty] | N | N | N
40577 | American Mun Power-Ohio, Inc | 7918 | Galion | OH | Crawford | 3 | Petroleum Liquids | IC |  | J | X | X |  |  | 1.8 | 0.8 | 1.8 | 1.8 | 1.8 | N |  |  | OP | X | 7 | 2001 |  |  | N | Electric Utility | 1 | B: X; PC: DFO |  |  |  | N | N |  | 10M | [23 empty] | N | N | N
40577 | American Mun Power-Ohio, Inc | 7919 | Seville | OH | Medina | 1 | Petroleum Liquids | IC |  | J | X | X |  |  | 1.8 | 0.8 | 1.8 | 1.8 | 1.8 | N |  |  | OP | X | 6 | 2001 |  |  | N | Electric Utility | 1 | B: X; PC: DFO |  |  |  | N | N |  | 10M | [23 empty] | N | N | N
40577 | American Mun Power-Ohio, Inc | 7919 | Seville | OH | Medina | 2 | Petroleum Liquids | IC |  | J | X | X |  |  | 1.8 | 0.8 | 1.8 | 1.8 | 1.8 | N |  |  | OP | X | 6 | 2001 |  |  | N | Electric Utility | 1 | B: X; PC: DFO |  |  |  | N | N |  | 10M | [23 empty] | N | N | N
40577 | American Mun Power-Ohio, Inc | 7919 | Seville | OH | Medina | 3 | Petroleum Liquids | IC |  | J | X | X |  |  | 1.8 | 0.8 | 1.8 | 1.8 | 1.8 | N |  |  | OP | X | 6 | 2001 |  |  | N | Electric Utility | 1 | B: X; PC: DFO |  |  |  | N | N |  | 10M | [23 empty] | N | N | N
4683 | City of Cuyahoga Falls - (OH) | 62658 | Cuyahoga Falls 1 | OH | Summit | CF2-1 | Petroleum Liquids | IC |  | S | X | X |  |  | 1.8 | 0.8 | 1.8 | 1.8 | 0.1 | N |  |  | OP | X | 6 | 2020 |  |  | N | Electric Utility | 1 | B: X; PC: DFO |  |  |  | N | N |  | 10M | [20 empty] | N |  |  | N | N | N
4683 | City of Cuyahoga Falls - (OH) | 62658 | Cuyahoga Falls 1 | OH | Summit | CF2-2 | Petroleum Liquids | IC |  | S | X | X |  |  | 1.8 | 0.8 | 1.8 | 1.8 | 0.1 | N |  |  | OP | X | 6 | 2020 |  |  | N | Electric Utility | 1 | B: X; PC: DFO |  |  |  |  | N |  | 10M | [20 empty] | N |  |  | N | N | N
4683 | City of Cuyahoga Falls - (OH) | 62658 | Cuyahoga Falls 1 | OH | Summit | CF2-3 | Petroleum Liquids | IC |  | S | X | X |  |  | 1.8 | 0.8 | 1.8 | 1.8 | 0.1 | N |  |  | OP | X | 6 | 2020 |  |  | N | Electric Utility | 1 | B: X; PC: DFO |  |  |  |  | N |  | 10M | [20 empty] | N |  |  | N | N | N
17043 | City of Shelby - (OH) | 63457 | Progress Drive Generation Station | OH | Richland | PSG1 | Petroleum Liquids | IC |  | S | X | X | AEP | AEP | 1.8 | 0.8 | 1.8 | 1.8 | 0.2 | N |  |  | OP | X | 7 | 2016 |  |  | N | Electric Utility | 1 | B: X; PC: DFO |  |  |  |  | N |  | 10M | [23 empty] | N
17043 | City of Shelby - (OH) | 63457 | Progress Drive Generation Station | OH | Richland | PSG2 | Petroleum Liquids | IC |  | S | X | X |  |  | 1.8 | 0.8 | 1.8 | 1.8 | 0.2 | N |  |  | OP | X | 6 | 2019 |  |  | N | Electric Utility | 1 | B: X; PC: DFO |  |  |  |  | N |  | 10M | [23 empty] | N
57281 | University of Cincinnati | 57908 | Central Utility Plant Cincinnati | OH | Hamilton | P005 | Petroleum Liquids | IC |  | S | X | X |  |  | 1.9 | 0.8 | 1.9 | 1.9 | 0.2 | N |  |  | OP | X | 6 | 2004 |  |  | N | Commercial CHP | 5 | B: X; PC: DFO; NG: DFO |  |  |  | N | N |  | 10M |  |  |  |  | N | [18 empty] | N | N | N
14381 | City of Painesville | 2936 | Painesville | OH | Lake | WPCP1 | Petroleum Liquids | IC |  | S | X | X | Painesville | Painesville | 2 | 0.8 | 1.8 | 1.8 | 1.4 | N |  |  | OP | X | 2 | 2010 |  |  | N | Electric Utility | 1 | B: X; PC: DFO |  |  |  | N | N |  | 10M | [23 empty] | N |  | N
58835 | Akron Energy Systems LLC | 54265 | Akron Recycle Energy Plant | OH | Summit | 1 | Natural Gas Steam Turbine | ST |  | W | X | X |  |  | 2 | 0.8 | 2 | 2 | 0.5 | N |  |  | OS | X | 6 | 1979 |  |  | Y | Commercial CHP | 5 | T | NG | WDS | TDF | WO |  |  | NG |  |  |  | N | N |  | OVER |  |  |  |  | N | [18 empty] | Y | Y | Y
58835 | Akron Energy Systems LLC | 54265 | Akron Recycle Energy Plant | OH | Summit | 2 | Natural Gas Steam Turbine | ST |  | W | X | X |  |  | 2 | 0.8 | 2 | 2 | 0.5 | N |  |  | OS | X | 6 | 1979 |  |  | Y | Commercial CHP | 5 | T | NG | WDS | TDF | WO |  |  | NG |  |  |  | N | N |  | OVER |  |  |  |  | N | [18 empty] | Y | Y | Y
7100 | Village of Genoa - (OH) | 56181 | Genoa Diesel Generating Station | OH | Ottawa | 1 | Petroleum Liquids | IC |  | S | X | X |  |  | 2 | 0.8 | 2 | 2 | 2 | N |  |  | OP | X | 12 | 2004 |  |  | N | Electric Utility | 1 | B: X; PC: DFO |  |  |  | N | N |  | 10M | [23 empty] | N
7100 | Village of Genoa - (OH) | 56181 | Genoa Diesel Generating Station | OH | Ottawa | 2 | Petroleum Liquids | IC |  | S | X | X |  |  | 2 | 0.8 | 2 | 2 | 2 | N |  |  | OP | X | 12 | 2004 |  |  | N | Electric Utility | 1 | B: X; PC: DFO |  |  |  | N | N |  | 10M | [23 empty] | N
7100 | Village of Genoa - (OH) | 56181 | Genoa Diesel Generating Station | OH | Ottawa | 3 | Petroleum Liquids | IC |  | S | X | X |  |  | 2 | 0.8 | 2 | 2 | 2 | N |  |  | OP | X | 12 | 2004 |  |  | N | Electric Utility | 1 | B: X; PC: DFO |  |  |  | N | N |  | 10M | [23 empty] | N
4065 | City of Columbus - (OH) | 56421 | PS ST-8 Engine No 1 | OH | Franklin | 0005 | Petroleum Liquids | IC |  | S | X | X |  |  | 2 | 0.8 | 1.8 | 1.8 | 0.1 | N |  |  | SB | Y | 1 | 2008 |  |  | N | Electric Utility | 1 | B: X; PC: DFO |  |  |  | N | N |  | 10M | [23 empty] | N
4065 | City of Columbus - (OH) | 56423 | Dodge Park Engine No 1 | OH | Franklin | 0007 | Petroleum Liquids | IC |  | S | X | X |  |  | 2 | 0.8 | 1.8 | 1.8 | 0.1 | N |  |  | SB | Y | 1 | 2008 |  |  | N | Electric Utility | 1 | B: X; PC: DFO |  |  |  | N | N |  | 10M | [23 empty] | N
57281 | University of Cincinnati | 57929 | East Campus Utility Plant | OH | Hamilton | P007 | Petroleum Liquids | IC |  | S | X | X |  |  | 2 | 0.8 | 1.7 | 1.7 | 0.2 | N |  |  | OP | X | 7 | 2006 |  |  | N | Commercial Non-CHP | 4 | B: X; PC: DFO |  |  |  | N | N |  | 10M | [23 empty] | N | N | N
58240 | COT/Division of Water Reclamation | 58269 | Bay View Backup Power Facility | OH | Lucas | G1 | Petroleum Liquids | IC |  | S | X | X |  |  | 2 | 0.8 | 2 | 2 | 0.8 | N |  |  | SB | Y | 1 | 2007 |  |  | N | Electric Utility | 1 | B: X; PC: DFO |  |  |  | N | N |  | 10M | [23 empty] | N | N | N
58240 | COT/Division of Water Reclamation | 58269 | Bay View Backup Power Facility | OH | Lucas | G2 | Natural Gas Internal Combustion Engine | IC |  | S | X | X |  |  | 2 | 0.8 | 2 | 2 | 0.8 | N |  |  | SB | Y | 1 | 2007 |  |  | N | Electric Utility | 1 | [11 empty] | N | N |  | 10M | [23 empty] | N | N | N | bar: B to PC
58240 | COT/Division of Water Reclamation | 58269 | Bay View Backup Power Facility | OH | Lucas | G3 | Natural Gas Internal Combustion Engine | IC |  | S | X | X |  |  | 2 | 0.8 | 2 | 2 | 0.8 | N |  |  | SB | Y | 1 | 2007 |  |  | N | Electric Utility | 1 | [11 empty] | N | N |  | 10M | [23 empty] | N | N | N | bar: B to PC
58240 | COT/Division of Water Reclamation | 58269 | Bay View Backup Power Facility | OH | Lucas | G4 | Natural Gas Internal Combustion Engine | IC |  | S | X | X |  |  | 2 | 0.8 | 2 | 2 | 0.8 | N |  |  | SB | Y | 1 | 2007 |  |  | N | Electric Utility | 1 | [11 empty] | N | N |  | 10M | [23 empty] | N | N | N | bar: B to PC
58240 | COT/Division of Water Reclamation | 58269 | Bay View Backup Power Facility | OH | Lucas | G5 | Natural Gas Internal Combustion Engine | IC |  | S | X | X |  |  | 2 | 0.8 | 2 | 2 | 0.8 | N |  |  | SB | Y | 1 | 2007 |  |  | N | Electric Utility | 1 | B: X; PC: NG; NG: OBG |  |  |  | N | N |  | 10M | [23 empty] | Y | N | N
58240 | COT/Division of Water Reclamation | 58269 | Bay View Backup Power Facility | OH | Lucas | G6 | Natural Gas Internal Combustion Engine | IC |  | S | X | X |  |  | 2 | 0.8 | 2 | 2 | 0.8 | N |  |  | SB | Y | 1 | 2007 |  |  | N | Electric Utility | 1 | B: X; PC: NG; NG: OBG |  |  |  | N | N |  | 10M | [23 empty] | Y | N | N
13949 | City of Oberlin - (OH) | 2933 | Oberlin (OH) | OH | Lorain | IC4 | Natural Gas Internal Combustion Engine | IC |  | S | X | X |  |  | 2.1 | 0.8 | 2.1 | 2.1 | 1.6 | N |  |  | OP | X | 6 | 1996 |  |  | N | Electric Utility | 1 | [11 empty] | N | N |  | 1H | [23 empty] | N |  | N | bar: B to PC
20977 | City of Woodsfield - (OH) | 2945 | Anadarko | OH | Monroe | 9 | Petroleum Liquids | IC |  | S | X | X |  |  | 2.1 | 0.8 | 2.1 | 2.1 | 2 | N |  |  | SB | N | 1 | 1971 |  |  | N | Electric Utility | 1 | B: X; PC: DFO; NG: NG | [6 empty] | 1H | [23 empty] | N |  | N
64226 | Energy Harbor Generation LLC | 2866 | W H Sammis | OH | Jefferson | A1 | Petroleum Liquids | IC |  | S | X | X | SAMMISFE138KV SL91 | SAMMISFE138KV SL91 | 2.5 | 1 | 3 | 3 | 2 | N |  |  | OP | X | 3 | 1972 |  |  | N | IPP Non-CHP | 2 | B: X; PC: DFO |  |  |  | N | N |  | 10M | [23 empty] | N
64226 | Energy Harbor Generation LLC | 2866 | W H Sammis | OH | Jefferson | B1 | Petroleum Liquids | IC |  | S | X | X | SAMMISFE138KV SL91 | SAMMISFE138KV SL91 | 2.5 | 1 | 3 | 3 | 2 | N |  |  | OP | X | 3 | 1972 |  |  | N | IPP Non-CHP | 2 | B: X; PC: DFO |  |  |  | N | N |  | 10M | [23 empty] | N
64226 | Energy Harbor Generation LLC | 2866 | W H Sammis | OH | Jefferson | B2 | Petroleum Liquids | IC |  | S | X | X | SAMMISFE138KV SL91 | SAMMISFE138KV SL91 | 2.5 | 1 | 3 | 3 | 2 | N |  |  | OP | X | 3 | 1972 |  |  | N | IPP Non-CHP | 2 | B: X; PC: DFO |  |  |  | N | N |  | 10M | [23 empty] | N
64226 | Energy Harbor Generation LLC | 2866 | W H Sammis | OH | Jefferson | B3 | Petroleum Liquids | IC |  | S | X | X | SAMMISFE138KV SL91 | SAMMISFE138KV SL91 | 2.5 | 1 | 2 | 2 | 2 | N |  |  | OP | X | 3 | 1972 |  |  | N | IPP Non-CHP | 2 | B: X; PC: DFO |  |  |  | N | N |  | 10M | [23 empty] | N
64226 | Energy Harbor Generation LLC | 2866 | W H Sammis | OH | Jefferson | B4 | Petroleum Liquids | IC |  | S | X | X | SAMMISFE138KV SL91 | SAMMISFE138KV SL91 | 2.5 | 1 | 2 | 2 | 2 | N |  |  | OP | X | 3 | 1972 |  |  | N | IPP Non-CHP | 2 | B: X; PC: DFO |  |  |  | N | N |  | 10M | [23 empty] | N
2439 | City of Bryan - (OH) | 2903 | Bryan (OH) | OH | Williams | 5 | Petroleum Liquids | IC |  | S | X | X | PJM AEP Dayton | PJM AEP Dayton | 2.5 | 0.8 | 2.5 | 2.5 | 0.5 | N |  |  | OP | X | 5 | 1948 |  |  | N | Electric Utility | 1 | B: X; PC: DFO; NG: DFO |  |  |  | N | N |  | 10M |  |  |  | N | [16 empty] | N |  |  | N |  | N
13949 | City of Oberlin - (OH) | 2933 | Oberlin (OH) | OH | Lorain | 6 | Natural Gas Internal Combustion Engine | IC |  | S | X | X |  |  | 2.5 | 0.8 | 2.5 | 2.5 | 1.9 | N |  |  | OP | X | 1 | 1958 |  |  | N | Electric Utility | 1 | B: X; PC: NG; NG: DFO |  |  |  | N | N |  | 1H | [23 empty] | Y | N | Y
12986 | Morton Salt Inc | 54335 | Morton Salt Rittman | OH | Wayne | GEN2 | Natural Gas Steam Turbine | ST |  | S | X | X |  |  | 2.5 | 0.8 | 2.5 | 2.5 | 0.5 | N |  |  | OP | X | 2 | 2015 |  |  | Y | Industrial CHP | 7 | [11 empty] | N | N |  | 12H |  |  |  |  | N | [18 empty] | N | N | N | bar: B to PC; NG
5336 | City of Dover - (OH) | 2914 | Dover | OH | Tuscarawas | 5 | Petroleum Liquids | IC |  | S | X | X |  |  | 2.6 | 0.85 | 2.4 | 2.4 | 1.2 | N |  |  | OP | X | 6 | 1966 |  |  | N | Electric Utility | 1 | B: X; PC: DFO |  |  |  | N | N |  | 1H |  |  |  | N | [19 empty] | N | N | N
61919 | Kimura Power LLC | 2847 | Tait Electric Generating Station | OH | Montgomery | IC1 | Petroleum Liquids | IC |  | S | X | X | 1107290033 | 1107290033 | 2.7 | 0.8 | 3 | 3 | 2.5 | N |  |  | OP | X | 5 | 1967 |  |  | N | IPP Non-CHP | 2 | B: X; PC: DFO |  |  |  | N | N |  | 10M | [23 empty] | N | N | N
61919 | Kimura Power LLC | 2847 | Tait Electric Generating Station | OH | Montgomery | IC2 | Petroleum Liquids | IC |  | S | X | X | 1107290033 | 1107290033 | 2.7 | 0.8 | 3 | 3 | 2.5 | N |  |  | OP | X | 5 | 1967 |  |  | N | IPP Non-CHP | 2 | B: X; PC: DFO |  |  |  | N | N |  | 10M | [23 empty] | N | N | N
61919 | Kimura Power LLC | 2847 | Tait Electric Generating Station | OH | Montgomery | IC3 | Petroleum Liquids | IC |  | S | X | X | 1107290033 | 1107290033 | 2.7 | 0.8 | 3 | 3 | 2.5 | N |  |  | OP | X | 5 | 1967 |  |  | N | IPP Non-CHP | 2 | B: X; PC: DFO |  |  |  | N | N |  | 10M | [23 empty] | N | N | N
61919 | Kimura Power LLC | 2847 | Tait Electric Generating Station | OH | Montgomery | IC4 | Petroleum Liquids | IC |  | S | X | X | 1107290033 | 1107290033 | 2.7 | 0.8 | 3 | 3 | 2.5 | N |  |  | OP | X | 5 | 1967 |  |  | N | IPP Non-CHP | 2 | B: X; PC: DFO |  |  |  | N | N |  | 10M | [23 empty] | N | N | N
61919 | Kimura Power LLC | 2851 | Monument | OH | Montgomery | 1 | Petroleum Liquids | IC |  | S | X | X | 32418667 | 32418667 | 2.7 | 0.8 | 2.4 | 2.4 | 2.4 | N |  |  | OP | X | 6 | 1968 |  |  | N | IPP Non-CHP | 2 | B: X; PC: DFO |  |  |  | N | N |  | 10M | [23 empty] | N | N | N
61919 | Kimura Power LLC | 2851 | Monument | OH | Montgomery | 2 | Petroleum Liquids | IC |  | S | X | X | 32418667 | 32418667 | 2.7 | 0.8 | 2.4 | 2.4 | 2.4 | N |  |  | OP | X | 6 | 1968 |  |  | N | IPP Non-CHP | 2 | B: X; PC: DFO |  |  |  | N | N |  | 10M | [23 empty] | N | N | N
61919 | Kimura Power LLC | 2851 | Monument | OH | Montgomery | 3 | Petroleum Liquids | IC |  | S | X | X | 32418667 | 32418667 | 2.7 | 0.8 | 2.4 | 2.4 | 2.4 | N |  |  | OP | X | 6 | 1968 |  |  | N | IPP Non-CHP | 2 | B: X; PC: DFO |  |  |  | N | N |  | 10M | [23 empty] | N | N | N
61919 | Kimura Power LLC | 2851 | Monument | OH | Montgomery | 4 | Petroleum Liquids | IC |  | S | X | X | 32418667 | 32418667 | 2.7 | 0.8 | 2.4 | 2.4 | 2.4 | N |  |  | OP | X | 6 | 1968 |  |  | N | IPP Non-CHP | 2 | B: X; PC: DFO |  |  |  | N | N |  | 10M | [23 empty] | N | N | N
61919 | Kimura Power LLC | 2851 | Monument | OH | Montgomery | 5 | Petroleum Liquids | IC |  | S | X | X | 32418667 | 32418667 | 2.7 | 0.8 | 2.4 | 2.4 | 2.4 | N |  |  | OP | X | 6 | 1968 |  |  | N | IPP Non-CHP | 2 | B: X; PC: DFO |  |  |  | N | N |  | 10M | [23 empty] | N | N | N
61919 | Kimura Power LLC | 2852 | Sidney (OH) | OH | Shelby | 1 | Petroleum Liquids | IC |  | S | X | X | 32418669 | 32418669 | 2.7 | 0.8 | 2.7 | 2.7 | 2.4 | N |  |  | OP | X | 7 | 1968 |  |  | N | IPP Non-CHP | 2 | B: X; PC: DFO |  |  |  | N | N |  | 10M | [23 empty] | N | N | N
61919 | Kimura Power LLC | 2852 | Sidney (OH) | OH | Shelby | 2 | Petroleum Liquids | IC |  | S | X | X | 32418669 | 32418669 | 2.7 | 0.8 | 2.7 | 2.7 | 2.4 | N |  |  | OP | X | 7 | 1968 |  |  | N | IPP Non-CHP | 2 | B: X; PC: DFO |  |  |  | N | N |  | 10M | [23 empty] | N | N | N
61919 | Kimura Power LLC | 2852 | Sidney (OH) | OH | Shelby | 3 | Petroleum Liquids | IC |  | S | X | X | 32418669 | 32418669 | 2.7 | 0.8 | 2.7 | 2.7 | 2.4 | N |  |  | OP | X | 7 | 1968 |  |  | N | IPP Non-CHP | 2 | B: X; PC: DFO |  |  |  | N | N |  | 10M | [23 empty] | N | N | N
61919 | Kimura Power LLC | 2852 | Sidney (OH) | OH | Shelby | 4 | Petroleum Liquids | IC |  | S | X | X | 32418669 | 32418669 | 2.7 | 0.8 | 2.7 | 2.7 | 2.4 | N |  |  | OP | X | 7 | 1968 |  |  | N | IPP Non-CHP | 2 | B: X; PC: DFO |  |  |  | N | N |  | 10M | [23 empty] | N | N | N
61919 | Kimura Power LLC | 2852 | Sidney (OH) | OH | Shelby | 5 | Petroleum Liquids | IC |  | S | X | X | 32418669 | 32418669 | 2.7 | 0.8 | 2.7 | 2.7 | 2.4 | N |  |  | OP | X | 7 | 1968 |  |  | N | IPP Non-CHP | 2 | B: X; PC: DFO |  |  |  | N | N |  | 10M | [23 empty] | N | N | N
13949 | City of Oberlin - (OH) | 2933 | Oberlin (OH) | OH | Lorain | 7 | Natural Gas Internal Combustion Engine | IC |  | S | X | X |  |  | 2.7 | 0.8 | 2.7 | 2.7 | 2.2 | N |  |  | OP | X | 1 | 1961 |  |  | N | Electric Utility | 1 | B: X; PC: NG; NG: DFO |  |  |  | N | N |  | 1H | [23 empty] | Y | N | Y
13949 | City of Oberlin - (OH) | 2933 | Oberlin (OH) | OH | Lorain | 8 | Natural Gas Internal Combustion Engine | IC |  | S | X | X |  |  | 3 | 0.8 | 3 | 3 | 2.3 | N |  |  | OP | X | 1 | 1966 |  |  | N | Electric Utility | 1 | B: X; PC: NG; NG: DFO |  |  |  | N | N |  | 1H | [23 empty] | Y | N | Y
56616 | Cleveland ? Cliffs Warren | 54207 | ArcelorMittal Warren | OH | Trumbull | GEN1 | Other Gases | ST |  | S | X | X |  |  | 3 | 0.8 | 2.8 | 2.8 | 1 | N |  |  | OP | X | 10 | 1934 |  |  | Y | Industrial CHP | 7 | B: T; PC: OG; NG: NG; NG: OG |  |  |  | N | N |  | 12H | [23 empty] | Y | N | N
13949 | City of Oberlin - (OH) | 2933 | Oberlin (OH) | OH | Lorain | 2A | Natural Gas Internal Combustion Engine | IC |  | S | X | X |  |  | 3.1 | 0.8 | 3.1 | 3.1 | 2.4 | N |  |  | OP | X | 6 | 2001 |  |  | N | Electric Utility | 1 | B: X; PC: NG; NG: DFO |  |  |  | N | N |  | 1H | [23 empty] | Y | N | Y
13949 | City of Oberlin - (OH) | 2933 | Oberlin (OH) | OH | Lorain | 3A | Natural Gas Internal Combustion Engine | IC |  | S | X | X |  |  | 3.1 | 0.8 | 3.1 | 3.1 | 2.4 | N |  |  | OP | X | 6 | 2001 |  |  | N | Electric Utility | 1 | B: X; PC: NG; NG: DFO |  |  |  | N | N |  | 1H | [23 empty] | Y | N | Y
63588 | Fostoria Ethanol | 63920 | POET Biorefining - Fostoria | OH | Seneca | 1 | Natural Gas Steam Turbine | ST |  | S | X | X |  |  | 3.5 | 0.9 | 3.5 | 3.5 | 0.5 | N |  |  | OP | X | 10 | 2017 |  |  | Y | Industrial CHP | 7 | [11 empty] | N | N |  | 12H | [23 empty] | N | bar: B to PC; NG
63594 | POET Biorefining - Leipsic, LLC | 63927 | POET Biorefining - Leipsic, LLC | OH | Putnam | 1 | Natural Gas Steam Turbine | ST |  | S | X | X |  |  | 3.5 | 0.9 | 3.5 | 3.5 | 0.5 | N |  |  | OP | X | 7 | 2017 |  |  | Y | Industrial CHP | 7 | [11 empty] | N | N |  | 12H | [23 empty] | N | bar: B to PC; NG
16694 | Sauder Woodworking Co | 54974 | Sauder Power Plant | OH | Fulton | UNT1 | Wood/Wood Waste Biomass | ST |  | S | X | X |  |  | 3.6 | 0.85 | 3.6 | 3.6 | 0.5 | N |  |  | OP | X | 10 | 1993 |  |  | Y | IPP CHP | 3 | B: T; PC: WDS; NG: NG |  |  |  | N | N |  | 12H | [23 empty] | N |  | N
16694 | Sauder Woodworking Co | 54974 | Sauder Power Plant | OH | Fulton | UNT2 | Wood/Wood Waste Biomass | ST |  | S | X | X |  |  | 3.6 | 0.85 | 3.6 | 3.6 | 0.5 | N |  |  | OP | X | 10 | 1993 |  |  | Y | IPP CHP | 3 | B: T; PC: WDS; NG: NG |  |  |  | N | N |  | 12H | [23 empty] | N |  | N
63510 | POET Biorefining - Marion, LLC | 63829 | POET Biorefining - Marion, LLC | OH | Marion | 1 | Natural Gas Steam Turbine | ST |  | S | X | X |  |  | 3.9 | 0.9 | 3.9 | 3.9 | 0.5 | N |  |  | OP | X | 8 | 2017 |  |  | Y | Industrial CHP | 7 | [11 empty] | N | N |  | 12H | [23 empty] | N | bar: B to PC; NG
63510 | POET Biorefining - Marion, LLC | 63829 | POET Biorefining - Marion, LLC | OH | Marion | 2 | Natural Gas Steam Turbine | ST |  | S | X | X |  |  | 3.9 | 0.9 | 3.9 | 3.9 | 0.5 | N |  |  | OP | X | 8 | 2017 |  |  | Y | Industrial CHP | 7 | [11 empty] | N | N |  | 12H | [23 empty] | N | bar: B to PC; NG
58115 | DTE Ashtabula, LLC | 55990 | Ashtabula | OH | Ashtabula | 1 | Natural Gas Fired Combined Cycle | CT | G1 | S | X | N |  |  | 4.9 | 0.8 | 4.4 | 5.4 | 1.6 | N |  |  | OP | X | 2 | 2001 |  |  | Y | IPP CHP | 3 | [11 empty] | N | N |  | 12H | [23 empty] | N | N | N | bar: B to PC
58115 | DTE Ashtabula, LLC | 55990 | Ashtabula | OH | Ashtabula | 2 | Natural Gas Fired Combined Cycle | CT | G1 | S | X | N |  |  | 4.9 | 0.8 | 4.4 | 5.4 | 1.6 | N |  |  | OP | X | 2 | 2001 |  |  | Y | IPP CHP | 3 | [11 empty] | N | N |  | 12H | [23 empty] | N | N | N | bar: B to PC
58115 | DTE Ashtabula, LLC | 55990 | Ashtabula | OH | Ashtabula | 3 | Natural Gas Fired Combined Cycle | CT | G1 | S | X | N |  |  | 4.9 | 0.8 | 4.4 | 5.4 | 1.6 | N |  |  | OP | X | 2 | 2001 |  |  | Y | IPP CHP | 3 | [11 empty] | N | N |  | 12H | [23 empty] | N | N | N | bar: B to PC
58115 | DTE Ashtabula, LLC | 55990 | Ashtabula | OH | Ashtabula | 4 | Natural Gas Fired Combined Cycle | CT | G1 | S | X | N |  |  | 4.9 | 0.8 | 4.4 | 5.4 | 1.6 | N |  |  | OP | X | 2 | 2001 |  |  | Y | IPP CHP | 3 | [11 empty] | N | N |  | 12H | [23 empty] | N | N | N | bar: B to PC
58115 | DTE Ashtabula, LLC | 55990 | Ashtabula | OH | Ashtabula | 5 | Natural Gas Fired Combined Cycle | CT | G1 | S | X | N |  |  | 4.9 | 0.8 | 4.4 | 5.4 | 1.6 | N |  |  | OP | X | 2 | 2001 |  |  | Y | IPP CHP | 3 | [11 empty] | N | N |  | 12H | [23 empty] | N | N | N | bar: B to PC
2439 | City of Bryan - (OH) | 2903 | Bryan (OH) | OH | Williams | 6 | Natural Gas Fired Combustion Turbine | GT |  | S | X | X | PJM AEP Dayton | PJM AEP Dayton | 5 | 0.8 | 4 | 6 | 1 | N |  |  | OP | X | 7 | 1963 |  |  | N | Electric Utility | 1 | B: X; PC: NG; NG: DFO; NG: NG |  |  |  | N | N |  | 1H | [20 empty] | N |  |  | Y |  | Y
14194 | City of Orrville - (OH) | 2935 | Orrville | OH | Wayne | 7 | Conventional Steam Coal | ST |  | S | X | X |  |  | 5 | 0.85 | 5 | 5 | 1 | N |  |  | OS | X | 1 | 1949 |  |  | N | Electric Utility | 1 | B: X; PC: BIT; NG: WDS |  |  |  | N | N |  | 12H |  |  | Y |  | Y | [18 empty] | N | N | N
58240 | COT/Division of Water Reclamation | 58263 | Bay View Cogeneration Facility | OH | Lucas | GTG | Landfill Gas | GT |  | S | X | X |  |  | 5.5 | 0.85 | 4.4 | 5 | 0.5 | N |  |  | OS | X | 1 | 2010 |  |  | Y | Electric Utility | 1 | T | LFG | OBG | NG |  |  |  | LFG |  |  |  | N | N |  | 1H | [23 empty] | Y | Y | N
58097 | Kent State University | 58140 | Summit Street Power Plant | OH | Portage | GT-1 | Natural Gas Fired Combustion Turbine | GT |  | S | X | X |  |  | 5.7 | 0.8 | 4.9 | 5.6 | 0 | N |  |  | OP | X | 1 | 2003 |  |  | Y | Commercial CHP | 5 | B: T; PC: NG; NG: DFO |  |  |  | N | N |  | 1H | [23 empty] | Y | N | Y
18323 | Toledo Refining Company | 50965 | Toledo Ref Power Recovery Train | OH | Lucas | GEN1 | Petroleum Coke | OT |  | S | X | X |  |  | 6 | 0.922 | 6 | 6 | 0 | N |  |  | OP | X | 6 | 1986 |  |  | Y | Industrial CHP | 7 | B: B; PC: PC; NG: OG; OTH: NG |  |  |  | N | N | [5 empty] | Y | Y | [18 empty] | Y | Y | N
58240 | COT/Division of Water Reclamation | 58263 | Bay View Cogeneration Facility | OH | Lucas | STG | Landfill Gas | ST |  | S | X | X |  |  | 6.5 | 0.85 | 4 | 5 | 0.5 | N |  |  | OS | X | 2 | 2011 |  |  | Y | Electric Utility | 1 | T | LFG | OBG | NG |  |  |  | LFG |  |  |  | N | N |  | 12H | [23 empty] | Y | Y | N
14194 | City of Orrville - (OH) | 2935 | Orrville | OH | Wayne | 8 | Conventional Steam Coal | ST |  | S | X | X |  |  | 7.5 | 0.85 | 7.5 | 7.5 | 2 | N |  |  | OS | X | 1 | 1955 |  |  | N | Electric Utility | 1 | B: X; PC: BIT; NG: WDS |  |  |  | N | N |  | 12H |  |  | Y |  | Y | [18 empty] | N | N | N
14381 | City of Painesville | 2936 | Painesville | OH | Lake | 3 | Conventional Steam Coal | ST |  | S | X | X | Painesville | Painesville | 7.5 | 0.8 | 7 | 7 | 2.5 | N |  |  | SB | Y | 1 | 1953 |  |  | N | Electric Utility | 1 | B: X; PC: BIT; NG: NG; NG: NG |  |  |  | N | N |  | OVER |  |  | Y |  | Y | [15 empty] | N |  |  | Y | Y | N
14381 | City of Painesville | 2936 | Painesville | OH | Lake | ST2 | Conventional Steam Coal | ST |  | S | X | X | Painesville | Painesville | 7.5 | 0.8 | 7 | 7 | 2.5 | N |  |  | SB | Y | 1 | 1949 |  |  | N | Electric Utility | 1 | B: X; PC: BIT; NG: NG; NG: NG |  |  |  | N | N |  | OVER |  |  | Y |  | Y | [18 empty] | Y | Y | N
56616 | Cleveland ? Cliffs Warren | 54207 | ArcelorMittal Warren | OH | Trumbull | GEN2 | Other Gases | ST |  | S | X | X |  |  | 7.5 | 0.8 | 7 | 7.1 | 1 | N |  |  | OP | X | 3 | 1940 |  |  | Y | Industrial CHP | 7 | B: T; PC: OG; NG: NG; NG: OG |  |  |  | N | N |  | 12H | [23 empty] | Y | N | N
58097 | Kent State University | 58140 | Summit Street Power Plant | OH | Portage | GT-2 | Natural Gas Fired Combustion Turbine | GT |  | S | X | X |  |  | 7.5 | 0.8 | 6.9 | 7.7 | 0 | N |  |  | OP | X | 4 | 2004 |  |  | Y | Commercial CHP | 5 | [11 empty] | N | N |  | 1H | [23 empty] | N | N | bar: B to PC
5336 | City of Dover - (OH) | 2914 | Dover | OH | Tuscarawas | 3 | Conventional Steam Coal | ST |  | S | X | X |  |  | 8 | 0.89 | 8 | 8 | 4 | N |  |  | SB | N | 1 | 1954 |  |  | N | Electric Utility | 1 | B: X; PC: BIT; NG: NG |  |  |  | N | N |  | 12H |  |  | Y |  | Y | [18 empty] | N | N | N
60571 | AEP Onsite Partners, LLC | 64157 | Clyde Peaking Engine | OH | Sandusky | CPG | Natural Gas Internal Combustion Engine | IC |  | S | X | X |  |  | 9.4 | 1 | 9.4 | 9.4 | 9.4 | N |  |  | OP | X | 11 | 2020 |  |  | N | IPP Non-CHP | 2 | [14 empty] | 10M | [23 empty] | N | bar: B to PC
7977 | City of Hamilton - (OH) | 2917 | Hamilton (OH) | OH | Butler | 5 | Natural Gas Steam Turbine | ST |  | S | X | X | 1107290421 |  | 10 | 0.8 | 10 | 10 | 3 | N |  |  | OS | X | 3 | 1954 | 9 | 2021 | N | Electric Utility | 1 | [11 empty] | N | N |  | OVER | [23 empty] | N | N | N | bar: B to PC; NG
9454 | ArcelorMittal Cleveland Inc | 10398 | Arcelormittal Cleveland Inc | OH | Cuyahoga | GEN3 | Other Gases | ST |  | S | X | X | ATSI |  | 10 | 1 | 10 | 10 | 3 | N |  |  | OP | X | 1 | 1965 |  |  | Y | Industrial CHP | 7 | B: B; PC: BFG; NG: NG; NG: NG |  |  |  | N | N |  | 12H |  | N | [21 empty] | Y | Y | N
9454 | ArcelorMittal Cleveland Inc | 10398 | Arcelormittal Cleveland Inc | OH | Cuyahoga | GEN5 | Other Gases | ST |  | S | X | X | ATSI |  | 10 | 1 | 8 | 9 | 3 | N |  |  | OP | X | 1 | 1965 |  |  | Y | Industrial CHP | 7 | B | BFG | NG | RFO |  |  |  | NG |  |  |  | N | N |  | 12H |  | N | [21 empty] | Y | Y | N
9454 | ArcelorMittal Cleveland Inc | 10398 | Arcelormittal Cleveland Inc | OH | Cuyahoga | GENB | Other Gases | ST |  | S | X | X | ATSI |  | 10 | 1 | 8 | 9 | 3 | N |  |  | OP | X | 1 | 1965 |  |  | Y | Industrial CHP | 7 | T | BFG | NG | RFO |  |  |  | NG |  |  |  | N | N |  | 12H |  | N | [21 empty] | Y | Y | N
56616 | Cleveland ? Cliffs Warren | 54207 | ArcelorMittal Warren | OH | Trumbull | GEN3 | Other Gases | ST |  | S | X | X |  |  | 10 | 0.8 | 9.3 | 9.4 | 1 | N |  |  | OP | X | 12 | 1981 |  |  | Y | Industrial CHP | 7 | B: T; PC: OG; NG: NG; NG: OG |  |  |  | N | N |  | 12H | [23 empty] | Y | N | N
61723 | Pixelle Specialty Solutions | 10244 | Pixelle Specialty Solutions LLC - Chillicothe Facility | OH | Ross | T-10 | Wood/Wood Waste Biomass | ST |  | S | X | X |  |  | 10.6 | 0.9 | 7.3 | 4.5 | 5 | N |  |  | OS | X | 2 | 1952 |  |  | Y | Industrial CHP | 7 | T | BLQ | NG | WDS | TDF | DFO |  | DFO |  |  |  | N | N |  | 12H | [23 empty] | Y | Y | N
17891 | City of St Marys - (OH) | 2942 | St Marys | OH | Auglaize | GT1 | Natural Gas Fired Combustion Turbine | GT |  | J | X | X |  |  | 11 | 0.85 | 10.4 | 10.4 | 1 | N |  |  | SB | Y | 12 | 1999 |  |  | N | Electric Utility | 1 | [11 empty] | N | N |  | 1H | [23 empty] | N | N | bar: B to PC
57281 | University of Cincinnati | 57908 | Central Utility Plant Cincinnati | OH | Hamilton | CTG1 | Natural Gas Fired Combined Cycle | CT | CUP | S | X | N | DEOK | DEOK | 11.9 | 0.88 | 12.5 | 12.5 | 7.5 | N |  |  | OP | X | 6 | 2004 |  |  | Y | Commercial CHP | 5 | B: T; PC: NG; NG: DFO; NG: NG |  |  |  | N | N |  | 1H | [7 empty] | 1.2 | 1.2 | 4 | 2022 | [12 empty] | Y | N | Y
57281 | University of Cincinnati | 57908 | Central Utility Plant Cincinnati | OH | Hamilton | CTG2 | Natural Gas Fired Combined Cycle | CT | CUP | S | X | N | DEOK | DEOK | 11.9 | 0.88 | 12.5 | 12.5 | 7.5 | N |  |  | OP | X | 6 | 2004 |  |  | Y | Commercial CHP | 5 | B: T; PC: NG; NG: DFO; NG: NG |  |  |  | N | N |  | 1H |  |  |  |  | N |  |  | 1.2 | 1.2 | 4 | 2024 | [12 empty] | Y | N | Y
15400 | Procter & Gamble Co | 50456 | Procter & Gamble Cincinnati Plant | OH | Hamilton | GEN1 | Natural Gas Steam Turbine | ST |  | S | X | X |  |  | 12.5 | 0.8 | 11.7 | 11.8 | 1.5 | N |  |  | OP | X | 11 | 1965 |  |  | Y | Industrial CHP | 7 | [11 empty] | N | N |  | 12H |  | N | [21 empty] | N | N | N | bar: B to PC; NG
17891 | City of St Marys - (OH) | 2942 | St Marys | OH | Auglaize | 7 | Petroleum Liquids | GT |  | S | X | X |  |  | 14 | 0.8 | 12 | 12 | 1 | N |  |  | SB | N | 8 | 1992 |  |  | N | Electric Utility | 1 | B: X; PC: DFO; NG: DFO |  |  |  | N | N |  | 1H | [23 empty] | N | N | N
57359 | Richland-Stryker Generation LLC | 2880 | Richland | OH | Defiance | 1 | Petroleum Liquids | GT |  | S | X | X |  |  | 15 | 0.85 | 11 | 14 | 3 | N |  |  | OP | X | 12 | 1965 |  |  | N | IPP Non-CHP | 2 | B: X; PC: DFO; NG: NG |  |  |  | N | N |  | 12H | [23 empty] | N | N | N
57359 | Richland-Stryker Generation LLC | 2880 | Richland | OH | Defiance | 2 | Natural Gas Fired Combustion Turbine | GT |  | S | X | X |  |  | 15 | 0.85 | 11 | 14 | 3 | N |  |  | OP | X | 2 | 1966 |  |  | N | IPP Non-CHP | 2 | B: X; PC: NG; NG: DFO |  |  |  | N | N |  | 12H | [23 empty] | N | N | N
57359 | Richland-Stryker Generation LLC | 2880 | Richland | OH | Defiance | 3 | Natural Gas Fired Combustion Turbine | GT |  | S | X | X |  |  | 15 | 0.85 | 11 | 14 | 3 | N |  |  | OP | X | 2 | 1966 |  |  | N | IPP Non-CHP | 2 | B: X; PC: NG; NG: DFO |  |  |  | N | N |  | 12H | [23 empty] | N | N | N
9454 | ArcelorMittal Cleveland Inc | 10398 | Arcelormittal Cleveland Inc | OH | Cuyahoga | GENA | Other Gases | ST |  | S | X | X | ATSI |  | 15 | 1 | 12 | 14 | 3 | N |  |  | OS | X | 1 | 1950 |  |  | Y | Industrial CHP | 7 | T | BFG | NG | RFO |  |  |  | NG |  |  |  | N | N |  | 12H |  | N | [21 empty] | Y | Y | N
2439 | City of Bryan - (OH) | 2903 | Bryan (OH) | OH | Williams | 1 | Natural Gas Fired Combustion Turbine | GT |  | S | X | X | PJM AEP Dayton | PJM AEP Dayton | 15.8 | 0.85 | 12.5 | 19.5 | 3 | N |  |  | OP | X | 7 | 1970 |  |  | N | Electric Utility | 1 | B: X; PC: NG; NG: DFO; NG: NG |  |  |  | N | N |  | 1H | [20 empty] | N |  |  | Y | N | Y
62031 | Walleye Power, LLC | 2878 | FirstEnergy Bay Shore | OH | Lucas | CT | Petroleum Liquids | GT |  | W | X | X | BAYSHOR2138 KV BS81 | BAYSHOR2138 KV BS81 | 16 | 0.85 | 16 | 17 | 5 | N |  |  | OP | X | 8 | 1967 |  |  | N | IPP CHP | 3 | B: X; PC: DFO |  |  |  | N |  |  | 1H | [23 empty] | N | N | N
2439 | City of Bryan - (OH) | 2903 | Bryan (OH) | OH | Williams | 2 | Natural Gas Fired Combustion Turbine | GT |  | S | X | X | PJM AEP Dayton | PJM AEP Dayton | 16 | 0.85 | 12.5 | 19.5 | 3 | N |  |  | OP | X | 7 | 1988 |  |  | N | Electric Utility | 1 | B: X; PC: NG; NG: DFO; NG: NG |  |  |  | N | N |  | 1H | [20 empty] | N |  |  | Y | N | Y
3762 | City of Cleveland - (OH) | 2906 | Collinwood | OH | Cuyahoga | 3 | Petroleum Liquids | GT |  | S | X | X |  |  | 16 | 0.85 | 16 | 18 | 5 | N |  |  | OS | X | 2 | 1971 |  |  | N | Electric Utility | 1 | B: X; PC: DFO; NG: NG | [6 empty] | 1H | [23 empty] | Y | Y | Y
3762 | City of Cleveland - (OH) | 2909 | West 41st Street | OH | Cuyahoga | 1 | Natural Gas Fired Combustion Turbine | GT |  | S | X | X |  |  | 16 | 0.85 | 16 | 18 | 5 | N |  |  | OP | X | 3 | 1970 |  |  | N | Electric Utility | 1 | B: X; PC: NG; NG: DFO | [6 empty] | 1H | [23 empty] | Y | Y | Y
3762 | City of Cleveland - (OH) | 2909 | West 41st Street | OH | Cuyahoga | 2 | Natural Gas Fired Combustion Turbine | GT |  | S | X | X |  |  | 16 | 0.85 | 16 | 18 | 5 | N |  |  | OP | X | 3 | 1970 |  |  | N | Electric Utility | 1 | B: X; PC: NG; NG: DFO | [6 empty] | 1H | [23 empty] | Y | Y | Y
7977 | City of Hamilton - (OH) | 2917 | Hamilton (OH) | OH | Butler | GT2 | Natural Gas Fired Combustion Turbine | GT |  | S | X | X | 1107290425 |  | 16.3 | 0.85 | 12 | 16 | 5 | N |  |  | OP | X | 6 | 1971 |  |  | N | Electric Utility | 1 | [11 empty] | N | N |  | 1H | [20 empty] | N |  |  | N | N | N | bar: B to PC
15095 | City of Piqua - (OH) | 2937 | Piqua Power Plant | OH | Miami | 11 | Petroleum Liquids | GT |  | S | X | X |  |  | 16.3 | 0.9 | 16.5 | 16.5 | 13 | N |  |  | OP | X | 12 | 1989 |  |  | N | Electric Utility | 1 | B: X; PC: DFO |  |  |  | N |  |  | 1H | [23 empty] | N | N | N
59917 | Vistra Energy Dicks Creek | 2831 | Dicks Creek | OH | Butler | 3 | Natural Gas Fired Combustion Turbine | GT |  | S | X | X |  |  | 16.5 | 0.85 | 14.2 | 19.5 | 3 | N |  |  | OP | X | 6 | 1969 |  |  | N | IPP Non-CHP | 2 | [11 empty] | N | N |  | 1H | [20 empty] | N |  |  | N | N | N | bar: B to PC
59919 | Vistra Energy Miami Fort | 2832 | Miami Fort | OH | Hamilton | GT3 | Petroleum Liquids | GT |  | S | X | X |  |  | 16.5 | 0.85 | 14 | 20 | 3 | N |  |  | OP | X | 7 | 1971 |  |  | N | IPP Non-CHP | 2 | B: X; PC: DFO |  |  |  | N | N |  | 12H | [20 empty] | N |  |  | N | N | N
59919 | Vistra Energy Miami Fort | 2832 | Miami Fort | OH | Hamilton | GT4 | Petroleum Liquids | GT |  | S | X | X |  |  | 16.5 | 0.85 | 14 | 20 | 3 | N |  |  | OP | X | 8 | 1971 |  |  | N | IPP Non-CHP | 2 | B: X; PC: DFO |  |  |  | N | N |  | 12H | [20 empty] | N |  |  | N | N | N
59919 | Vistra Energy Miami Fort | 2832 | Miami Fort | OH | Hamilton | GT5 | Petroleum Liquids | GT |  | S | X | X |  |  | 16.5 | 0.85 | 14 | 20 | 3 | N |  |  | OP | X | 9 | 1971 |  |  | N | IPP Non-CHP | 2 | B: X; PC: DFO |  |  |  | N | N |  | 12H | [20 empty] | N |  |  | N | N | N
59919 | Vistra Energy Miami Fort | 2832 | Miami Fort | OH | Hamilton | GT6 | Petroleum Liquids | GT |  | S | X | X |  |  | 16.5 | 0.85 | 14 | 20 | 3 | N |  |  | OP | X | 10 | 1971 |  |  | N | IPP Non-CHP | 2 | B: X; PC: DFO |  |  |  | N | N |  | 12H | [20 empty] | N |  |  | N | N | N
14381 | City of Painesville | 2936 | Painesville | OH | Lake | 5 | Conventional Steam Coal | ST |  | S | X | X | Painesville | Painesville | 16.5 | 0.85 | 15.5 | 15.5 | 5.5 | N |  |  | OP | X | 1 | 1965 |  |  | N | Electric Utility | 1 | B: X; PC: BIT; NG: NG; NG: NG |  |  |  | N | N |  | OVER |  | Y |  |  | Y | [15 empty] | N |  |  | Y | Y | N
40577 | American Mun Power-Ohio, Inc | 55262 | Bowling Green Generating Station | OH | Wood | CT2 | Natural Gas Fired Combustion Turbine | GT |  | S | X | X |  |  | 16.5 | 0.85 | 12 | 16.5 | 12 | N |  |  | OP | X | 6 | 2000 |  |  | N | Electric Utility | 1 | [11 empty] | N | N |  | 1H | [23 empty] | N | N | N | bar: B to PC
40577 | American Mun Power-Ohio, Inc | 55263 | Galion Generating Station | OH | Crawford | CT2 | Natural Gas Fired Combustion Turbine | GT |  | S | X | X |  |  | 16.5 | 0.85 | 12 | 16.5 | 12 | N |  |  | OP | X | 6 | 2000 |  |  | N | Electric Utility | 1 | [11 empty] | N | N |  | 1H | [23 empty] | N | N | N | bar: B to PC
40577 | American Mun Power-Ohio, Inc | 55264 | Napoleon Peaking Station | OH | Henry | CT2 | Natural Gas Fired Combustion Turbine | GT |  | S | X | X |  |  | 16.5 | 0.85 | 12 | 16.5 | 12 | N |  |  | OP | X | 6 | 2000 |  |  | N | Electric Utility | 1 | [11 empty] | N | N |  | 1H | [23 empty] | N | N | N | bar: B to PC
61919 | Kimura Power LLC | 2854 | Yankee Street | OH | Montgomery | 4 | Natural Gas Fired Combustion Turbine | GT |  | S | X | X | 40243911 | 40243911 | 17.5 | 0.85 | 14.9 | 20.2 | 11 | N |  |  | OP | X | 11 | 1970 |  |  | N | IPP Non-CHP | 2 | B: X; PC: NG; NG: DFO |  |  |  | N | N |  | 1H | [23 empty] | Y | N | Y
61919 | Kimura Power LLC | 2854 | Yankee Street | OH | Montgomery | 5 | Natural Gas Fired Combustion Turbine | GT |  | S | X | X | 40243913 | 40243913 | 17.5 | 0.85 | 13.7 | 18.6 | 9 | N |  |  | OP | X | 11 | 1970 |  |  | N | IPP Non-CHP | 2 | B: X; PC: NG; NG: DFO |  |  |  | N | N |  | 1H | [23 empty] | Y | N | Y
61919 | Kimura Power LLC | 2854 | Yankee Street | OH | Montgomery | 6 | Natural Gas Fired Combustion Turbine | GT |  | S | X | X | 40243915 | 40243915 | 17.5 | 0.85 | 13.3 | 18.1 | 12 | N |  |  | OP | X | 11 | 1970 |  |  | N | IPP Non-CHP | 2 | B: X; PC: NG; NG: DFO |  |  |  | N | N |  | 1H | [23 empty] | Y | N | Y
61919 | Kimura Power LLC | 2854 | Yankee Street | OH | Montgomery | 7 | Natural Gas Fired Combustion Turbine | GT |  | S | X | X | 40243917 | 40243917 | 17.5 | 0.85 | 13.3 | 18.1 | 11 | N |  |  | OP | X | 11 | 1970 |  |  | N | IPP Non-CHP | 2 | B: X; PC: NG; NG: DFO |  |  |  | N | N |  | 1H | [23 empty] | Y | N | Y
61919 | Kimura Power LLC | 2854 | Yankee Street | OH | Montgomery | 1 | Natural Gas Fired Combustion Turbine | GT |  | S | X | X | 40243905 | 40243905 | 18.5 | 0.85 | 19.9 | 21.8 | 19.5 | N |  |  | OP | X | 7 | 1969 |  |  | N | IPP Non-CHP | 2 | B: X; PC: NG; NG: DFO |  |  |  | N | N |  | 10M | [23 empty] | Y | N | Y
61919 | Kimura Power LLC | 2854 | Yankee Street | OH | Montgomery | 2 | Natural Gas Fired Combustion Turbine | GT |  | S | X | X | 40243907 | 40243907 | 18.5 | 0.85 | 20.1 | 21.8 | 18.5 | N |  |  | OP | X | 7 | 1969 |  |  | N | IPP Non-CHP | 2 | B: X; PC: NG; NG: DFO |  |  |  | N | N |  | 10M | [23 empty] | Y | N | Y
61919 | Kimura Power LLC | 2854 | Yankee Street | OH | Montgomery | 3 | Natural Gas Fired Combustion Turbine | GT |  | S | X | X | 40243909 | 40243909 | 18.5 | 0.85 | 20.7 | 21.8 | 18.5 | N |  |  | OP | X | 7 | 1969 |  |  | N | IPP Non-CHP | 2 | B: X; PC: NG; NG: DFO |  |  |  | N | N |  | 10M | [23 empty] | Y | N | Y
57359 | Richland-Stryker Generation LLC | 2881 | Stryker | OH | Williams | 1 | Petroleum Liquids | GT |  | S | X | X |  |  | 19 | 0.85 | 17 | 18 | 3 | N |  |  | OP | X | 2 | 1968 |  |  | N | IPP Non-CHP | 2 | B: X; PC: DFO |  |  |  | N | N |  | 12H | [23 empty] | N | N
5336 | City of Dover - (OH) | 2914 | Dover | OH | Tuscarawas | 4 | Conventional Steam Coal | ST |  | S | X | X |  |  | 19.5 | 0.89 | 15.2 | 15.2 | 7 | N |  |  | OP | X | 6 | 1968 |  |  | N | Electric Utility | 1 | B: X; PC: BIT; NG: NG |  |  |  | N | N |  | 12H |  |  | Y |  | Y | [18 empty] | N | N
5336 | City of Dover - (OH) | 2914 | Dover | OH | Tuscarawas | 6 | Natural Gas Fired Combustion Turbine | GT |  | S | X | X |  |  | 19.5 | 0.85 | 15.3 | 15.3 | 8 | N |  |  | OP | X | 9 | 1992 |  |  | N | Electric Utility | 1 | [11 empty] | N | N |  | 1H | [23 empty] | N | N | N | bar: B to PC
15095 | City of Piqua - (OH) | 2937 | Piqua Power Plant | OH | Miami | 8 | Petroleum Liquids | GT |  | S | X | X |  |  | 20 | 0.85 | 20 | 20 | 14 | N |  |  | OP | X | 1 | 1972 |  |  | N | Electric Utility | 1 | B: X; PC: DFO |  |  |  | N | N | 0 | 1H |  |  |  | N | [19 empty] | N
59917 | Vistra Energy Dicks Creek | 2831 | Dicks Creek | OH | Butler | 4 | Natural Gas Fired Combustion Turbine | GT |  | S | X | X |  |  | 21.3 | 0.8 | 15 | 21.4 | 3 | N |  |  | OP | X | 10 | 1969 |  |  | N | IPP Non-CHP | 2 | [11 empty] | N | N |  | 1H | [20 empty] | N |  |  | N | N | N | bar: B to PC
59917 | Vistra Energy Dicks Creek | 2831 | Dicks Creek | OH | Butler | 5 | Natural Gas Fired Combustion Turbine | GT |  | S | X | X |  |  | 21.3 | 0.8 | 15 | 21.4 | 3 | N |  |  | OP | X | 10 | 1969 |  |  | N | IPP Non-CHP | 2 | [11 empty] | N | N |  | 1H | [20 empty] | N |  |  | N | N | N | bar: B to PC
57281 | University of Cincinnati | 57908 | Central Utility Plant Cincinnati | OH | Hamilton | STG | Natural Gas Fired Combined Cycle | CA | CUP | S | Y | X |  |  | 21.5 | 0.85 | 21.5 | 21.5 | 4 | N |  |  | OP | X | 6 | 2004 |  |  | Y | Commercial CHP | 5 | B: T; PC: NG; NG: DFO; NG: NG |  |  |  | N | N |  | 12H |  |  |  |  | N | [18 empty] | Y | N | Y
14194 | City of Orrville - (OH) | 2935 | Orrville | OH | Wayne | 9 | Conventional Steam Coal | ST |  | S | X | X |  |  | 22 | 0.85 | 20 | 20 | 7 | N |  |  | OP | X | 1 | 1961 |  |  | N | Electric Utility | 1 | B: X; PC: BIT; NG: NG; NG: NG |  |  |  | N | N |  | 12H |  | Y |  |  | Y | [18 empty] | Y | N | N
14381 | City of Painesville | 2936 | Painesville | OH | Lake | 7 | Conventional Steam Coal | ST |  | S | X | X | Painesville | Painesville | 22 | 1 | 17.5 | 17.5 | 6 | N |  |  | OP | X | 2 | 1990 |  |  | N | Electric Utility | 1 | B: X; PC: BIT; NG: NG; NG: NG |  |  |  | N | N |  | OVER |  | Y |  |  | Y | [15 empty] | N |  |  | Y | Y | N
9454 | ArcelorMittal Cleveland Inc | 10398 | Arcelormittal Cleveland Inc | OH | Cuyahoga | GENC | Other Gases | ST |  | S | X | X | ATSI |  | 22 | 1 | 22 | 22 | 4 | N |  |  | OP | X | 2 | 2010 |  |  | Y | Industrial CHP | 7 | T | BFG | NG | RFO |  |  |  | NG |  |  |  | N | N |  | 12H |  | N | [21 empty] | Y | Y | N
61723 | Pixelle Specialty Solutions | 10244 | Pixelle Specialty Solutions LLC - Chillicothe Facility | OH | Ross | T-11 | Wood/Wood Waste Biomass | ST |  | S | X | X |  |  | 24 | 0.9 | 10.7 | 10.7 | 8 | N |  |  | OP | X | 2 | 1958 |  |  | Y | Industrial CHP | 7 | T | BLQ | NG | WDS | TDF | DFO |  | DFO |  |  |  | N | N |  | 12H | [23 empty] | Y | Y | N
4667 | City of Cushing - (OK) | 2975 | Cushing | OK | Payne | 3 | Petroleum Liquids | IC |  | S | X | X |  |  | 0.5 | 0.8 | 0.4 | 0.4 | 0.3 | N |  |  | OP | X | 6 | 1936 |  |  | N | Electric Utility | 1 | B: X; PC: DFO; NG: NG |  |  |  | N | N |  | 10M | [23 empty] | Y | Y | N
4667 | City of Cushing - (OK) | 2975 | Cushing | OK | Payne | 4 | Petroleum Liquids | IC |  | S | X | X |  |  | 0.5 | 0.8 | 0.4 | 0.4 | 0.3 | N |  |  | OP | X | 8 | 1936 |  |  | N | Electric Utility | 1 | B: X; PC: DFO; NG: NG |  |  |  | N | N |  | 10M | [23 empty] | Y | Y | N
4667 | City of Cushing - (OK) | 2975 | Cushing | OK | Payne | 5 | Petroleum Liquids | IC |  | S | X | X |  |  | 0.5 | 0.8 | 0.4 | 0.4 | 0.3 | N |  |  | OP | X | 6 | 1936 |  |  | N | Electric Utility | 1 | B: X; PC: DFO; NG: NG |  |  |  | N | N |  | 10M | [23 empty] | Y | Y | N
4667 | City of Cushing - (OK) | 2975 | Cushing | OK | Payne | 6 | Petroleum Liquids | IC |  | S | X | X |  |  | 0.8 | 0.8 | 0.6 | 0.6 | 0.6 | N |  |  | OP | X | 7 | 1939 |  |  | N | Electric Utility | 1 | B: X; PC: DFO; NG: NG |  |  |  | N | N |  | 10M | [23 empty] | Y | Y | N
10320 | City of Kingfisher - (OK) | 2986 | Kingfisher | OK | Kingfisher | IC2 | Natural Gas Internal Combustion Engine | IC |  | S | X | X |  |  | 0.8 | 0.8 | 0.6 | 0.6 | 0.6 | N |  |  | OP | X | 1 | 1954 |  |  | N | Electric Utility | 1 | B: X; PC: NG; NG: DFO |  |  |  | N | N |  | 1H | [23 empty] | Y | N | Y
4667 | City of Cushing - (OK) | 2975 | Cushing | OK | Payne | 2 | Petroleum Liquids | IC |  | S | X | X |  |  | 1 | 0.8 | 0.8 | 0.8 | 0.6 | N |  |  | OP | X | 6 | 1949 |  |  | N | Electric Utility | 1 | B: X; PC: DFO; NG: NG |  |  |  | N | N |  | 10M | [23 empty] | Y | Y | N
10320 | City of Kingfisher - (OK) | 2986 | Kingfisher | OK | Kingfisher | IC1 | Natural Gas Internal Combustion Engine | IC |  | S | X | X |  |  | 1.1 | 0.8 | 1 | 1 | 1 | N |  |  | OP | X | 1 | 1954 |  |  | N | Electric Utility | 1 | B: X; PC: NG; NG: DFO |  |  |  | N | N |  | 1H | [23 empty] | Y | N | Y
11566 | City of Mangum - (OK) | 2991 | Mangum | OK | Greer | 1 | Petroleum Liquids | IC |  | S | X | X |  |  | 1.1 | 0.8 | 0.9 | 0.9 | 0.5 | N |  |  | OS | X | 1 | 1946 |  |  | N | Electric Utility | 1 | B: X; PC: DFO; NG: NG |  |  |  | N | N |  | 1H | [23 empty] | Y | N | Y
10320 | City of Kingfisher - (OK) | 2986 | Kingfisher | OK | Kingfisher | 4 | Natural Gas Internal Combustion Engine | IC |  | S | X | X |  |  | 1.3 | 0.8 | 1.2 | 1.2 | 1 | N |  |  | OP | X | 1 | 1959 |  |  | N | Electric Utility | 1 | B: X; PC: NG; NG: DFO |  |  |  | N | N |  | 1H | [23 empty] | Y | N | Y
59549 | Targa Pipeline Mid-Continent West OK LLC | 59782 | Waynoka Gas Processing Plant | OK | Woods | G1 | Natural Gas Internal Combustion Engine | IC |  | S | X | X |  |  | 1.3 | 1 | 1.3 | 1.3 | 1 | N |  |  | OP | X | 7 | 2006 |  |  | N | Industrial Non-CHP | 6 | [11 empty] | N | N |  | 1H | [20 empty] | N |  |  | N | N | N | bar: B to PC
59549 | Targa Pipeline Mid-Continent West OK LLC | 59782 | Waynoka Gas Processing Plant | OK | Woods | G2 | Natural Gas Internal Combustion Engine | IC |  | S | X | X |  |  | 1.3 | 1 | 1.3 | 1.3 | 1 | N |  |  | OP | X | 7 | 2006 |  |  | N | Industrial Non-CHP | 6 | [11 empty] | N | N |  | 1H | [20 empty] | N |  |  | N | N | N | bar: B to PC
59549 | Targa Pipeline Mid-Continent West OK LLC | 59782 | Waynoka Gas Processing Plant | OK | Woods | G3 | Natural Gas Internal Combustion Engine | IC |  | S | X | X |  |  | 1.3 | 1 | 1.3 | 1.3 | 1 | N |  |  | OP | X | 7 | 2006 |  |  | N | Industrial Non-CHP | 6 | [11 empty] | N | N |  | 1H | [20 empty] | N |  |  | N | N | N | bar: B to PC
14582 | City of Pawhuska - (OK) | 2995 | Pawhuska | OK | Osage | 1 | Petroleum Liquids | IC |  | S | X | X |  |  | 1.4 | 0.9 | 1.1 | 1.1 | 0.3 | N |  |  | OS | X | 9 | 1949 |  |  | N | Electric Utility | 1 | B: X; PC: DFO |  |  |  | N | N |  | 1H | [23 empty] | N | N | N
11566 | City of Mangum - (OK) | 2991 | Mangum | OK | Greer | 4 | Petroleum Liquids | IC |  | S | X | X |  |  | 1.5 | 0.8 | 1.2 | 1.2 | 0.6 | N |  |  | OP | X | 1 | 1956 |  |  | N | Electric Utility | 1 | B: X; PC: DFO; NG: NG |  |  |  | N | N |  | 1H | [23 empty] | Y | N | Y
57146 | Tulsa LFG LLC | 57828 | Tulsa LFG LLC | OK | Osage | GEN1 | Landfill Gas | IC |  | S | X | X |  |  | 1.6 | 0.8 | 1.4 | 1.4 | 0.2 | N |  |  | OP | X | 2 | 2013 | 5 | 2021 | N | IPP Non-CHP | 2 | B: X; PC: LFG |  |  |  | N | N |  | 12H | [23 empty] | N
57146 | Tulsa LFG LLC | 57828 | Tulsa LFG LLC | OK | Osage | GEN3M | Landfill Gas | IC |  | S | X | X |  |  | 1.6 | 0.8 | 1.4 | 1.4 | 0.2 | N |  |  | SB | N | 5 | 2011 |  |  | N | IPP Non-CHP | 2 | B: X; PC: LFG |  |  |  | N | N |  | 1H | [23 empty] | N
57146 | Tulsa LFG LLC | 57828 | Tulsa LFG LLC | OK | Osage | GEN4M | Landfill Gas | IC |  | S | X | X |  |  | 1.6 | 0.8 | 1.4 | 1.4 | 0.2 | N |  |  | OP | X | 9 | 2020 |  |  | N | IPP Non-CHP | 2 | B: X; PC: LFG |  |  |  | N | N |  | 12H | [23 empty] | N
19533 | University of Oklahoma | 50307 | University of Oklahoma | OK | Cleveland | GEN5 | Petroleum Liquids | IC |  | S | X | X |  |  | 1.8 | 0.8 | 1.8 | 1.8 | 0.4 | N |  |  | OP | X | 1 | 2001 |  |  | Y | Commercial CHP | 5 | B: T; PC: DFO |  |  |  | N |  |  | 1H | [20 empty] | N |  |  | N | N | N
15474 | Public Service Co of Oklahoma | 2964 | Southwestern | OK | Caddo | IC1 | Petroleum Liquids | IC |  | S | X | X |  |  | 2 | 0.8 | 2 | 2 | 1.8 | N |  |  | OS | X | 5 | 1966 |  |  | N | Electric Utility | 1 | B: X; PC: DFO |  |  |  |  | N |  | 1H | [23 empty] | N
11566 | City of Mangum - (OK) | 2991 | Mangum | OK | Greer | 5 | Petroleum Liquids | IC |  | S | X | X |  |  | 2 | 0.8 | 1.7 | 1.7 | 0.6 | N |  |  | OP | X | 7 | 1963 |  |  | N | Electric Utility | 1 | B: X; PC: DFO; NG: NG |  |  |  | N | N |  | 1H | [23 empty] | Y | N | Y
14582 | City of Pawhuska - (OK) | 2995 | Pawhuska | OK | Osage | 2 | Petroleum Liquids | IC |  | S | X | X |  |  | 2 | 0.9 | 1.2 | 1.2 | 0.3 | N |  |  | OP | X | 8 | 1954 |  |  | N | Electric Utility | 1 | B: X; PC: DFO |  |  |  | N | N |  | 1H | [23 empty] | N | N | N
18125 | Stillwater Utilities Authority | 3000 | Boomer Lake Station | OK | Payne | 3 | Petroleum Liquids | IC |  | S | X | X |  |  | 2 | 0.8 | 2 | 2 | 0.1 | N |  |  | OP | X | 5 | 2004 |  |  | N | Electric Utility | 1 | B: X; PC: DFO |  |  |  | N | N |  | 1H | [23 empty] | N | N | N
18125 | Stillwater Utilities Authority | 3000 | Boomer Lake Station | OK | Payne | 4 | Petroleum Liquids | IC |  | S | X | X |  |  | 2 | 0.8 | 2 | 2 | 0.1 | N |  |  | OP | X | 5 | 2004 |  |  | N | Electric Utility | 1 | B: X; PC: DFO |  |  |  | N | N |  | 1H | [23 empty] | N | N | N
18125 | Stillwater Utilities Authority | 3000 | Boomer Lake Station | OK | Payne | 5 | Petroleum Liquids | IC |  | S | X | X |  |  | 2 | 0.8 | 2 | 2 | 0.1 | N |  |  | OP | X | 5 | 2004 |  |  | N | Electric Utility | 1 | B: X; PC: DFO |  |  |  | N | N |  | 1H | [23 empty] | N | N | N
18125 | Stillwater Utilities Authority | 55987 | Stillwater Water Treatment Plant | OK | Payne | 6 | Petroleum Liquids | IC |  | S | X | X |  |  | 2 | 0.8 | 2 | 2 | 0.1 | N |  |  | OP | X | 9 | 2003 |  |  | N | Electric Utility | 1 | B: X; PC: DFO |  |  |  | N | N |  | 1H | [23 empty] | N | N | N
10777 | Town of Laverne - (OK) | 56348 | Laverne Diesel Generating Plant | OK | Harper | 1 | Petroleum Liquids | IC |  | S | X | X |  |  | 2 | 0.8 | 2 | 2 | 1 | N |  |  | OP | X | 1 | 2006 |  |  | N | Electric Utility | 1 | B: X; PC: DFO |  |  |  | N | N |  | 1H | [23 empty] | N | N | N
10777 | Town of Laverne - (OK) | 56348 | Laverne Diesel Generating Plant | OK | Harper | 2 | Petroleum Liquids | IC |  | S | X | X |  |  | 2 | 0.8 | 2 | 2 | 1 | N |  |  | OP | X | 1 | 2006 |  |  | N | Electric Utility | 1 | B: X; PC: DFO |  |  |  | N | N |  | 1H | [23 empty] | N | N | N
11566 | City of Mangum - (OK) | 2991 | Mangum | OK | Greer | 6 | Petroleum Liquids | IC |  | S | X | X |  |  | 2.1 | 0.8 | 1.6 | 1.6 | 0.8 | N |  |  | OP | X | 11 | 1969 |  |  | N | Electric Utility | 1 | B: X; PC: DFO; NG: NG |  |  |  | N | N |  | 1H | [23 empty] | Y | N | Y
4667 | City of Cushing - (OK) | 2975 | Cushing | OK | Payne | 1 | Petroleum Liquids | IC |  | S | X | X |  |  | 2.5 | 0.8 | 1.8 | 1.8 | 1.6 | N |  |  | OP | X | 6 | 1956 |  |  | N | Electric Utility | 1 | B: X; PC: DFO; NG: NG |  |  |  | N | N |  | 10M | [20 empty] | N |  |  | Y | Y | N
4667 | City of Cushing - (OK) | 2975 | Cushing | OK | Payne | 7 | Petroleum Liquids | IC |  | S | X | X |  |  | 2.5 | 0.8 | 1.9 | 1.9 | 1.9 | N |  |  | OP | X | 6 | 1956 |  |  | N | Electric Utility | 1 | B: X; PC: DFO; NG: NG |  |  |  | N | N |  | 10M | [23 empty] | Y | Y | N
4667 | City of Cushing - (OK) | 2975 | Cushing | OK | Payne | 8 | Petroleum Liquids | IC |  | S | X | X |  |  | 2.5 | 0.8 | 1.9 | 1.9 | 1.9 | N |  |  | OP | X | 6 | 1956 |  |  | N | Electric Utility | 1 | B: X; PC: DFO; NG: NG |  |  |  | N | N |  | 10M | [23 empty] | Y | Y | N
14582 | City of Pawhuska - (OK) | 2995 | Pawhuska | OK | Osage | 5 | Petroleum Liquids | IC |  | S | X | X |  |  | 2.5 | 0.9 | 2 | 2 | 0.3 | N |  |  | OP | X | 9 | 1960 |  |  | N | Electric Utility | 1 | B: X; PC: DFO |  |  |  | N | N |  | 1H | [23 empty] | N | N | N
19533 | University of Oklahoma | 50307 | University of Oklahoma | OK | Cleveland | GEN2 | Natural Gas Steam Turbine | ST |  | S | X | X |  |  | 2.5 | 0.8 | 2.5 | 2.5 | 0.6 | N |  |  | OP | X | 9 | 1949 |  |  | Y | Commercial CHP | 5 | [11 empty] | N |  |  | 12H | [23 empty] | N | bar: B to PC; NG
19533 | University of Oklahoma | 50307 | University of Oklahoma | OK | Cleveland | GEN3 | Natural Gas Steam Turbine | ST |  | S | X | X |  |  | 2.5 | 0.8 | 2.5 | 2.5 | 0.6 | N |  |  | OP | X | 8 | 1949 |  |  | Y | Commercial CHP | 5 | [11 empty] | N |  |  | 12H | [20 empty] | N |  |  | N | N | N | bar: B to PC; NG
59366 | EnLink Midstream Services, LLC | 57597 | Cana Gas Processing Plant | OK | Canadian | 3005 | Petroleum Liquids | IC |  | S | X | X |  |  | 2.5 | 0.8 | 2.5 | 2.5 | 0 | N |  |  | SB | N | 9 | 2010 |  |  | N | Industrial Non-CHP | 6 | B: X; PC: DFO |  |  |  | N | N |  | 1H | [20 empty] | N |  |  | N
59366 | EnLink Midstream Services, LLC | 57597 | Cana Gas Processing Plant | OK | Canadian | 3006 | Petroleum Liquids | IC |  | S | X | X |  |  | 2.5 | 0.8 | 2.5 | 2.5 | 0 | N |  |  | SB | N | 9 | 2010 |  |  | N | Industrial Non-CHP | 6 | B: X; PC: DFO |  |  |  | N | N |  | 1H | [20 empty] | N |  |  | N
59366 | EnLink Midstream Services, LLC | 57597 | Cana Gas Processing Plant | OK | Canadian | 6214 | Petroleum Liquids | IC |  | S | X | X |  |  | 2.5 | 0.8 | 2.5 | 2.5 | 0 | N |  |  | SB | N | 4 | 2012 |  |  | N | Industrial Non-CHP | 6 | B: X; PC: DFO |  |  |  | N | N |  | 1H | [20 empty] | N |  |  | N
15474 | Public Service Co of Oklahoma | 4940 | Riverside (OK) | OK | Tulsa | IC1 | Petroleum Liquids | IC |  | S | X | X |  |  | 2.7 | 0.85 | 2.8 | 2.8 | 2.8 | N |  |  | OP | X | 10 | 1976 |  |  | N | Electric Utility | 1 | B: X; PC: DFO |  |  |  | N | N |  | 1H | [23 empty] | N
10320 | City of Kingfisher - (OK) | 2986 | Kingfisher | OK | Kingfisher | 3 | Natural Gas Internal Combustion Engine | IC |  | S | X | X |  |  | 2.8 | 0.8 | 2.9 | 2.9 | 2.5 | N |  |  | OP | X | 1 | 1965 |  |  | N | Electric Utility | 1 | B: X; PC: NG; NG: DFO |  |  |  | N | N |  | 1H | [23 empty] | Y | N | Y
4667 | City of Cushing - (OK) | 2975 | Cushing | OK | Payne | 9 | Petroleum Liquids | IC |  | S | X | X |  |  | 3 | 0.8 | 2.7 | 2.7 | 2.2 | N |  |  | OP | X | 2 | 1965 |  |  | N | Electric Utility | 1 | B: X; PC: DFO; NG: NG |  |  |  | N | N |  | 10M | [23 empty] | Y | Y | N
10320 | City of Kingfisher - (OK) | 2986 | Kingfisher | OK | Kingfisher | 5 | Natural Gas Internal Combustion Engine | IC |  | S | X | X |  |  | 3.1 | 0.8 | 3 | 3 | 2.5 | N |  |  | OP | X | 1 | 1970 |  |  | N | Electric Utility | 1 | B: X; PC: NG; NG: DFO |  |  |  | N | N |  | 1H | [23 empty] | Y | N | Y
14582 | City of Pawhuska - (OK) | 2995 | Pawhuska | OK | Osage | 3 | Petroleum Liquids | IC |  | S | X | X |  |  | 3.1 | 0.9 | 2.5 | 2.5 | 0.3 | N |  |  | OP | X | 8 | 1966 |  |  | N | Electric Utility | 1 | B: X; PC: DFO |  |  |  | N | N |  | 1H | [23 empty] | N | N | N
15474 | Public Service Co of Oklahoma | 2966 | Weleetka | OK | Okfuskee | IC1 | Petroleum Liquids | IC |  | S | X | X |  |  | 4 | 0.9 | 4 | 4 | 4 | N |  |  | OP | X | 10 | 1963 |  |  | N | Electric Utility | 1 | B: X; PC: DFO |  |  |  | N |  |  | 12H | [23 empty] | N |  | N
15474 | Public Service Co of Oklahoma | 8059 | Comanche (OK) | OK | Comanche | IC1 | Petroleum Liquids | IC |  | S | X | X |  |  | 4 | 0.85 | 4 | 4 | 2 | N |  |  | OS | X | 5 | 1962 |  |  | N | Electric Utility | 1 | B: X; PC: DFO | [6 empty] | 1H | [23 empty] | N | N | N
19533 | University of Oklahoma | 50307 | University of Oklahoma | OK | Cleveland | GEN4 | Natural Gas Steam Turbine | ST |  | S | X | X |  |  | 4.3 | 0.8 | 4.3 | 4.3 | 0.3 | N |  |  | OP | X | 1 | 1985 |  |  | Y | Commercial CHP | 5 | [11 empty] | N |  |  | 12H | [20 empty] | N |  |  | N | N | N | bar: B to PC; NG
15474 | Public Service Co of Oklahoma | 2963 | Northeastern | OK | Rogers | IC1 | Petroleum Liquids | IC |  | S | X | X |  |  | 4.5 | 0.9 | 4 | 4 | 2.5 | N |  |  | OP | X | 12 | 1980 |  |  | N | Electric Utility | 1 | B: X; PC: DFO |  |  |  | N | N |  | 10M | [23 empty] | N
4667 | City of Cushing - (OK) | 2975 | Cushing | OK | Payne | 10 | Petroleum Liquids | IC |  | S | X | X |  |  | 4.5 | 0.8 | 4 | 4 | 2 | N |  |  | OP | X | 12 | 1972 |  |  | N | Electric Utility | 1 | B: X; PC: DFO; NG: NG |  |  |  | N | N |  | 10M | [23 empty] | Y | Y | N
4667 | City of Cushing - (OK) | 2975 | Cushing | OK | Payne | 11 | Petroleum Liquids | IC |  | S | X | X |  |  | 6.3 | 0.8 | 6.3 | 6.3 | 3.5 | N |  |  | OP | X | 6 | 1988 |  |  | N | Electric Utility | 1 | B: X; PC: DFO; NG: NG |  |  |  | N | N |  | 10M | [23 empty] | Y | Y | N
19533 | University of Oklahoma | 50307 | University of Oklahoma | OK | Cleveland | GEN1 | Natural Gas Steam Turbine | ST |  | S | X | X |  |  | 7.5 | 0.8 | 7.5 | 7.5 | 0.5 | N |  |  | OP | X | 9 | 1964 |  |  | Y | Commercial CHP | 5 | [11 empty] | N |  |  | 12H | [23 empty] | N | bar: B to PC; NG
15474 | Public Service Co of Oklahoma | 2965 | Tulsa | OK | Tulsa | IC1 | Petroleum Liquids | IC |  | S | X | X |  |  | 8.2 | 0.8 | 8.3 | 8.3 | 8.3 | N |  |  | OP | X | 4 | 1967 |  |  | N | Electric Utility | 1 | B: X; PC: DFO |  |  |  | N | N |  | OVER | [23 empty] | N
56316 | Covanta Tulsa Renewable Energy LLC | 50660 | Covanta Tulsa Renewable Energy LLC | OK | Tulsa | GEN1 | Municipal Solid Waste | ST |  | W | X | X |  |  | 16.8 | 0.8 | 15.6 | 15.8 | 0.8 | N |  |  | OP | X | 1 | 1989 |  |  | Y | Industrial CHP | 7 | B: B; PC: MSW; NG: NG; NG: NG |  |  |  | N | N |  | 12H |  |  | N | [20 empty] | Y | Y | N
20447 | Western Farmers Elec Coop, Inc | 3006 | Anadarko Plant | OK | Caddo | 1 | Natural Gas Steam Turbine | ST |  | S | X | X | WFEC_ANA_STEAM_PLANT1 | WFEC_ANA_STEAM_PLANT1 | 17.3 | 0.85 | 12 | 12 | 6 | N |  |  | SB | Y | 8 | 1953 |  |  | N | Electric Utility | 1 | [11 empty] | N | N |  | OVER | [23 empty] | N | N | N | bar: B to PC; NG
20447 | Western Farmers Elec Coop, Inc | 3006 | Anadarko Plant | OK | Caddo | 2 | Natural Gas Steam Turbine | ST |  | S | X | X | WFEC_ANA_STEAM_PLANT2 | WFEC_ANA_STEAM_PLANT2 | 17.3 | 0.9 | 12 | 12 | 6 | N |  |  | SB | Y | 8 | 1953 |  |  | N | Electric Utility | 1 | [11 empty] | N | N |  | OVER | [23 empty] | N | N | N | bar: B to PC; NG
18125 | Stillwater Utilities Authority | 59647 | Stillwater Energy Center | OK | Payne | 1 | Natural Gas Internal Combustion Engine | IC |  | S | X | X | GRDAFERGUS2UNSTILLWATER_EC1_RA | GRDAFERGUS2UNSTILLWATER_EC1_RA | 18.8 | 1 | 18.6 | 18.6 | 7.5 | N |  |  | OP | X | 7 | 2016 |  |  | N | Electric Utility | 1 | [11 empty] | N | N |  | 10M | [23 empty] | N | N | N | bar: B to PC
18125 | Stillwater Utilities Authority | 59647 | Stillwater Energy Center | OK | Payne | 2 | Natural Gas Internal Combustion Engine | IC |  | S | X | X | GRDAFERGUS2UNSTILLWATER_EC2_RA | GRDAFERGUS2UNSTILLWATER_EC2_RA | 18.8 | 1 | 18.6 | 18.6 | 7.5 | N |  |  | OP | X | 7 | 2016 |  |  | N | Electric Utility | 1 | [11 empty] | N | N |  | 10M | [23 empty] | N | N | N | bar: B to PC
18125 | Stillwater Utilities Authority | 59647 | Stillwater Energy Center | OK | Payne | 3 | Natural Gas Internal Combustion Engine | IC |  | S | X | X | GRDAFERGUS2UNSTILLWATER_EC3_RA | GRDAFERGUS2UNSTILLWATER_EC3_RA | 18.8 | 1 | 18.6 | 18.6 | 7.5 | N |  |  | OP | X | 7 | 2016 |  |  | N | Electric Utility | 1 | [11 empty] | N | N |  | 10M | [23 empty] | N | N | N | bar: B to PC
14077 | Oklahoma Municipal Power Authority | 7546 | Ponca City | OK | Kay | 1 | Natural Gas Fired Combined Cycle | CA | CC1 | S | Y | X |  |  | 19.8 | 0.85 | 18.8 | 18.8 | 1.5 | N |  |  | OP | X | 10 | 1966 |  |  | N | Electric Utility | 1 | [11 empty] | N | N |  | 1H | [23 empty] | N | bar: B to PC
55938 | Industrial Power Generating Company LLC | 56687 | Mountain View | PA | Franklin | 1 | Landfill Gas | IC |  | S | X | X | 21601804 |  | 0.3 | 1 | 0.3 | 0.3 | 0.1 | N |  |  | OP | X | 3 | 2003 |  |  | N | IPP Non-CHP | 2 | B: X; PC: LFG; NG: DFO; NG: DFO |  |  |  | N | N |  | 1H | [23 empty] | Y | Y | N
55938 | Industrial Power Generating Company LLC | 56687 | Mountain View | PA | Franklin | 10 | Landfill Gas | IC |  | S | X | X | 21601804 |  | 0.3 | 1 | 0.3 | 0.3 | 0.1 | N |  |  | OP | X | 3 | 2003 |  |  | N | IPP Non-CHP | 2 | B: X; PC: LFG; NG: DFO; NG: DFO |  |  |  | N | N |  | 1H | [23 empty] | Y | Y | N
55938 | Industrial Power Generating Company LLC | 56687 | Mountain View | PA | Franklin | 11 | Landfill Gas | IC |  | S | X | X | 21601804 |  | 0.3 | 1 | 0.3 | 0.3 | 0.1 | N |  |  | OP | X | 3 | 2003 |  |  | N | IPP Non-CHP | 2 | B: X; PC: LFG; NG: DFO; NG: DFO |  |  |  | N | N |  | 1H | [23 empty] | Y | Y | N
55938 | Industrial Power Generating Company LLC | 56687 | Mountain View | PA | Franklin | 12 | Landfill Gas | IC |  | S | X | X | 21601804 |  | 0.3 | 1 | 0.3 | 0.3 | 0.1 | N |  |  | OP | X | 3 | 2003 |  |  | N | IPP Non-CHP | 2 | B: X; PC: LFG; NG: DFO; NG: DFO |  |  |  | N | N |  | 1H | [23 empty] | Y | Y | N
55938 | Industrial Power Generating Company LLC | 56687 | Mountain View | PA | Franklin | 13 | Landfill Gas | IC |  | S | X | X | 21601804 |  | 0.3 | 1 | 0.3 | 0.3 | 0.1 | N |  |  | OP | X | 3 | 2003 |  |  | N | IPP Non-CHP | 2 | B: X; PC: LFG; NG: DFO; NG: DFO |  |  |  | N | N |  | 1H | [23 empty] | Y | Y | N
55938 | Industrial Power Generating Company LLC | 56687 | Mountain View | PA | Franklin | 14 | Landfill Gas | IC |  | S | X | X | 21601804 |  | 0.3 | 1 | 0.3 | 0.3 | 0.1 | N |  |  | OP | X | 3 | 2003 |  |  | N | IPP Non-CHP | 2 | B: X; PC: LFG; NG: DFO; NG: DFO |  |  |  | N | N |  | 1H | [23 empty] | Y | Y | N
55938 | Industrial Power Generating Company LLC | 56687 | Mountain View | PA | Franklin | 15 | Landfill Gas | IC |  | S | X | X | 21601804 |  | 0.3 | 1 | 0.3 | 0.3 | 0.1 | N |  |  | OP | X | 3 | 2003 |  |  | N | IPP Non-CHP | 2 | B: X; PC: LFG; NG: DFO; NG: DFO |  |  |  | N | N |  | 1H | [23 empty] | Y | Y | N
55938 | Industrial Power Generating Company LLC | 56687 | Mountain View | PA | Franklin | 16 | Landfill Gas | IC |  | S | X | X | 21601804 |  | 0.3 | 1 | 0.3 | 0.3 | 0.1 | N |  |  | OP | X | 3 | 2003 |  |  | N | IPP Non-CHP | 2 | B: X; PC: LFG; NG: DFO; NG: DFO |  |  |  | N | N |  | 1H | [23 empty] | Y | Y | N
55938 | Industrial Power Generating Company LLC | 56687 | Mountain View | PA | Franklin | 17 | Landfill Gas | IC |  | S | X | X | 21601804 |  | 0.3 | 1 | 0.3 | 0.3 | 0.1 | N |  |  | OP | X | 3 | 2003 |  |  | N | IPP Non-CHP | 2 | B: X; PC: LFG; NG: DFO; NG: DFO |  |  |  | N | N |  | 1H | [23 empty] | Y | Y | N
55938 | Industrial Power Generating Company LLC | 56687 | Mountain View | PA | Franklin | 18 | Landfill Gas | IC |  | S | X | X | 21601804 |  | 0.3 | 1 | 0.3 | 0.3 | 0.1 | N |  |  | OP | X | 3 | 2003 |  |  | N | IPP Non-CHP | 2 | B: X; PC: LFG; NG: DFO; NG: DFO |  |  |  | N | N |  | 1H | [23 empty] | Y | Y | N
55938 | Industrial Power Generating Company LLC | 56687 | Mountain View | PA | Franklin | 19 | Landfill Gas | IC |  | S | X | X | 21601804 |  | 0.3 | 1 | 0.3 | 0.3 | 0.1 | N |  |  | OP | X | 3 | 2003 |  |  | N | IPP Non-CHP | 2 | B: X; PC: LFG; NG: DFO; NG: DFO |  |  |  | N | N |  | 1H | [23 empty] | Y | Y | N
55938 | Industrial Power Generating Company LLC | 56687 | Mountain View | PA | Franklin | 2 | Landfill Gas | IC |  | S | X | X | 21601804 |  | 0.3 | 1 | 0.3 | 0.3 | 0.1 | N |  |  | OP | X | 3 | 2003 |  |  | N | IPP Non-CHP | 2 | B: X; PC: LFG; NG: DFO; NG: DFO |  |  |  | N | N |  | 1H | [23 empty] | Y | Y | N
55938 | Industrial Power Generating Company LLC | 56687 | Mountain View | PA | Franklin | 20 | Landfill Gas | IC |  | S | X | X | 21601804 |  | 0.3 | 1 | 0.3 | 0.3 | 0.1 | N |  |  | OP | X | 3 | 2003 |  |  | N | IPP Non-CHP | 2 | B: X; PC: LFG; NG: DFO; NG: DFO |  |  |  | N | N |  | 1H | [23 empty] | Y | Y | N
55938 | Industrial Power Generating Company LLC | 56687 | Mountain View | PA | Franklin | 21 | Landfill Gas | IC |  | S | X | X | 21601804 |  | 0.3 | 1 | 0.3 | 0.3 | 0.1 | N |  |  | OP | X | 3 | 2003 |  |  | N | IPP Non-CHP | 2 | B: X; PC: LFG; NG: DFO; NG: DFO |  |  |  | N | N |  | 1H | [23 empty] | Y | Y | N
55938 | Industrial Power Generating Company LLC | 56687 | Mountain View | PA | Franklin | 22 | Landfill Gas | IC |  | S | X | X | 21601804 |  | 0.3 | 1 | 0.3 | 0.3 | 0.1 | N |  |  | OP | X | 3 | 2003 |  |  | N | IPP Non-CHP | 2 | B: X; PC: LFG; NG: DFO; NG: DFO |  |  |  | N | N |  | 1H | [23 empty] | Y | Y | N
55938 | Industrial Power Generating Company LLC | 56687 | Mountain View | PA | Franklin | 23 | Landfill Gas | IC |  | S | X | X | 21601804 |  | 0.3 | 1 | 0.3 | 0.3 | 0.1 | N |  |  | OP | X | 3 | 2003 |  |  | N | IPP Non-CHP | 2 | B: X; PC: LFG; NG: DFO; NG: DFO |  |  |  | N | N |  | 1H | [23 empty] | Y | Y | N
55938 | Industrial Power Generating Company LLC | 56687 | Mountain View | PA | Franklin | 24 | Landfill Gas | IC |  | S | X | X | 21601804 |  | 0.3 | 1 | 0.3 | 0.3 | 0.1 | N |  |  | OP | X | 3 | 2003 |  |  | N | IPP Non-CHP | 2 | B: X; PC: LFG; NG: DFO |  |  |  | N | N |  | 1H | [23 empty] | Y | Y
55938 | Industrial Power Generating Company LLC | 56687 | Mountain View | PA | Franklin | 25 | Landfill Gas | IC |  | S | X | X | 21601804 |  | 0.3 | 1 | 0.3 | 0.3 | 0.1 | N |  |  | OP | X | 3 | 2003 |  |  | N | IPP Non-CHP | 2 | B: X; PC: LFG; NG: DFO |  |  |  | N | N |  | 1H | [23 empty] | Y | Y
55938 | Industrial Power Generating Company LLC | 56687 | Mountain View | PA | Franklin | 26 | Landfill Gas | IC |  | S | X | X | 21601804 |  | 0.3 | 1 | 0.3 | 0.3 | 0.1 | N |  |  | OP | X | 3 | 2003 |  |  | N | IPP Non-CHP | 2 | B: X; PC: LFG; NG: DFO; NG: DFO |  |  |  | N | N |  | 1H | [23 empty] | Y | Y | N
55938 | Industrial Power Generating Company LLC | 56687 | Mountain View | PA | Franklin | 27 | Landfill Gas | IC |  | S | X | X | 21601804 |  | 0.3 | 1 | 0.3 | 0.3 | 0.1 | N |  |  | OP | X | 3 | 2003 |  |  | N | IPP Non-CHP | 2 | B: X; PC: LFG; NG: DFO; NG: DFO |  |  |  | N | N |  | 1H | [23 empty] | Y | Y | N
55938 | Industrial Power Generating Company LLC | 56687 | Mountain View | PA | Franklin | 28 | Landfill Gas | IC |  | S | X | X | 21601804 |  | 0.3 | 1 | 0.3 | 0.3 | 0.1 | N |  |  | OP | X | 3 | 2003 |  |  | N | IPP Non-CHP | 2 | B: X; PC: LFG; NG: DFO; NG: DFO |  |  |  | N | N |  | 1H | [23 empty] | Y | Y | N
55938 | Industrial Power Generating Company LLC | 56687 | Mountain View | PA | Franklin | 29 | Landfill Gas | IC |  | S | X | X | 21601804 |  | 0.3 | 1 | 0.3 | 0.3 | 0.1 | N |  |  | OP | X | 3 | 2003 |  |  | N | IPP Non-CHP | 2 | B: X; PC: LFG; NG: DFO; NG: DFO |  |  |  | N | N |  | 1H | [23 empty] | Y | Y
55938 | Industrial Power Generating Company LLC | 56687 | Mountain View | PA | Franklin | 3 | Landfill Gas | IC |  | S | X | X | 21601804 |  | 0.3 | 1 | 0.3 | 0.3 | 0.1 | N |  |  | OP | X | 3 | 2003 |  |  | N | IPP Non-CHP | 2 | B: X; PC: LFG; NG: DFO; NG: DFO |  |  |  | N | N |  | 1H | [23 empty] | Y | Y
55938 | Industrial Power Generating Company LLC | 56687 | Mountain View | PA | Franklin | 30 | Landfill Gas | IC |  | S | X | X | 21601804 |  | 0.3 | 1 | 0.3 | 0.3 | 0.1 | N |  |  | OP | X | 3 | 2003 |  |  | N | IPP Non-CHP | 2 | B: X; PC: LFG; NG: DFO; NG: DFO |  |  |  | N | N |  | 1H | [23 empty] | Y | Y
55938 | Industrial Power Generating Company LLC | 56687 | Mountain View | PA | Franklin | 31 | Landfill Gas | IC |  | S | X | X | 21601804 |  | 0.3 | 1 | 0.3 | 0.3 | 0.1 | N |  |  | OP | X | 3 | 2003 |  |  | N | IPP Non-CHP | 2 | B: X; PC: LFG; NG: DFO; NG: DFO |  |  |  | N | N |  | 1H | [23 empty] | Y | Y | N
55938 | Industrial Power Generating Company LLC | 56687 | Mountain View | PA | Franklin | 32 | Landfill Gas | IC |  | S | X | X | 21601804 |  | 0.3 | 1 | 0.3 | 0.3 | 0.1 | N |  |  | OP | X | 3 | 2003 |  |  | N | IPP Non-CHP | 2 | B: X; PC: LFG; NG: DFO; NG: DFO |  |  |  | N | N |  | 1H | [23 empty] | Y | Y | N
55938 | Industrial Power Generating Company LLC | 56687 | Mountain View | PA | Franklin | 33 | Landfill Gas | IC |  | S | X | X | 21601804 |  | 0.3 | 1 | 0.3 | 0.3 | 0.1 | N |  |  | OP | X | 3 | 2003 |  |  | N | IPP Non-CHP | 2 | B: X; PC: LFG; NG: DFO; NG: DFO |  |  |  | N | N |  | 1H | [23 empty] | Y | Y | N
55938 | Industrial Power Generating Company LLC | 56687 | Mountain View | PA | Franklin | 34 | Landfill Gas | IC |  | S | X | X | 21601804 |  | 0.3 | 1 | 0.3 | 0.3 | 0.1 | N |  |  | OP | X | 3 | 2003 |  |  | N | IPP Non-CHP | 2 | B: X; PC: LFG; NG: DFO; NG: DFO |  |  |  | N | N |  | 1H | [23 empty] | Y | Y | N
55938 | Industrial Power Generating Company LLC | 56687 | Mountain View | PA | Franklin | 35 | Landfill Gas | IC |  | S | X | X | 21601804 |  | 0.3 | 1 | 0.3 | 0.3 | 0.1 | N |  |  | OP | X | 3 | 2003 |  |  | N | IPP Non-CHP | 2 | B: X; PC: LFG; NG: DFO; NG: DFO |  |  |  | N | N |  | 1H | [23 empty] | Y | Y | N
55938 | Industrial Power Generating Company LLC | 56687 | Mountain View | PA | Franklin | 36 | Landfill Gas | IC |  | S | X | X | 21601804 |  | 0.3 | 1 | 0.3 | 0.3 | 0.1 | N |  |  | OP | X | 3 | 2003 |  |  | N | IPP Non-CHP | 2 | B: X; PC: LFG; NG: DFO; NG: DFO |  |  |  | N | N |  | 1H | [23 empty] | Y | Y | N
55938 | Industrial Power Generating Company LLC | 56687 | Mountain View | PA | Franklin | 37 | Landfill Gas | IC |  | S | X | X | 21601804 |  | 0.3 | 1 | 0.3 | 0.3 | 0.1 | N |  |  | OP | X | 3 | 2003 |  |  | N | IPP Non-CHP | 2 | B: X; PC: LFG; NG: DFO; NG: DFO |  |  |  | N | N |  | 1H | [23 empty] | Y | Y | N
55938 | Industrial Power Generating Company LLC | 56687 | Mountain View | PA | Franklin | 38 | Landfill Gas | IC |  | S | X | X | 21601804 |  | 0.3 | 1 | 0.3 | 0.3 | 0.1 | N |  |  | OP | X | 3 | 2003 |  |  | N | IPP Non-CHP | 2 | B: X; PC: LFG; NG: DFO; NG: DFO |  |  |  | N | N |  | 1H | [23 empty] | Y | Y | N
55938 | Industrial Power Generating Company LLC | 56687 | Mountain View | PA | Franklin | 39 | Landfill Gas | IC |  | S | X | X | 21601804 |  | 0.3 | 1 | 0.3 | 0.3 | 0.1 | N |  |  | OP | X | 3 | 2003 |  |  | N | IPP Non-CHP | 2 | B: X; PC: LFG; NG: DFO; NG: DFO |  |  |  | N | N |  | 1H | [23 empty] | Y | Y | N
55938 | Industrial Power Generating Company LLC | 56687 | Mountain View | PA | Franklin | 4 | Landfill Gas | IC |  | S | X | X | 21601804 |  | 0.3 | 1 | 0.3 | 0.3 | 0.1 | N |  |  | OP | X | 3 | 2003 |  |  | N | IPP Non-CHP | 2 | B: X; PC: LFG; NG: DFO; NG: DFO |  |  |  | N | N |  | 1H | [23 empty] | Y | Y | N
55938 | Industrial Power Generating Company LLC | 56687 | Mountain View | PA | Franklin | 40 | Landfill Gas | IC |  | S | X | X | 21601804 |  | 0.3 | 1 | 0.3 | 0.3 | 0.1 | N |  |  | OP | X | 3 | 2003 |  |  | N | IPP Non-CHP | 2 | B: X; PC: LFG; NG: DFO; NG: DFO |  |  |  | N | N |  | 1H | [23 empty] | Y | Y | N
55938 | Industrial Power Generating Company LLC | 56687 | Mountain View | PA | Franklin | 41 | Landfill Gas | IC |  | S | X | X | 21601804 |  | 0.3 | 1 | 0.3 | 0.3 | 0.1 | N |  |  | OP | X | 3 | 2003 |  |  | N | IPP Non-CHP | 2 | B: X; PC: LFG; NG: DFO; NG: DFO |  |  |  | N | N |  | 1H | [23 empty] | Y | Y | N
55938 | Industrial Power Generating Company LLC | 56687 | Mountain View | PA | Franklin | 42 | Landfill Gas | IC |  | S | X | X | 21601804 |  | 0.3 | 1 | 0.3 | 0.3 | 0.1 | N |  |  | OP | X | 3 | 2003 |  |  | N | IPP Non-CHP | 2 | B: X; PC: LFG; NG: DFO; NG: DFO |  |  |  | N | N |  | 1H | [23 empty] | Y | Y | N
55938 | Industrial Power Generating Company LLC | 56687 | Mountain View | PA | Franklin | 43 | Landfill Gas | IC |  | S | X | X | 21601804 |  | 0.3 | 1 | 0.3 | 0.3 | 0.1 | N |  |  | OP | X | 3 | 2003 |  |  | N | IPP Non-CHP | 2 | B: X; PC: LFG; NG: DFO; NG: DFO |  |  |  | N | N |  | 1H | [23 empty] | Y | Y | N
55938 | Industrial Power Generating Company LLC | 56687 | Mountain View | PA | Franklin | 44 | Landfill Gas | IC |  | S | X | X | 21601804 |  | 0.3 | 1 | 0.3 | 0.3 | 0.1 | N |  |  | OP | X | 3 | 2003 |  |  | N | IPP Non-CHP | 2 | B: X; PC: LFG; NG: DFO; NG: DFO |  |  |  | N | N |  | 1H | [23 empty] | Y | Y | N
55938 | Industrial Power Generating Company LLC | 56687 | Mountain View | PA | Franklin | 45 | Landfill Gas | IC |  | S | X | X | 21601804 |  | 0.3 | 1 | 0.3 | 0.3 | 0.1 | N |  |  | OP | X | 3 | 2003 |  |  | N | IPP Non-CHP | 2 | B: X; PC: LFG; NG: DFO; NG: DFO |  |  |  | N | N |  | 1H | [23 empty] | Y | Y | N
55938 | Industrial Power Generating Company LLC | 56687 | Mountain View | PA | Franklin | 46 | Landfill Gas | IC |  | S | X | X | 21601804 |  | 0.3 | 1 | 0.3 | 0.3 | 0.1 | N |  |  | OP | X | 3 | 2003 |  |  | N | IPP Non-CHP | 2 | B: X; PC: LFG; NG: DFO; NG: DFO |  |  |  | N | N |  | 1H | [23 empty] | Y | Y | N
55938 | Industrial Power Generating Company LLC | 56687 | Mountain View | PA | Franklin | 47 | Landfill Gas | IC |  | S | X | X | 21601804 |  | 0.3 | 1 | 0.3 | 0.3 | 0.1 | N |  |  | OP | X | 3 | 2003 |  |  | N | IPP Non-CHP | 2 | B: X; PC: LFG; NG: DFO; NG: DFO |  |  |  | N | N |  | 1H | [23 empty] | Y | Y | N
55938 | Industrial Power Generating Company LLC | 56687 | Mountain View | PA | Franklin | 48 | Landfill Gas | IC |  | S | X | X | 21601804 |  | 0.3 | 1 | 0.3 | 0.3 | 0.1 | N |  |  | OP | X | 3 | 2003 |  |  | N | IPP Non-CHP | 2 | B: X; PC: LFG; NG: DFO; NG: DFO |  |  |  | N | N |  | 1H | [23 empty] | Y | Y | N
55938 | Industrial Power Generating Company LLC | 56687 | Mountain View | PA | Franklin | 5 | Landfill Gas | IC |  | S | X | X | 21601804 |  | 0.3 | 1 | 0.3 | 0.3 | 0.1 | N |  |  | OP | X | 3 | 2003 |  |  | N | IPP Non-CHP | 2 | B: X; PC: LFG; NG: DFO; NG: DFO |  |  |  | N | N |  | 1H | [23 empty] | Y | Y | N
55938 | Industrial Power Generating Company LLC | 56687 | Mountain View | PA | Franklin | 6 | Landfill Gas | IC |  | S | X | X | 21601804 |  | 0.3 | 1 | 0.3 | 0.3 | 0.1 | N |  |  | OP | X | 3 | 2003 |  |  | N | IPP Non-CHP | 2 | B: X; PC: LFG; NG: DFO; NG: DFO |  |  |  | N | N |  | 1H | [23 empty] | Y | Y | N
55938 | Industrial Power Generating Company LLC | 56687 | Mountain View | PA | Franklin | 7 | Landfill Gas | IC |  | S | X | X | 21601804 |  | 0.3 | 1 | 0.3 | 0.3 | 0.1 | N |  |  | OP | X | 3 | 2003 |  |  | N | IPP Non-CHP | 2 | B: X; PC: LFG; NG: DFO; NG: DFO |  |  |  | N | N |  | 1H | [23 empty] | Y | Y | N
55938 | Industrial Power Generating Company LLC | 56687 | Mountain View | PA | Franklin | 8 | Landfill Gas | IC |  | S | X | X | 21601804 |  | 0.3 | 1 | 0.3 | 0.3 | 0.1 | N |  |  | OP | X | 3 | 2003 |  |  | N | IPP Non-CHP | 2 | B: X; PC: LFG; NG: DFO; NG: DFO |  |  |  | N | N |  | 1H | [23 empty] | Y | Y | N
55938 | Industrial Power Generating Company LLC | 56687 | Mountain View | PA | Franklin | 9 | Landfill Gas | IC |  | S | X | X | 21601804 |  | 0.3 | 1 | 0.3 | 0.3 | 0.1 | N |  |  | OP | X | 3 | 2003 |  |  | N | IPP Non-CHP | 2 | B: X; PC: LFG; NG: DFO; NG: DFO |  |  |  | N | N |  | 1H | [23 empty] | Y | Y | N
55938 | Industrial Power Generating Company LLC | 56690 | Pine Grove | PA | Schuylkill | 1 | Petroleum Liquids | IC |  | S | X | X | 51520089 |  | 0.3 | 1 | 0.3 | 0.3 | 0.1 | N |  |  | OP | X | 2 | 2008 |  |  | N | IPP Non-CHP | 2 | B: X; PC: DFO; NG: LFG |  |  |  | N | N |  | 1H | [23 empty] | Y | Y | N
55938 | Industrial Power Generating Company LLC | 56690 | Pine Grove | PA | Schuylkill | 10 | Petroleum Liquids | IC |  | S | X | X | 51520089 |  | 0.3 | 1 | 0.3 | 0.3 | 0.1 | N |  |  | OP | X | 2 | 2008 |  |  | N | IPP Non-CHP | 2 | B: X; PC: DFO; NG: LFG |  |  |  | N | N |  | 1H | [23 empty] | Y | Y | N
55938 | Industrial Power Generating Company LLC | 56690 | Pine Grove | PA | Schuylkill | 11 | Petroleum Liquids | IC |  | S | X | X | 51520089 |  | 0.3 | 1 | 0.3 | 0.3 | 0.1 | N |  |  | OP | X | 2 | 2008 |  |  | N | IPP Non-CHP | 2 | B: X; PC: DFO; NG: LFG |  |  |  | N | N |  | 1H | [23 empty] | Y | Y | N
55938 | Industrial Power Generating Company LLC | 56690 | Pine Grove | PA | Schuylkill | 12 | Petroleum Liquids | IC |  | S | X | X | 51520089 |  | 0.3 | 1 | 0.3 | 0.3 | 0.1 | N |  |  | OP | X | 2 | 2008 |  |  | N | IPP Non-CHP | 2 | B: X; PC: DFO; NG: LFG |  |  |  | N | N |  | 1H | [23 empty] | Y | Y | N
55938 | Industrial Power Generating Company LLC | 56690 | Pine Grove | PA | Schuylkill | 13 | Petroleum Liquids | IC |  | S | X | X | 51520089 |  | 0.3 | 1 | 0.3 | 0.3 | 0.1 | N |  |  | OP | X | 2 | 2008 |  |  | N | IPP Non-CHP | 2 | B: X; PC: DFO; NG: LFG |  |  |  | N | N |  | 1H | [23 empty] | Y | Y | N
55938 | Industrial Power Generating Company LLC | 56690 | Pine Grove | PA | Schuylkill | 14 | Petroleum Liquids | IC |  | S | X | X | 51520089 |  | 0.3 | 1 | 0.3 | 0.3 | 0.1 | N |  |  | OP | X | 2 | 2008 |  |  | N | IPP Non-CHP | 2 | B: X; PC: DFO; NG: LFG |  |  |  | N | N |  | 1H | [23 empty] | Y | Y | N
55938 | Industrial Power Generating Company LLC | 56690 | Pine Grove | PA | Schuylkill | 15 | Petroleum Liquids | IC |  | S | X | X | 51520089 |  | 0.3 | 1 | 0.3 | 0.3 | 0.1 | N |  |  | OP | X | 2 | 2008 |  |  | N | IPP Non-CHP | 2 | B: X; PC: DFO; NG: LFG |  |  |  | N | N |  | 1H | [23 empty] | Y | Y | N
55938 | Industrial Power Generating Company LLC | 56690 | Pine Grove | PA | Schuylkill | 16 | Petroleum Liquids | IC |  | S | X | X | 51520089 |  | 0.3 | 1 | 0.3 | 0.3 | 0.1 | N |  |  | OP | X | 2 | 2008 |  |  | N | IPP Non-CHP | 2 | B: X; PC: DFO; NG: LFG |  |  |  | N | N |  | 1H | [23 empty] | Y | Y | N
55938 | Industrial Power Generating Company LLC | 56690 | Pine Grove | PA | Schuylkill | 17 | Petroleum Liquids | IC |  | S | X | X | 51520089 |  | 0.3 | 1 | 0.3 | 0.3 | 0.1 | N |  |  | OP | X | 2 | 2008 |  |  | N | IPP Non-CHP | 2 | B: X; PC: DFO; NG: LFG |  |  |  | N | N |  | 1H | [23 empty] | Y | Y | N
55938 | Industrial Power Generating Company LLC | 56690 | Pine Grove | PA | Schuylkill | 18 | Petroleum Liquids | IC |  | S | X | X | 51520089 |  | 0.3 | 1 | 0.3 | 0.3 | 0.1 | N |  |  | OP | X | 2 | 2008 |  |  | N | IPP Non-CHP | 2 | B: X; PC: DFO; NG: LFG |  |  |  | N | N |  | 1H | [23 empty] | Y | Y | N
55938 | Industrial Power Generating Company LLC | 56690 | Pine Grove | PA | Schuylkill | 2 | Petroleum Liquids | IC |  | S | X | X | 51520089 |  | 0.3 | 1 | 0.3 | 0.3 | 0.1 | N |  |  | OP | X | 2 | 2008 |  |  | N | IPP Non-CHP | 2 | B: X; PC: DFO; NG: LFG |  |  |  | N | N |  | 1H | [23 empty] | Y | Y | N
55938 | Industrial Power Generating Company LLC | 56690 | Pine Grove | PA | Schuylkill | 3 | Petroleum Liquids | IC |  | S | X | X | 51520089 |  | 0.3 | 1 | 0.3 | 0.3 | 0.1 | N |  |  | OP | X | 2 | 2008 |  |  | N | IPP Non-CHP | 2 | B: X; PC: DFO; NG: LFG |  |  |  | N | N |  | 1H | [23 empty] | Y | Y | N
55938 | Industrial Power Generating Company LLC | 56690 | Pine Grove | PA | Schuylkill | 4 | Petroleum Liquids | IC |  | S | X | X | 51520089 |  | 0.3 | 1 | 0.3 | 0.3 | 0.1 | N |  |  | OP | X | 2 | 2008 |  |  | N | IPP Non-CHP | 2 | B: X; PC: DFO; NG: LFG |  |  |  | N | N |  | 1H | [23 empty] | Y | Y | N
55938 | Industrial Power Generating Company LLC | 56690 | Pine Grove | PA | Schuylkill | 5 | Petroleum Liquids | IC |  | S | X | X | 51520089 |  | 0.3 | 1 | 0.3 | 0.3 | 0.1 | N |  |  | OP | X | 2 | 2008 |  |  | N | IPP Non-CHP | 2 | B: X; PC: DFO; NG: LFG |  |  |  | N | N |  | 1H | [23 empty] | Y | Y | N
55938 | Industrial Power Generating Company LLC | 56690 | Pine Grove | PA | Schuylkill | 6 | Petroleum Liquids | IC |  | S | X | X | 51520089 |  | 0.3 | 1 | 0.3 | 0.3 | 0.1 | N |  |  | OP | X | 2 | 2008 |  |  | N | IPP Non-CHP | 2 | B: X; PC: DFO; NG: LFG |  |  |  | N | N |  | 1H | [23 empty] | Y | Y | N
55938 | Industrial Power Generating Company LLC | 56690 | Pine Grove | PA | Schuylkill | 7 | Petroleum Liquids | IC |  | S | X | X | 51520089 |  | 0.3 | 1 | 0.3 | 0.3 | 0.1 | N |  |  | OP | X | 2 | 2008 |  |  | N | IPP Non-CHP | 2 | B: X; PC: DFO; NG: LFG |  |  |  | N | N |  | 1H | [23 empty] | Y | Y | N
55938 | Industrial Power Generating Company LLC | 56690 | Pine Grove | PA | Schuylkill | 8 | Petroleum Liquids | IC |  | S | X | X | 51520089 |  | 0.3 | 1 | 0.3 | 0.3 | 0.1 | N |  |  | OP | X | 2 | 2008 |  |  | N | IPP Non-CHP | 2 | B: X; PC: DFO; NG: LFG |  |  |  | N | N |  | 1H | [23 empty] | Y | Y | N
55938 | Industrial Power Generating Company LLC | 56690 | Pine Grove | PA | Schuylkill | 9 | Petroleum Liquids | IC |  | S | X | X | 51520089 |  | 0.3 | 1 | 0.3 | 0.3 | 0.1 | N |  |  | OP | X | 2 | 2008 |  |  | N | IPP Non-CHP | 2 | B: X; PC: DFO; NG: LFG |  |  |  | N | N |  | 1H | [23 empty] | Y | Y | N
57423 | PPG Monroeville Chemicals Center | 58047 | PPG Monroeville Chemicals Center | PA | Allegheny | 2 | Petroleum Liquids | IC |  | S | X | X |  |  | 0.3 | 0.8 | 0.3 | 0.3 | 0.1 | N |  |  | SB | Y | 9 | 2000 |  |  | N | Commercial Non-CHP | 4 | B: X; PC: DFO |  |  |  | N | N |  | 10M | [20 empty] | N |  |  | N | N
12303 | Merck & Co Inc-West Point | 52149 | West Point (PA) | PA | Montgomery | GEN7 | Natural Gas Internal Combustion Engine | IC |  | S | X | X | MERCK 13 KV MERCK1-2 | MERCK 13 KV MERCK1-2 | 0.7 | 0.85 | 0.7 | 0.7 | 0.7 | N |  |  | OS | X | 6 | 1994 |  |  | N | Industrial CHP | 7 | [11 empty] | N | N |  | OVER | [23 empty] | N | N | N | bar: B to PC
54842 | WM Renewable Energy LLC | 57014 | Waste Management Arden LFGTE | PA | Washington | GEN1 | Landfill Gas | IC |  | S | X | X | pnode: 53049041 | pnode: 53049041 | 0.8 | 0.98 | 0.8 | 0.8 | 0.5 | N |  |  | OP | X | 2 | 2009 |  |  | N | IPP Non-CHP | 2 | B: X; PC: LFG | [6 empty] | 1H | [23 empty] | N | N | N
54842 | WM Renewable Energy LLC | 57014 | Waste Management Arden LFGTE | PA | Washington | GEN2 | Landfill Gas | IC |  | S | X | X | pnode: 53049041 | pnode: 53049041 | 0.8 | 0.98 | 0.8 | 0.8 | 0.5 | N |  |  | OP | X | 2 | 2009 |  |  | N | IPP Non-CHP | 2 | B: X; PC: LFG | [6 empty] | 1H | [23 empty] | N | N | N
54842 | WM Renewable Energy LLC | 57014 | Waste Management Arden LFGTE | PA | Washington | GEN3 | Landfill Gas | IC |  | S | X | X | pnode: 53049041 | pnode: 53049041 | 0.8 | 0.98 | 0.8 | 0.8 | 0.5 | N |  |  | OP | X | 2 | 2009 |  |  | N | IPP Non-CHP | 2 | B: X; PC: LFG | [6 empty] | 1H | [23 empty] | N | N | N
54842 | WM Renewable Energy LLC | 57014 | Waste Management Arden LFGTE | PA | Washington | GEN4 | Landfill Gas | IC |  | S | X | X | pnode: 53049041 | pnode: 53049041 | 0.8 | 0.98 | 0.8 | 0.8 | 0.5 | N |  |  | OP | X | 2 | 2009 |  |  | N | IPP Non-CHP | 2 | B: X; PC: LFG | [6 empty] | 1H | [23 empty] | N | N | N
54842 | WM Renewable Energy LLC | 57014 | Waste Management Arden LFGTE | PA | Washington | GEN5 | Landfill Gas | IC |  | S | X | X | pnode: 53049041 | pnode: 53049041 | 0.8 | 0.98 | 0.8 | 0.8 | 0.5 | N |  |  | OP | X | 2 | 2009 |  |  | N | IPP Non-CHP | 2 | B: X; PC: LFG | [6 empty] | 1H | [23 empty] | N | N | N
54842 | WM Renewable Energy LLC | 57014 | Waste Management Arden LFGTE | PA | Washington | GEN6 | Landfill Gas | IC |  | S | X | X | pnode: 53049041 | pnode: 53049041 | 0.8 | 0.98 | 0.8 | 0.8 | 0.5 | N |  |  | OP | X | 2 | 2009 |  |  | N | IPP Non-CHP | 2 | B: X; PC: LFG | [6 empty] | 1H | [23 empty] | N | N | N
57423 | PPG Monroeville Chemicals Center | 58047 | PPG Monroeville Chemicals Center | PA | Allegheny | 3 | Petroleum Liquids | IC |  | S | X | X |  |  | 0.8 | 1 | 0.8 | 0.8 | 0.2 | N |  |  | SB | Y | 10 | 1998 |  |  | N | Commercial Non-CHP | 4 | B: X; PC: DFO |  |  |  | N | N |  | 10M | [20 empty] | N |  |  | N | N
56081 | Southeastern Chester County Refuse Auth | 56873 | SECCRA Community Landfill | PA | Chester | 1 | Landfill Gas | IC |  | S | X | X |  |  | 0.9 | 0.95 | 0.9 | 0.9 | 0.4 | N |  |  | OP | X | 1 | 2007 |  |  | N | Commercial Non-CHP | 4 | B: X; PC: LFG |  |  |  | N | N |  | 10M | [23 empty] | N | N | N
12303 | Merck & Co Inc-West Point | 52149 | West Point (PA) | PA | Montgomery | GEN8 | Natural Gas Internal Combustion Engine | IC |  | S | X | X | MERCK 13 KV MERCK1-2 | MERCK 13 KV MERCK1-2 | 1 | 0.85 | 1 | 1 | 0.8 | N |  |  | SB | N | 8 | 1999 |  |  | N | Industrial CHP | 7 | [11 empty] | N | N |  | 10M | [23 empty] | N | N | N | bar: B to PC
12303 | Merck & Co Inc-West Point | 52149 | West Point (PA) | PA | Montgomery | GN11 | Petroleum Liquids | IC |  | S | X | X | MERCK 13 KV MERCK1-2 | MERCK 13 KV MERCK1-2 | 1 | 0.85 | 0.9 | 0.9 | 0.8 | N |  |  | SB | N | 11 | 2010 |  |  | N | Industrial CHP | 7 | B: X; PC: DFO |  |  |  | N | N |  | 10M | [23 empty] | N | N | N
62767 | Phoenix Contact Services, Inc | 62901 | Phoenix Contact - CCHP Plant | PA | Dauphin | CCHP | Natural Gas Fired Combustion Turbine | GT |  | S | X | X |  |  | 1 | 1 | 1 | 1 | 0.1 | N |  |  | OP | X | 3 | 2014 |  |  | Y | Industrial CHP | 7 | [14 empty] | 10M | [23 empty] | N | bar: B to PC
62658 | Mount Joy Wire Corp | 62741 | Mount Joy Wire | PA | Lancaster | CHP | Natural Gas Internal Combustion Engine | IC |  | S | X | X |  |  | 1.1 | 0.8 | 1.1 | 1.1 | 0.5 | N |  |  | OP | X | 12 | 2011 |  |  | Y | Industrial CHP | 7 | [11 empty] | N | N |  | 12H | [23 empty] | N | bar: B to PC
62877 | Jefferson Torresdale Hospital | 63023 | Jefferson Torresdale Hospital | PA | Philadelphia | COGEN | Natural Gas Internal Combustion Engine | IC |  | S | X | X |  |  | 1.1 | 0.8 | 1.1 | 1.1 | 0.6 | N |  |  | SB | Y | 5 | 2016 |  |  | Y | Commercial CHP | 5 | [11 empty] | N | N |  | 10M | [23 empty] | N | N | bar: B to PC
12303 | Merck & Co Inc-West Point | 52149 | West Point (PA) | PA | Montgomery | GEN5 | Petroleum Liquids | IC |  | S | X | X | MERCK 13 KV MERCK1-2 | MERCK 13 KV MERCK1-2 | 1.2 | 0.85 | 1.2 | 1.2 | 0.8 | N |  |  | OS | X | 6 | 1994 |  |  | N | Industrial CHP | 7 | B: X; PC: DFO |  |  |  | N | N |  | 10M | [23 empty] | N | N | N
2468 | Bucknell University | 54333 | Bucknell University | PA | Union | G502 | Natural Gas Fired Combined Cycle | CA | CC1 | S | Y | X |  |  | 1.2 | 0.9 | 0.8 | 1.2 | 0.3 | N |  |  | OP | X | 10 | 1991 |  |  | Y | Commercial CHP | 5 | B: T; PC: NG; NG: DFO |  |  |  | N | N |  | 1H | [23 empty] | Y | N | Y
12303 | Merck & Co Inc-West Point | 52149 | West Point (PA) | PA | Montgomery | GEN15 | Natural Gas Internal Combustion Engine | IC |  | S | X | X | MERCK 13 KV MERCK1-2 | MERCK 13 KV MERCK1-2 | 1.3 | 0.8 | 1.1 | 1.3 | 0.8 | N |  |  | SB | N | 5 | 2017 |  |  | N | Industrial CHP | 7 | [11 empty] | N | N |  | 10M | [23 empty] | N |  | N | bar: B to PC
12303 | Merck & Co Inc-West Point | 52149 | West Point (PA) | PA | Montgomery | GEN16 | Natural Gas Internal Combustion Engine | IC |  | S | X | X | MERCK 13 KV MERCK | MERCK 13 KV MERCK | 1.3 | 0.8 | 1.1 | 1.3 | 0.8 | N |  |  | OP | X | 5 | 2020 |  |  | N | Industrial CHP | 7 | [14 empty] | 10M | [23 empty] | N | bar: B to PC
12303 | Merck & Co Inc-West Point | 52149 | West Point (PA) | PA | Montgomery | GEN9 | Natural Gas Internal Combustion Engine | IC |  | S | X | X | MERCK 13 KV MERCK1-2 | MERCK 13 KV MERCK1-2 | 1.3 | 0.85 | 0.9 | 0.9 | 0.8 | N |  |  | SB | N | 2 | 2004 |  |  | N | Industrial CHP | 7 | [11 empty] | N | N |  | 10M | [23 empty] | N | N | N | bar: B to PC
12303 | Merck & Co Inc-West Point | 52149 | West Point (PA) | PA | Montgomery | GN10 | Natural Gas Internal Combustion Engine | IC |  | S | X | X | MERCK 13 KV MERCK1-2 | MERCK 13 KV MERCK1-2 | 1.3 | 0.85 | 0.9 | 0.9 | 0.8 | N |  |  | SB | N | 2 | 2004 |  |  | N | Industrial CHP | 7 | [11 empty] | N | N |  | 10M | [23 empty] | N | N | N | bar: B to PC
56205 | Philadelphia Water Department | 58326 | PWD Northeast WPCP Biogas Cogen Plant | PA | Philadelphia | NBG1 | Other Waste Biomass | IC |  | W | X | X |  |  | 1.4 | 1 | 1.4 | 1.4 | 0.7 | N |  |  | OP | X | 12 | 2013 |  |  | Y | Commercial CHP | 5 | B: T; PC: OBG; NG: NG |  |  |  | N | N |  | 10M | [23 empty] | Y | Y | N
56205 | Philadelphia Water Department | 58326 | PWD Northeast WPCP Biogas Cogen Plant | PA | Philadelphia | NBG2 | Other Waste Biomass | IC |  | W | X | X |  |  | 1.4 | 1 | 1.4 | 1.4 | 0.7 | N |  |  | OP | X | 12 | 2013 |  |  | Y | Commercial CHP | 5 | B: T; PC: OBG; NG: NG |  |  |  | N | N |  | 10M | [23 empty] | Y | Y | N
56205 | Philadelphia Water Department | 58326 | PWD Northeast WPCP Biogas Cogen Plant | PA | Philadelphia | NBG3 | Other Waste Biomass | IC |  | W | X | X |  |  | 1.4 | 1 | 1.4 | 1.4 | 0.7 | N |  |  | OP | X | 12 | 2013 |  |  | Y | Commercial CHP | 5 | B: T; PC: OBG; NG: NG |  |  |  | N | N |  | 10M | [23 empty] | Y | Y | N
56205 | Philadelphia Water Department | 58326 | PWD Northeast WPCP Biogas Cogen Plant | PA | Philadelphia | NBG4 | Other Waste Biomass | IC |  | W | X | X |  |  | 1.4 | 1 | 1.4 | 1.4 | 0.7 | N |  |  | OP | X | 12 | 2013 |  |  | Y | Commercial CHP | 5 | B: T; PC: OBG; NG: NG |  |  |  | N | N |  | 10M | [23 empty] | Y | Y | N
13657 | Norfork Southern Corp | 10302 | Juniata Locomotive Shop | PA | Blair | GEN3 | Natural Gas Fired Combustion Turbine | GT |  | S | X | X |  |  | 1.5 | 0.8 | 1.5 | 1.5 | 0.7 | N |  |  | OP | X | 4 | 2015 |  |  | N | Commercial Non-CHP | 4 | [11 empty] | N | N |  | 1H |  |  |  |  | N | [18 empty] | N | N | N | bar: B to PC
12303 | Merck & Co Inc-West Point | 52149 | West Point (PA) | PA | Montgomery | GEN14 | Natural Gas Internal Combustion Engine | IC |  | S | X | X | MERCK 13 KV MERCK1-2 | MERCK 13 KV MERCK1-2 | 1.5 | 0.8 | 1.5 | 1.5 | 0.8 | N |  |  | SB | N | 8 | 2016 |  |  | N | Industrial CHP | 7 | [11 empty] | N | N |  | 10M | [23 empty] | N |  | N | bar: B to PC
57425 | Vitro Architectural Glass (PA) | 58051 | Vitro Architectural Glass (PA) | PA | Cumberland | L2AE | Petroleum Liquids | IC |  | S | X | X |  |  | 1.5 | 0.8 | 1.5 | 1.5 | 0.7 | N |  |  | SB | Y | 5 | 1996 |  |  | N | Industrial Non-CHP | 6 | B: X; PC: DFO |  |  |  | N | N |  | 10M | [23 empty] | N | N | N
57425 | Vitro Architectural Glass (PA) | 58051 | Vitro Architectural Glass (PA) | PA | Cumberland | L2BW | Petroleum Liquids | IC |  | S | X | X |  |  | 1.5 | 0.8 | 1.5 | 1.5 | 0.7 | N |  |  | SB | Y | 5 | 1996 |  |  | N | Industrial Non-CHP | 6 | B: X; PC: DFO |  |  |  | N | N |  | 10M | [23 empty] | N | N | N
57249 | EPP Renewable Energy | 56510 | Frey Farm Landfill | PA | Lancaster | GEN2 | Landfill Gas | IC |  | S | X | X |  |  | 1.6 | 0.8 | 1.6 | 1.6 | 0.8 | N |  |  | OP | X | 1 | 2006 |  |  | Y | IPP CHP | 3 | B: T; PC: LFG |  |  |  | N | N |  | 12H | [23 empty] | N | N
57249 | EPP Renewable Energy | 56512 | GLRA Landfill | PA | Lebanon | GEN1 | Landfill Gas | IC |  | S | X | X |  |  | 1.6 | 0.8 | 1.6 | 1.6 | 0.8 | N |  |  | OP | X | 9 | 2007 |  |  | N | IPP Non-CHP | 2 | B: X; PC: LFG |  |  |  | N |  |  | 12H | [23 empty] | N
57249 | EPP Renewable Energy | 56512 | GLRA Landfill | PA | Lebanon | GEN2 | Landfill Gas | IC |  | S | X | X |  |  | 1.6 | 0.8 | 1.6 | 1.6 | 0.8 | N |  |  | OP | X | 9 | 2007 |  |  | N | IPP Non-CHP | 2 | B: X; PC: LFG |  |  |  | N |  |  | 12H | [23 empty] | N
57249 | EPP Renewable Energy | 56513 | Whitemarsh Central Utility Plant | PA | Montgomery | CGE | Natural Gas Internal Combustion Engine | IC |  | S | X | X |  |  | 1.6 | 0.8 | 1.6 | 1.6 | 0.8 | N |  |  | OP | X | 5 | 2007 |  |  | N | IPP Non-CHP | 2 | [11 empty] | N | N |  | 12H | [23 empty] | N | N | bar: B to PC
55858 | EDL Inc | 56850 | Lanchester Generating Station | PA | Lancaster | 1 | Landfill Gas | IC |  | S | X | X |  |  | 1.6 | 1 | 1.6 | 1.6 | 1.2 | N |  |  | OP | X | 12 | 2006 |  |  | N | IPP Non-CHP | 2 | B: X; PC: LFG |  |  |  | N | N |  | 1H | [23 empty] | N
55858 | EDL Inc | 56850 | Lanchester Generating Station | PA | Lancaster | 2 | Landfill Gas | IC |  | S | X | X |  |  | 1.6 | 1 | 1.6 | 1.6 | 1.2 | N |  |  | OP | X | 8 | 2010 |  |  | N | IPP Non-CHP | 2 | B: X; PC: LFG |  |  |  | N | N |  | 1H | [23 empty] | N
56081 | Southeastern Chester County Refuse Auth | 56873 | SECCRA Community Landfill | PA | Chester | 3 | Landfill Gas | IC |  | S | X | X |  |  | 1.6 | 0.95 | 1.6 | 1.6 | 0.8 | N |  |  | OP | X | 11 | 2010 |  |  | N | Commercial Non-CHP | 4 | B: X; PC: LFG |  |  |  |  | N |  | 10M | [23 empty] | N | N | N
57249 | EPP Renewable Energy | 56887 | Cumberland County PA LFG Recovery | PA | Cumberland | GEN 1 | Landfill Gas | IC |  | S | X | X |  |  | 1.6 | 0.8 | 1.6 | 1.6 | 0.8 | N |  |  | OP | X | 1 | 2009 |  |  | N | IPP Non-CHP | 2 | B: X; PC: LFG |  |  |  | N |  |  | 12H | [23 empty] | N
57249 | EPP Renewable Energy | 56887 | Cumberland County PA LFG Recovery | PA | Cumberland | GEN 2 | Landfill Gas | IC |  | S | X | X |  |  | 1.6 | 0.8 | 1.6 | 1.6 | 0.8 | N |  |  | OP | X | 1 | 2009 |  |  | N | IPP Non-CHP | 2 | B: X; PC: LFG |  |  |  | N | N |  | 12H | [23 empty] | N
57249 | EPP Renewable Energy | 56887 | Cumberland County PA LFG Recovery | PA | Cumberland | GEN 3 | Landfill Gas | IC |  | S | X | X |  |  | 1.6 | 0.8 | 1.6 | 1.6 | 0.8 | N |  |  | OP | X | 1 | 2009 |  |  | N | IPP Non-CHP | 2 | B: X; PC: LFG |  |  |  | N | N |  | 12H | [23 empty] | N
57249 | EPP Renewable Energy | 56887 | Cumberland County PA LFG Recovery | PA | Cumberland | GEN 4 | Landfill Gas | IC |  | S | X | X |  |  | 1.6 | 0.8 | 1.6 | 1.6 | 0.8 | N |  |  | OP | X | 1 | 2009 |  |  | N | IPP Non-CHP | 2 | B: X; PC: LFG |  |  |  | N | N |  | 12H | [23 empty] | N
57249 | EPP Renewable Energy | 56890 | Norther Tier Landfill | PA | Bradford | GEN 1 | Landfill Gas | IC |  | S | X | X |  |  | 1.6 | 0.8 | 1.6 | 1.6 | 0.8 | N |  |  | OP | X | 1 | 2009 |  |  | N | IPP Non-CHP | 2 | B: X; PC: LFG |  |  |  | N | N |  | 12H | [23 empty] | N
59880 | Pioneer Crossing Energy LLC | 56957 | Pioneer Crossing Energy, LLC | PA | Berks | LFG1 | Landfill Gas | IC |  | S | X | X |  |  | 1.6 | 0.9 | 1.6 | 1.6 | 1.3 | N |  |  | OP | X | 10 | 2008 |  |  | N | IPP Non-CHP | 2 | B: X; PC: LFG |  |  |  | N | N |  | 10M | [23 empty] | N | N | N
59880 | Pioneer Crossing Energy LLC | 56957 | Pioneer Crossing Energy, LLC | PA | Berks | LFG2 | Landfill Gas | IC |  | S | X | X |  |  | 1.6 | 0.9 | 1.6 | 1.6 | 1.3 | N |  |  | OP | X | 10 | 2008 |  |  | N | IPP Non-CHP | 2 | B: X; PC: LFG |  |  |  | N | N |  | 1H | [23 empty] | N | N | N
59880 | Pioneer Crossing Energy LLC | 56957 | Pioneer Crossing Energy, LLC | PA | Berks | LFG3 | Landfill Gas | IC |  | S | X | X |  |  | 1.6 | 0.9 | 1.6 | 1.6 | 1.3 | N |  |  | OP | X | 10 | 2008 |  |  | N | IPP Non-CHP | 2 | B: X; PC: LFG |  |  |  | N | N |  | 1H | [23 empty] | N | N | N
59880 | Pioneer Crossing Energy LLC | 56957 | Pioneer Crossing Energy, LLC | PA | Berks | LFG4 | Landfill Gas | IC |  | S | X | X |  |  | 1.6 | 0.9 | 1.6 | 1.6 | 1.3 | N |  |  | OP | X | 10 | 2008 |  |  | N | IPP Non-CHP | 2 | B: X; PC: LFG |  |  |  | N | N |  | 1H | [23 empty] | N | N | N
59880 | Pioneer Crossing Energy LLC | 56957 | Pioneer Crossing Energy, LLC | PA | Berks | LFG5 | Landfill Gas | IC |  | S | X | X |  |  | 1.6 | 0.9 | 1.6 | 1.6 | 1.3 | N |  |  | OP | X | 11 | 2013 |  |  | N | IPP Non-CHP | 2 | B: X; PC: LFG |  |  |  | N | N |  | 1H | [23 empty] | N | N | N
57249 | EPP Renewable Energy | 57183 | PPL Glendon LFGTE Plant | PA | Northampton | 1 | Landfill Gas | IC |  | S | X | X |  |  | 1.6 | 0.8 | 1.6 | 1.6 | 0.8 | N |  |  | OP | X | 6 | 2011 |  |  | N | IPP Non-CHP | 2 | B: X; PC: LFG |  |  |  | N | N |  | 12H | [23 empty] | N
57249 | EPP Renewable Energy | 57183 | PPL Glendon LFGTE Plant | PA | Northampton | 2 | Landfill Gas | IC |  | S | X | X |  |  | 1.6 | 0.8 | 1.6 | 1.6 | 0.8 | N |  |  | OP | X | 6 | 2011 |  |  | N | IPP Non-CHP | 2 | B: X; PC: LFG |  |  |  | N | N |  | 12H | [23 empty] | N
57249 | EPP Renewable Energy | 57466 | Blue Ridge Landfill | PA | Franklin | GEN1 | Landfill Gas | IC |  | S | X | X |  |  | 1.6 | 0.8 | 1.6 | 1.6 | 0.8 | N |  |  | OP | X | 1 | 2013 |  |  | N | IPP Non-CHP | 2 | B: X; PC: LFG |  |  |  | N | N |  | 12H | [23 empty] | N
57249 | EPP Renewable Energy | 57466 | Blue Ridge Landfill | PA | Franklin | GEN2 | Landfill Gas | IC |  | S | X | X |  |  | 1.6 | 0.8 | 1.6 | 1.6 | 0.8 | N |  |  | OP | X | 1 | 2013 |  |  | N | IPP Non-CHP | 2 | B: X; PC: LFG |  |  |  | N | N |  | 12H | [23 empty] | N
57249 | EPP Renewable Energy | 57466 | Blue Ridge Landfill | PA | Franklin | GEN3 | Landfill Gas | IC |  | S | X | X |  |  | 1.6 | 0.8 | 1.6 | 1.6 | 0.8 | N |  |  | OP | X | 1 | 2013 |  |  | N | IPP Non-CHP | 2 | B: X; PC: LFG |  |  |  | N | N |  | 12H | [23 empty] | N
57249 | EPP Renewable Energy | 57466 | Blue Ridge Landfill | PA | Franklin | GEN4 | Landfill Gas | IC |  | S | X | X |  |  | 1.6 | 0.8 | 1.6 | 1.6 | 0.8 | N |  |  | OP | X | 1 | 2013 |  |  | N | IPP Non-CHP | 2 | B: X; PC: LFG |  |  |  | N |  |  | 12H | [23 empty] | N
57249 | EPP Renewable Energy | 57581 | Allenwood | PA | Lycoming | 1 | Landfill Gas | IC |  | S | X | X |  |  | 1.6 | 0.8 | 1.6 | 1.6 | 0.8 | N |  |  | OP | X | 10 | 2012 |  |  | N | IPP Non-CHP | 2 | B: X; PC: LFG |  |  |  | N |  |  | 12H | [23 empty] | N
57249 | EPP Renewable Energy | 57581 | Allenwood | PA | Lycoming | 2 | Landfill Gas | IC |  | S | X | X |  |  | 1.6 | 0.8 | 1.6 | 1.6 | 0.8 | N |  |  | OP | X | 10 | 2012 |  |  | N | IPP Non-CHP | 2 | B: X; PC: LFG |  |  |  | N |  |  | 12H | [23 empty] | N
57249 | EPP Renewable Energy | 57582 | Lycoming County | PA | Lycoming | 1 | Landfill Gas | IC |  | S | X | X |  |  | 1.6 | 0.8 | 1.5 | 1.5 | 0.8 | N |  |  | OP | X | 10 | 2012 |  |  | N | IPP Non-CHP | 2 | B: X; PC: LFG |  |  |  | N |  |  | 12H | [23 empty] | N
57249 | EPP Renewable Energy | 57582 | Lycoming County | PA | Lycoming | 2 | Landfill Gas | IC |  | S | X | X |  |  | 1.6 | 0.8 | 1.5 | 1.5 | 0.8 | N |  |  | OP | X | 10 | 2012 |  |  | N | IPP Non-CHP | 2 | B: X; PC: LFG |  |  |  | N |  |  | 12H | [23 empty] | N
54842 | WM Renewable Energy LLC | 58250 | Tullytown | PA | Bucks | GEN1 | Landfill Gas | IC |  | S | X | X | PECO | PECO | 1.6 | 0.98 | 1.6 | 1.6 | 0.8 | N |  |  | OP | X | 3 | 2013 |  |  | N | IPP Non-CHP | 2 | B: X; PC: LFG |  |  |  | N |  |  | 1H | [23 empty] | N | N | N
55858 | EDL Inc | 58497 | L&S Sweetners | PA | Lancaster | GEN1 | Landfill Gas | IC |  | S | X | X |  |  | 1.6 | 1 | 1.6 | 1.6 | 1.2 | N |  |  | OP | X | 10 | 2013 |  |  | N | IPP Non-CHP | 2 | B: X; PC: LFG |  |  |  | N | N |  | 1H | [23 empty] | N
55858 | EDL Inc | 58497 | L&S Sweetners | PA | Lancaster | GEN2 | Landfill Gas | IC |  | S | X | X |  |  | 1.6 | 1 | 1.6 | 1.6 | 1.2 | N |  |  | OP | X | 10 | 2013 |  |  | N | IPP Non-CHP | 2 | B: X; PC: LFG |  |  |  | N | N |  | 1H | [23 empty] | N
58767 | Temple University | 58897 | Temple SEGF | PA | Philadelphia | 19G01 | Natural Gas Internal Combustion Engine | IC |  | S | X | X |  |  | 1.6 | 0.8 | 1.6 | 1.6 | 0.1 | N |  |  | OP | X | 5 | 1993 |  |  | N | Commercial Non-CHP | 4 | [11 empty] | N | N |  | 10M | [20 empty] | N |  |  | N |  | N | bar: B to PC
58767 | Temple University | 58897 | Temple SEGF | PA | Philadelphia | 19G02 | Natural Gas Internal Combustion Engine | IC |  | S | X | X |  |  | 1.6 | 0.8 | 1.6 | 1.6 | 0.1 | N |  |  | OP | X | 5 | 1993 |  |  | N | Commercial Non-CHP | 4 | [11 empty] | N | N |  | 10M | [20 empty] | N |  |  | N |  | N | bar: B to PC
58767 | Temple University | 58897 | Temple SEGF | PA | Philadelphia | 19G03 | Natural Gas Internal Combustion Engine | IC |  | S | X | X |  |  | 1.6 | 0.8 | 1.6 | 1.6 | 0.1 | N |  |  | OP | X | 5 | 1993 |  |  | N | Commercial Non-CHP | 4 | [11 empty] | N | N |  | 10M | [20 empty] | N |  |  | N |  | N | bar: B to PC
58767 | Temple University | 58897 | Temple SEGF | PA | Philadelphia | 19G04 | Natural Gas Internal Combustion Engine | IC |  | S | X | X |  |  | 1.6 | 0.8 | 1.6 | 1.6 | 0.1 | N |  |  | OP | X | 5 | 1993 |  |  | N | Commercial Non-CHP | 4 | [11 empty] | N | N |  | 10M | [20 empty] | N |  |  | N |  | N | bar: B to PC
58767 | Temple University | 58897 | Temple SEGF | PA | Philadelphia | 19G05 | Natural Gas Internal Combustion Engine | IC |  | S | X | X |  |  | 1.6 | 0.8 | 1.6 | 1.6 | 0.1 | N |  |  | OP | X | 5 | 1993 |  |  | N | Commercial Non-CHP | 4 | [11 empty] | N | N |  | 10M | [20 empty] | N |  |  | N |  | N | bar: B to PC
58767 | Temple University | 58897 | Temple SEGF | PA | Philadelphia | 19G06 | Natural Gas Internal Combustion Engine | IC |  | S | X | X |  |  | 1.6 | 0.8 | 1.6 | 1.6 | 0.1 | N |  |  | OP | X | 5 | 1993 |  |  | N | Commercial Non-CHP | 4 | [11 empty] | N | N |  | 10M | [20 empty] | N |  |  | N |  | N | bar: B to PC
58767 | Temple University | 58897 | Temple SEGF | PA | Philadelphia | 19G07 | Natural Gas Internal Combustion Engine | IC |  | S | X | X |  |  | 1.6 | 0.8 | 1.6 | 1.6 | 0.1 | N |  |  | OP | X | 5 | 1993 |  |  | N | Commercial Non-CHP | 4 | [11 empty] | N | N |  | 10M | [20 empty] | N |  |  | N |  | N | bar: B to PC
58767 | Temple University | 58897 | Temple SEGF | PA | Philadelphia | 19G08 | Natural Gas Internal Combustion Engine | IC |  | S | X | X |  |  | 1.6 | 0.8 | 1.6 | 1.6 | 0.1 | N |  |  | OP | X | 5 | 1993 |  |  | N | Commercial Non-CHP | 4 | [11 empty] | N | N |  | 10M | [20 empty] | N |  |  | N |  | N | bar: B to PC
58767 | Temple University | 58897 | Temple SEGF | PA | Philadelphia | 19G09 | Natural Gas Internal Combustion Engine | IC |  | S | X | X |  |  | 1.6 | 0.8 | 1.6 | 1.6 | 0.1 | N |  |  | OP | X | 5 | 1993 |  |  | N | Commercial Non-CHP | 4 | [11 empty] | N | N |  | 10M | [20 empty] | N |  |  | N |  | N | bar: B to PC
58767 | Temple University | 58897 | Temple SEGF | PA | Philadelphia | 19G10 | Natural Gas Internal Combustion Engine | IC |  | S | X | X |  |  | 1.6 | 0.8 | 1.6 | 1.6 | 0.1 | N |  |  | OP | X | 5 | 1993 |  |  | N | Commercial Non-CHP | 4 | [11 empty] | N | N |  | 10M | [20 empty] | N |  |  | N |  | N | bar: B to PC
59526 | State Correctnl Inst Laurel Highlands | 59759 | Glades Pike Generation Plant | PA | Somerset | CAT1 | Landfill Gas | IC |  | S | X | X |  |  | 1.6 | 0.8 | 1.6 | 1.6 | 0.8 | N |  |  | OP | X | 10 | 2011 |  |  | N | Commercial Non-CHP | 4 | B: X; PC: LFG |  |  |  | N | N |  | 10M | [23 empty] | N | N | N
59526 | State Correctnl Inst Laurel Highlands | 59759 | Glades Pike Generation Plant | PA | Somerset | CAT2 | Landfill Gas | IC |  | S | X | X |  |  | 1.6 | 0.8 | 1.6 | 1.6 | 0.8 | N |  |  | OP | X | 10 | 2011 |  |  | N | Commercial Non-CHP | 4 | B: X; PC: LFG |  |  |  | N | N |  | 10M | [23 empty] | N | N | N
55858 | EDL Inc | 60388 | Morgantown | PA | Berks | GEMT | Landfill Gas | IC |  | S | X | X |  |  | 1.6 | 0.8 | 1.6 | 1.6 | 1.2 | N |  |  | OP | X | 5 | 2016 |  |  | N | IPP Non-CHP | 2 | B: X; PC: LFG |  |  |  | N | N |  | 10M | [23 empty] | N | N | N
12303 | Merck & Co Inc-West Point | 52149 | West Point (PA) | PA | Montgomery | GEN4 | Natural Gas Internal Combustion Engine | IC |  | S | X | X | MERCK 13 KV MERCK1-2 | MERCK 13 KV MERCK1-2 | 1.7 | 0.85 | 1.7 | 1.7 | 1 | N |  |  | OS | X | 6 | 1995 |  |  | N | Industrial CHP | 7 | [11 empty] | N | N |  | 10M | [23 empty] | N | N | N | bar: B to PC
13542 | Newman & Co Inc | 54250 | Newman (PA) | PA | Philadelphia | 001 | Natural Gas Steam Turbine | ST |  | S | X | X |  |  | 1.8 | 0.8 | 1.8 | 1.8 | 1.6 | N |  |  | OP | X | 5 | 1964 |  |  | Y | Industrial CHP | 7 | T | NG | RFO | DFO |  |  |  | NG |  |  |  | N | N | 0 | 12H | [23 empty] | Y | N | Y
63044 | Shawville Power, LLC | 3131 | Shawville | PA | Clearfield | 5 | Petroleum Liquids | IC |  | S | X | X | 50795 | 50795 | 2 | 0.8 | 2 | 2 | 2 | N |  |  | SB | Y | 4 | 1960 |  |  | N | IPP Non-CHP | 2 | B: X; PC: DFO |  |  |  | N | N |  | 10M | [20 empty] | N |  |  | N |  | N
63044 | Shawville Power, LLC | 3131 | Shawville | PA | Clearfield | 6 | Petroleum Liquids | IC |  | S | X | X |  |  | 2 | 0.8 | 2 | 2 | 2 | N |  |  | SB | Y | 4 | 1966 |  |  | N | IPP Non-CHP | 2 | B: X; PC: DFO |  |  |  | N | N |  | 10M | [20 empty] | N |  |  | N |  | N
63044 | Shawville Power, LLC | 3131 | Shawville | PA | Clearfield | 7 | Petroleum Liquids | IC |  | S | X | X |  |  | 2 | 0.8 | 2 | 2 | 2 | N |  |  | SB | Y | 4 | 1960 |  |  | N | IPP Non-CHP | 2 | B: X; PC: DFO |  |  |  | N | N |  | 10M | [20 empty] | N |  |  | N |  | N
3329 | Borough of Chambersburg | 7397 | Falling Spring | PA | Franklin | 5 | Natural Gas Internal Combustion Engine | IC |  | S | X | X | Grand Point | Grand Point | 2 | 0.8 | 2.1 | 2.1 | 1 | N |  |  | OP | X | 12 | 1967 |  |  | N | Electric Utility | 1 | B: X; PC: NG; NG: DFO |  |  |  | N | N |  | 1H | [23 empty] | Y | Y | Y
3329 | Borough of Chambersburg | 7397 | Falling Spring | PA | Franklin | 6 | Natural Gas Internal Combustion Engine | IC |  | S | X | X | Grand Point | Grand Point | 2 | 0.8 | 2.1 | 2.1 | 1 | N |  |  | OP | X | 12 | 1967 |  |  | N | Electric Utility | 1 | B: X; PC: NG; NG: DFO |  |  |  | N | N |  | 1H | [23 empty] | Y | Y | Y
12303 | Merck & Co Inc-West Point | 52149 | West Point (PA) | PA | Montgomery | GN12 | Petroleum Liquids | IC |  | S | X | X | MERCK 13 KV MERCK1-2 | MERCK 13 KV MERCK1-2 | 2 | 0.8 | 2 | 2 | 0.8 | N |  |  | SB | N | 1 | 2015 |  |  | N | Industrial CHP | 7 | B: X; PC: DFO |  |  |  | N | N |  | 10M | [23 empty] | N
12303 | Merck & Co Inc-West Point | 52149 | West Point (PA) | PA | Montgomery | GN13 | Petroleum Liquids | IC |  | S | X | X | MERCK 13 KV MERCK1-2 | MERCK 13 KV MERCK1-2 | 2 | 0.8 | 2 | 2 | 0.8 | N |  |  | OA | X | 1 | 2015 |  |  | N | Industrial CHP | 7 | B: X; PC: DFO |  |  |  | N | N |  | 10M | [23 empty] | N
57425 | Vitro Architectural Glass (PA) | 58051 | Vitro Architectural Glass (PA) | PA | Cumberland | L1 | Petroleum Liquids | IC |  | S | X | X |  |  | 2 | 0.8 | 2 | 2 | 1 | N |  |  | SB | Y | 7 | 1972 |  |  | N | Industrial Non-CHP | 6 | B: X; PC: DFO |  |  |  | N | N |  | 10M | [23 empty] | N | N | N
61353 | Philadelphia Authority for Industrial Development | 61737 | Navy Yard Peaker Station | PA | Philadelphia | GEN1 | Natural Gas Internal Combustion Engine | IC |  | S | X | X |  |  | 2 | 0.8 | 2 | 2 | 1.4 | N |  |  | OP | X | 12 | 2017 |  |  | N | IPP Non-CHP | 2 | [14 empty] | 10M | [23 empty] | N | bar: B to PC
61353 | Philadelphia Authority for Industrial Development | 61737 | Navy Yard Peaker Station | PA | Philadelphia | GEN2 | Natural Gas Internal Combustion Engine | IC |  | S | X | X |  |  | 2 | 0.8 | 2 | 2 | 1.4 | N |  |  | OP | X | 12 | 2017 |  |  | N | IPP Non-CHP | 2 | [14 empty] | 10M | [23 empty] | N | bar: B to PC
61353 | Philadelphia Authority for Industrial Development | 61737 | Navy Yard Peaker Station | PA | Philadelphia | GEN3 | Natural Gas Internal Combustion Engine | IC |  | S | X | X |  |  | 2 | 0.8 | 2 | 2 | 1.4 | N |  |  | OP | X | 12 | 2017 |  |  | N | IPP Non-CHP | 2 | [14 empty] | 10M | [23 empty] | N | bar: B to PC
61353 | Philadelphia Authority for Industrial Development | 61737 | Navy Yard Peaker Station | PA | Philadelphia | GEN4 | Natural Gas Internal Combustion Engine | IC |  | S | X | X |  |  | 2 | 0.8 | 2 | 2 | 1.4 | N |  |  | OP | X | 12 | 2018 |  |  | N | IPP Non-CHP | 2 | [14 empty] | 10M | [23 empty] | N | bar: B to PC
58159 | Penn State University | 58194 | West Campus Steam Plant | PA | Centre | WC 5 | Natural Gas Steam Turbine | ST |  | S | X | X |  |  | 2.2 | 0.8 | 1.5 | 2.2 | 0.2 | N |  |  | OP | X | 2 | 2017 |  |  | Y | Commercial CHP | 5 | B: T; PC: NG; NG: DFO; NG: NG |  |  |  | N | N |  | 12H | [23 empty] | Y | N | Y
63047 | KeyCon Operating LLC | 3136 | Keystone | PA | Armstrong | 3 | Petroleum Liquids | IC |  | J | X | X | 50783 | 50783 | 2.5 | 0.8 | 2.8 | 2.8 | 2.8 | N |  |  | OP | X | 11 | 1968 |  |  | N | IPP Non-CHP | 2 | B: X; PC: DFO |  |  |  | N | N |  | 1H | [23 empty] | N | N | N
19519 | United States Steel-Mon Valley | 50732 | Mon Valley Works | PA | Allegheny | GEN3 | Other Gases | ST |  | S | X | X |  |  | 2.5 | 0.85 | 1.9 | 1.9 | 0.3 | N |  |  | OP | X | 2 | 2002 |  |  | Y | Industrial CHP | 7 | T | BFG | OG | NG |  |  |  | NG |  |  |  | N | N |  | 12H | [23 empty] | Y | Y | N
12303 | Merck & Co Inc-West Point | 52149 | West Point (PA) | PA | Montgomery | GEN3 | Petroleum Liquids | IC |  | S | X | X | MERCK 13 KV MERCK1-2 | MERCK 13 KV MERCK1-2 | 2.5 | 0.85 | 2.4 | 2.5 | 1.8 | N |  |  | OS | X | 1 | 1972 |  |  | N | Industrial CHP | 7 | B: X; PC: DFO |  |  |  | N | N |  | 10M | [23 empty] | N | N | N
15394 | Procter & Gamble Ppr Prdts Co | 50463 | Procter & Gamble Mehoopany Mill | PA | Wyoming | GEN2 | Natural Gas Steam Turbine | ST |  | S | X | X |  |  | 2.6 | 1 | 0.9 | 1.6 | 0.2 | N |  |  | OP | X | 10 | 1984 |  |  | N | Industrial CHP | 7 | [11 empty] | N | N |  | 12H | [23 empty] | N | N | N | bar: B to PC; NG
63047 | KeyCon Operating LLC | 3136 | Keystone | PA | Armstrong | 4 | Petroleum Liquids | IC |  | J | X | X |  |  | 2.9 | 0.8 | 2.8 | 2.8 | 2.8 | N |  |  | OP | X | 11 | 1968 |  |  | N | IPP Non-CHP | 2 | B: X; PC: DFO |  |  |  | N | N |  | 1H | [23 empty] | N | N
63047 | KeyCon Operating LLC | 3136 | Keystone | PA | Armstrong | 5 | Petroleum Liquids | IC |  | J | X | X |  |  | 2.9 | 0.8 | 2.8 | 2.8 | 2.8 | N |  |  | OP | X | 11 | 1968 |  |  | N | IPP Non-CHP | 2 | B: X; PC: DFO |  |  |  | N | N |  | 1H | [23 empty] | N | N
63047 | KeyCon Operating LLC | 3136 | Keystone | PA | Armstrong | 6 | Petroleum Liquids | IC |  | J | X | X |  |  | 2.9 | 0.8 | 2.8 | 2.8 | 2.8 | N |  |  | OP | X | 11 | 1968 |  |  | N | IPP Non-CHP | 2 | B: X; PC: DFO |  |  |  | N | N |  | 1H | [23 empty] | N | N
58159 | Penn State University | 58194 | West Campus Steam Plant | PA | Centre | WC 4 | Natural Gas Steam Turbine | ST |  | S | X | X |  |  | 2.9 | 0.8 | 1.5 | 2.8 | 0.4 | N |  |  | OP | X | 2 | 2017 |  |  | Y | Commercial CHP | 5 | B: T; PC: NG; NG: DFO; NG: NG |  |  |  | N | N |  | 12H | [23 empty] | Y | N | Y
63047 | KeyCon Operating LLC | 3118 | Conemaugh | PA | Indiana | A | Petroleum Liquids | IC |  | J | X | X |  |  | 3 | 0.8 | 2.8 | 2.8 | 2.8 | N |  |  | OP | X | 2 | 1970 |  |  | N | IPP Non-CHP | 2 | B: X; PC: DFO |  |  |  | N |  |  | 1H | [23 empty] | N | N | N
63047 | KeyCon Operating LLC | 3118 | Conemaugh | PA | Indiana | B | Petroleum Liquids | IC |  | J | X | X |  |  | 3 | 0.8 | 2.8 | 2.8 | 2.8 | N |  |  | SB | Y | 2 | 1970 |  |  | N | IPP Non-CHP | 2 | B: X; PC: DFO |  |  |  | N |  |  | 1H | [23 empty] | N | N | N
63047 | KeyCon Operating LLC | 3118 | Conemaugh | PA | Indiana | C | Petroleum Liquids | IC |  | J | X | X |  |  | 3 | 0.8 | 2.8 | 2.8 | 2.8 | N |  |  | SB | Y | 2 | 1970 |  |  | N | IPP Non-CHP | 2 | B: X; PC: DFO |  |  |  | N |  |  | 1H | [23 empty] | N | N | N
63047 | KeyCon Operating LLC | 3118 | Conemaugh | PA | Indiana | D | Petroleum Liquids | IC |  | J | X | X |  |  | 3 | 0.8 | 2.8 | 2.8 | 2.8 | N |  |  | SB | Y | 2 | 1970 |  |  | N | IPP Non-CHP | 2 | B: X; PC: DFO |  |  |  | N |  |  | 1H | [23 empty] | N | N | N
54842 | WM Renewable Energy LLC | 7690 | Pennsbury | PA | Bucks | 1 | Landfill Gas | GT |  | S | X | X | FALLS 4 KV PENSBRY1 | FALLS 4 KV PENSBRY1 | 3 | 0.8 | 2 | 2.8 | 1 | N |  |  | OS | X | 9 | 1996 |  |  | N | IPP Non-CHP | 2 | B: X; PC: LFG; NG: PG |  |  |  | N | N | 0 | 1H | [23 empty] | N
54842 | WM Renewable Energy LLC | 7690 | Pennsbury | PA | Bucks | 2 | Landfill Gas | GT |  | S | X | X | FALLS 4 KV PENSBRY2 | FALLS 4 KV PENSBRY2 | 3 | 0.8 | 2 | 2.8 | 1 | N |  |  | OS | X | 9 | 1996 |  |  | N | IPP Non-CHP | 2 | B: X; PC: LFG; NG: PG |  |  |  | N | N |  | 1H | [23 empty] | N
54842 | WM Renewable Energy LLC | 55074 | Lakeview Gas Recovery | PA | Erie | GEN1 | Landfill Gas | IC |  | S | X | X | PENELEC 50776 | PENELEC 50776 | 3 | 0.98 | 3 | 3 | 0.6 | N |  |  | OP | X | 5 | 1997 |  |  | N | IPP Non-CHP | 2 | B: X; PC: LFG |  |  |  | N |  |  | 1H | [23 empty] | N | N | N
54842 | WM Renewable Energy LLC | 55074 | Lakeview Gas Recovery | PA | Erie | GEN2 | Landfill Gas | IC |  | S | X | X | PENELEC 50776 | PENELEC 50776 | 3 | 0.98 | 3 | 3 | 0.6 | N |  |  | OP | X | 6 | 1997 |  |  | N | IPP Non-CHP | 2 | B: X; PC: LFG |  |  |  | N |  |  | 1H | [23 empty] | N | N | N
63031 | New Castle Power, LLC | 3138 | New Castle Plant | PA | Lawrence | EMDA | Petroleum Liquids | IC |  | S | X | X | 98370491 | NEWCASOE 23KV EMDS-A | 3.2 | 0.8 | 2.5 | 2.5 | 1 | N |  |  | OP | X | 12 | 1968 |  |  | N | IPP Non-CHP | 2 | B: X; PC: DFO |  |  |  | N | N |  | 10M | [20 empty] | N |  |  | N
63031 | New Castle Power, LLC | 3138 | New Castle Plant | PA | Lawrence | EMDB | Petroleum Liquids | IC |  | S | X | X | 98370487 | NEWCASOE 23KV EMDS-B | 3.2 | 0.8 | 2.5 | 2.5 | 1 |  |  |  | OS | X | 12 | 1968 |  |  | N | IPP Non-CHP | 2 | B: X; PC: DFO |  |  |  | N | N |  | 10M | [20 empty] | N |  |  | N
3329 | Borough of Chambersburg | 7397 | Falling Spring | PA | Franklin | 7 | Natural Gas Internal Combustion Engine | IC |  | S | X | X | Grand Point | Grand Point | 3.2 | 0.8 | 2.9 | 2.9 | 1 | N |  |  | OP | X | 6 | 2001 |  |  | N | Electric Utility | 1 | B: X; PC: NG; NG: DFO |  |  |  | N | N |  | 1H | [23 empty] | Y | Y | Y
20183 | Waste Management Inc | 55765 | Green Knight Energy Center | PA | Northampton | TG1 | Landfill Gas | GT |  | W | X | X |  |  | 3.3 | 0.98 | 2.4 | 2.9 | 0.6 | N |  |  | OP | X | 2 | 2001 |  |  | N | IPP Non-CHP | 2 | B: X; PC: LFG |  |  |  | N | N | 0 | 1H | [23 empty] | N | N | N
20183 | Waste Management Inc | 55765 | Green Knight Energy Center | PA | Northampton | TG2 | Landfill Gas | GT |  | W | X | X |  |  | 3.3 | 0.98 | 2.4 | 2.9 | 0.6 | N |  |  | OP | X | 2 | 2001 |  |  | N | IPP Non-CHP | 2 | B: X; PC: LFG |  |  |  | N | N |  | 1H | [23 empty] | N | N | N
20183 | Waste Management Inc | 55765 | Green Knight Energy Center | PA | Northampton | TG3 | Landfill Gas | GT |  | W | X | X |  |  | 3.3 | 0.98 | 2.4 | 2.9 | 0.6 | N |  |  | OP | X | 2 | 2001 |  |  | N | IPP Non-CHP | 2 | B: X; PC: LFG |  |  |  | N | N | 0 | 1H | [23 empty] | N | N | N
58527 | Gettysburg Energy and Nutrient Rec Facility LLC | 58565 | Gettysburg Energy & Nutrient Rec Facility | PA | Adams | GENRF | Other Waste Biomass | ST |  | S | X | X |  |  | 3.3 | 0.9 | 2.5 | 2.7 | 0.1 | N |  |  | OS | X | 6 | 2013 |  |  | Y | IPP CHP | 3 | B: B; PC: OBS; NG: PG |  |  |  | Y | N |  | OVER | [23 empty] | N | N | N
59526 | State Correctnl Inst Laurel Highlands | 59759 | Glades Pike Generation Plant | PA | Somerset | SOLAR | Landfill Gas | GT |  | S | X | X |  |  | 3.3 | 0.8 | 2.3 | 3.3 | 0.8 | N |  |  | OP | X | 10 | 2011 | 1 | 2021 | N | Commercial Non-CHP | 4 | B: X; PC: LFG |  |  |  | N | N |  | 1H | [23 empty] | N | N | N
57130 | Janssen Pharmaceutical Co | 59056 | Spring House | PA | Montgomery | GEN 1 | Natural Gas Internal Combustion Engine | IC |  | S | X | X |  |  | 3.8 | 1 | 3.8 | 3.8 | 2.8 | N |  |  | OP | X | 4 | 2013 |  |  | N | IPP Non-CHP | 2 | [11 empty] | N | N |  | 10M | [23 empty] | N | bar: B to PC
7075 | General Electric Co | 10058 | General Electric Diesel Engine Plant | PA | Mercer | REGN | Petroleum Liquids | IC |  | S | X | X |  |  | 4.4 | 0.8 | 4.3 | 4.2 | 0 | N |  |  | OP | X | 6 | 1984 |  |  | N | Industrial Non-CHP | 6 | B: X; PC: DFO |  |  |  | N |  |  | 10M | [23 empty] | N | N
58653 | Oxbow Creek Energy LLC | 58714 | Oxbow Creek | PA | Wyoming | GEN1 | Natural Gas Internal Combustion Engine | IC |  | S | X | X | 49588 | 49588 | 4.4 | 0.8 | 4.2 | 4.2 | 2 | N |  |  | OP | X | 12 | 2019 |  |  | N | IPP Non-CHP | 2 | [11 empty] | N | N |  | 10M | [23 empty] | N | N | bar: B to PC
58653 | Oxbow Creek Energy LLC | 58714 | Oxbow Creek | PA | Wyoming | GEN2 | Natural Gas Internal Combustion Engine | IC |  | S | X | X | 49588 | 49588 | 4.4 | 0.8 | 4.2 | 4.2 | 2 | N |  |  | OP | X | 12 | 2019 |  |  | N | IPP Non-CHP | 2 | [11 empty] | N |  |  | 10M | [23 empty] | N | N | bar: B to PC
58653 | Oxbow Creek Energy LLC | 58714 | Oxbow Creek | PA | Wyoming | GEN3 | Natural Gas Internal Combustion Engine | IC |  | S | X | X | 49588 | 49588 | 4.4 | 0.8 | 4.2 | 4.2 | 2 | N |  |  | OP | X | 12 | 2019 |  |  | N | IPP Non-CHP | 2 | [11 empty] | N |  |  | 10M | [23 empty] | N | N | bar: B to PC
58653 | Oxbow Creek Energy LLC | 58714 | Oxbow Creek | PA | Wyoming | GEN4 | Natural Gas Internal Combustion Engine | IC |  | S | X | X | 49588 | 49588 | 4.4 | 0.8 | 4.2 | 4.2 | 2 | N |  |  | OP | X | 12 | 2019 |  |  | N | IPP Non-CHP | 2 | [11 empty] | N |  |  | 10M | [23 empty] | N | N | bar: B to PC
58653 | Oxbow Creek Energy LLC | 58714 | Oxbow Creek | PA | Wyoming | GEN5 | Natural Gas Internal Combustion Engine | IC |  | S | X | X | 49588 | 49588 | 4.4 | 0.8 | 4.2 | 4.2 | 2 | N |  |  | OP | X | 12 | 2019 |  |  | N | IPP Non-CHP | 2 | [11 empty] | N | N |  | 10M | [23 empty] | N | N | bar: B to PC
58652 | Roundtop Energy LLC | 58715 | Roundtop | PA | Susquehanna | GEN1 | Natural Gas Internal Combustion Engine | IC |  | S | X | X | 1292915209 | 1292915209 | 4.4 | 0.8 | 4.2 | 4.2 | 2.2 | N |  |  | OP | X | 10 | 2015 |  |  | N | IPP Non-CHP | 2 | [11 empty] | N | N |  | 10M | [23 empty] | N | N | N | bar: B to PC
58652 | Roundtop Energy LLC | 58715 | Roundtop | PA | Susquehanna | GEN2 | Natural Gas Internal Combustion Engine | IC |  | S | X | X | 1292915209 | 1292915209 | 4.4 | 0.8 | 4.2 | 4.2 | 2.2 | N |  |  | OP | X | 10 | 2015 |  |  | N | IPP Non-CHP | 2 | [11 empty] | N | N |  | 10M | [23 empty] | N | N | N | bar: B to PC
58652 | Roundtop Energy LLC | 58715 | Roundtop | PA | Susquehanna | GEN3 | Natural Gas Internal Combustion Engine | IC |  | S | X | X | 1292915209 | 1292915209 | 4.4 | 0.8 | 4.2 | 4.2 | 2.2 | N |  |  | OP | X | 10 | 2015 |  |  | N | IPP Non-CHP | 2 | [11 empty] | N | N |  | 10M | [23 empty] | N | N | N | bar: B to PC
58652 | Roundtop Energy LLC | 58715 | Roundtop | PA | Susquehanna | GEN4 | Natural Gas Internal Combustion Engine | IC |  | S | X | X | 49610 | 49610 | 4.4 | 0.8 | 4.2 | 4.2 | 2.2 | N |  |  | OP | X | 10 | 2015 |  |  | N | IPP Non-CHP | 2 | [11 empty] | N | N |  | 10M | [23 empty] | N | N | N | bar: B to PC
58652 | Roundtop Energy LLC | 58715 | Roundtop | PA | Susquehanna | GEN5 | Natural Gas Internal Combustion Engine | IC |  | S | X | X | 49610 | 49610 | 4.4 | 0.8 | 4.2 | 4.2 | 2.2 | N |  |  | OP | X | 10 | 2015 |  |  | N | IPP Non-CHP | 2 | [11 empty] | N | N |  | 10M | [23 empty] | N | N | N | bar: B to PC
58685 | Beaver Dam Energy LLC | 58811 | Beaver Dam | PA | Bradford | GEN1 | Natural Gas Internal Combustion Engine | IC |  | S | X | X | 1067157917 | 1067157917 | 4.4 | 0.8 | 4.2 | 4.2 | 2.2 | N |  |  | OP | X | 6 | 2016 |  |  | N | IPP Non-CHP | 2 | [14 empty] | 10M | [23 empty] | N | N | N | bar: B to PC
58685 | Beaver Dam Energy LLC | 58811 | Beaver Dam | PA | Bradford | GEN2 | Natural Gas Internal Combustion Engine | IC |  | S | X | X | 1067157917 | 1067157917 | 4.4 | 0.8 | 4.2 | 4.2 | 2.2 | N |  |  | OP | X | 6 | 2016 |  |  | N | IPP Non-CHP | 2 | [14 empty] | 10M | [23 empty] | N | N | N | bar: B to PC
58685 | Beaver Dam Energy LLC | 58811 | Beaver Dam | PA | Bradford | GEN3 | Natural Gas Internal Combustion Engine | IC |  | S | X | X | 1067157917 | 1067157917 | 4.4 | 0.8 | 4.2 | 4.2 | 2.2 | N |  |  | OP | X | 6 | 2016 |  |  | N | IPP Non-CHP | 2 | [14 empty] | 10M | [23 empty] | N | N | N | bar: B to PC
58685 | Beaver Dam Energy LLC | 58811 | Beaver Dam | PA | Bradford | GEN4 | Natural Gas Internal Combustion Engine | IC |  | S | X | X | 1067157917 | 1067157917 | 4.4 | 0.8 | 4.2 | 4.2 | 2.2 | N |  |  | OP | X | 6 | 2016 |  |  | N | IPP Non-CHP | 2 | [14 empty] | 10M | [23 empty] | N | N | N | bar: B to PC
58685 | Beaver Dam Energy LLC | 58811 | Beaver Dam | PA | Bradford | GEN5 | Natural Gas Internal Combustion Engine | IC |  | S | X | X | 1067157917 | 1067157917 | 4.4 | 0.8 | 4.2 | 4.2 | 2.2 | N |  |  | OP | X | 6 | 2016 |  |  | N | IPP Non-CHP | 2 | [14 empty] | 10M | [23 empty] | N | N | N | bar: B to PC
60875 | Wolf Run Energy LLC | 61263 | Wolf Run Energy | PA | Bradford | GEN1 | Natural Gas Internal Combustion Engine | IC |  | S | X | X |  |  | 4.4 | 0.8 | 4.4 | 4.4 | 2 | N |  |  | OP | X | 6 | 2019 |  |  | N | IPP Non-CHP | 2 | [14 empty] | 10M | [23 empty] | N | bar: B to PC
60875 | Wolf Run Energy LLC | 61263 | Wolf Run Energy | PA | Bradford | GEN2 | Natural Gas Internal Combustion Engine | IC |  | S | X | X |  |  | 4.4 | 0.8 | 4.4 | 4.4 | 2 | N |  |  | OP | X | 6 | 2019 |  |  | N | IPP Non-CHP | 2 | [14 empty] | 10M | [23 empty] | N | bar: B to PC
60875 | Wolf Run Energy LLC | 61263 | Wolf Run Energy | PA | Bradford | GEN3 | Natural Gas Internal Combustion Engine | IC |  | S | X | X |  |  | 4.4 | 0.8 | 4.4 | 4.4 | 2 | N |  |  | OP | X | 6 | 2019 |  |  | N | IPP Non-CHP | 2 | [14 empty] | 10M | [23 empty] | N | bar: B to PC
60875 | Wolf Run Energy LLC | 61263 | Wolf Run Energy | PA | Bradford | GEN4 | Natural Gas Internal Combustion Engine | IC |  | S | X | X |  |  | 4.4 | 0.8 | 4.4 | 4.4 | 2 | N |  |  | OP | X | 6 | 2019 |  |  | N | IPP Non-CHP | 2 | [14 empty] | 10M | [23 empty] | N | bar: B to PC
60875 | Wolf Run Energy LLC | 61263 | Wolf Run Energy | PA | Bradford | GEN5 | Natural Gas Internal Combustion Engine | IC |  | S | X | X |  |  | 4.4 | 0.8 | 4.4 | 4.4 | 2 | N |  |  | OP | X | 6 | 2019 |  |  | N | IPP Non-CHP | 2 | [14 empty] | 10M | [23 empty] | N | bar: B to PC
22174 | PEI Power Corp | 50279 | Archbald Power Station | PA | Lackawanna | GEN5 | Landfill Gas | GT |  | S | X | X | 87901559 | ARCHTAP 13 KV PEI 5 | 4.6 | 1 | 4 | 4.6 | 2 | N |  |  | OP | X | 2 | 2010 |  |  | N | IPP Non-CHP | 2 | B: X; PC: LFG; NG: OG |  |  |  | N | N |  | 1H |  |  |  | N | [19 empty] | N | N | N
22174 | PEI Power Corp | 50279 | Archbald Power Station | PA | Lackawanna | GEN6 | Landfill Gas | GT |  | S | X | X | 87901561 | ARCHTAP 13 KV PEI 6 | 4.6 | 1 | 4 | 4.6 | 2 | N |  |  | OP | X | 2 | 2010 |  |  | N | IPP Non-CHP | 2 | B: X; PC: LFG; NG: OG |  |  |  | N | N |  | 1H |  |  |  | N | [19 empty] | N | N | N
2468 | Bucknell University | 54333 | Bucknell University | PA | Union | G001 | Natural Gas Fired Combined Cycle | CT | CC1 | S | X | Y | Citizens | Citizens | 4.7 | 0.9 | 4.5 | 5.5 | 2.5 | N |  |  | OP | X | 6 | 1998 |  |  | Y | Commercial CHP | 5 | B: T; PC: NG; NG: DFO |  |  |  | N | N |  | 1H | [23 empty] | Y | N | Y
61988 | Pixelle Specialty Solutions LLC - (PA) | 50397 | Pixelle Specialty Solutions LLC - Spring Grove Facility | PA | York | GEN3 | Natural Gas Steam Turbine | ST |  | S | X | X | PHGLATFE115KV NUG |  | 5.1 | 0.8 | 4 | 4 | 1.2 | N |  |  | OP | X | 5 | 1948 |  |  | Y | Industrial CHP | 7 | T | NG | BLQ | RFO | BIT | SLW | WDS | NG |  |  |  | N | N |  | 12H | Y | N |  |  | Y | [18 empty] | Y | Y | N
22001 | Sunbury Generation LP | 3152 | Sunbury Generation LP | PA | Snyder | DI2 | Petroleum Liquids | IC |  | S | X | X | SUNBURY | SUNBURY | 5.5 | 0.8 | 5 | 5 | 2.5 | N |  |  | SB | Y | 4 | 1967 |  |  | N | IPP Non-CHP | 2 | T T: X; NG NG: DFO; DFO NG: DFO |  |  |  | N | N |  | 1H | [20 empty] | N |  |  | N | N | N
19391 | UGI Development Co | 56911 | Broad Mountain | PA | Schuylkill | GEN1 | Landfill Gas | GT |  | S | X | X |  |  | 5.5 | 0.85 | 4 | 4.9 | 1 | N |  |  | OP | X | 1 | 2009 |  |  | N | IPP Non-CHP | 2 | T T: X; NG NG: LFG |  |  |  | N | N |  | 1H | [23 empty] | N | N | N
19391 | UGI Development Co | 56911 | Broad Mountain | PA | Schuylkill | GEN2 | Landfill Gas | GT |  | S | X | X |  |  | 5.5 | 0.85 | 4 | 4.9 | 1 | N |  |  | OP | X | 1 | 2009 |  |  | N | IPP Non-CHP | 2 | T T: X; NG NG: LFG |  |  |  | N | N |  | 1H | [23 empty] | N | N | N
58463 | Dart Container Corp | 58476 | Dart Container Corp | PA | Lancaster | LFGT1 | Landfill Gas | GT |  | S | X | X |  |  | 5.6 | 0.9 | 4.6 | 5.2 | 0.3 | N |  |  | OP | X | 12 | 2012 |  |  | Y | Industrial CHP | 7 | T T: T; NG NG: LFG |  |  |  | N | N |  | 1H | [20 empty] | N |  |  | N | N | N
58463 | Dart Container Corp | 58476 | Dart Container Corp | PA | Lancaster | LFGT2 | Landfill Gas | GT |  | S | X | X |  |  | 5.6 | 0.9 | 4.6 | 5.2 | 0.3 | N |  |  | OP | X | 12 | 2012 |  |  | Y | Industrial CHP | 7 | T T: T; NG NG: LFG |  |  |  | N | N |  | 1H | [20 empty] | N |  |  | N | N | N
63220 | ECP Uptown Campus LLC | 63485 | ECP Uptown Campus | PA | Allegheny | 1 | Natural Gas Fired Combustion Turbine | GT |  | S | X | X |  |  | 5.6 | 0.95 | 4.3 | 5.6 | 1 | N |  |  | OP | X | 11 | 1997 |  |  | Y | IPP CHP | 3 | [11 empty] | N | N | 0 | 1H | [23 empty] | N | N | N | bar: T T to NG NG; DFO NG
61988 | Pixelle Specialty Solutions LLC - (PA) | 50397 | Pixelle Specialty Solutions LLC - Spring Grove Facility | PA | York | GEN1 | Natural Gas Steam Turbine | ST |  | S | X | X | PHGLATFE115 KV NUG |  | 6 | 0.8 | 5 | 5 | 2 | N |  |  | OP | X | 7 | 1948 |  |  | Y | Industrial CHP | 7 | T | NG | BLQ | BIT | RFO | WDS | SLW | NG |  |  |  | N | N |  | 12H | Y |  |  |  | Y | [18 empty] | Y | Y | N
3329 | Borough of Chambersburg | 55997 | Orchard Park | PA | Franklin | 10 | Natural Gas Internal Combustion Engine | IC |  | S | X | X | Grand Point | Grand Point | 6 | 0.8 | 5.8 | 5.8 | 1 | N |  |  | OP | X | 12 | 2003 |  |  | N | Electric Utility | 1 | T T: X; NG NG: NG; NG BLQ: DFO |  |  |  | N | N |  | 1H | [23 empty] | Y | Y | Y
3329 | Borough of Chambersburg | 55997 | Orchard Park | PA | Franklin | 11 | Natural Gas Internal Combustion Engine | IC |  | S | X | X | Grand Point | Grand Point | 6 | 0.8 | 5.8 | 5.8 | 1 | N |  |  | OP | X | 12 | 2003 |  |  | N | Electric Utility | 1 | T T: X; NG NG: NG; NG BLQ: DFO |  |  |  | N | N |  | 1H | [23 empty] | Y | Y | Y
3329 | Borough of Chambersburg | 55997 | Orchard Park | PA | Franklin | 8 | Natural Gas Internal Combustion Engine | IC |  | S | X | X | Grand Point | Grand Point | 6 | 0.8 | 5.8 | 5.8 | 1 | N |  |  | OP | X | 12 | 2003 |  |  | N | Electric Utility | 1 | T T: X; NG NG: NG; NG BLQ: DFO |  |  |  | N | N |  | 1H | [23 empty] | Y | Y | Y
3329 | Borough of Chambersburg | 55997 | Orchard Park | PA | Franklin | 9 | Natural Gas Internal Combustion Engine | IC |  | S | X | X | Grand Point | Grand Point | 6 | 0.8 | 5.8 | 5.8 | 1 | N |  |  | OP | X | 12 | 2003 |  |  | N | Electric Utility | 1 | T T: X; NG NG: NG; NG BLQ: DFO |  |  |  | N | N |  | 1H | [23 empty] | Y | Y | Y
9335 | Indiana University of Penn | 10129 | Indiana University of Pennsylvania | PA | Indiana | GEN1 | Natural Gas Internal Combustion Engine | IC |  | S | X | X |  |  | 6.1 | 0.9 | 6 | 6 | 0.5 | N |  |  | OP | X | 3 | 1988 |  |  | Y | Commercial CHP | 5 | T T: T; NG NG: NG; NG BLQ: DFO; NG NG: DFO |  |  |  | N | N |  | 10M | [23 empty] | Y | Y | Y
9335 | Indiana University of Penn | 10129 | Indiana University of Pennsylvania | PA | Indiana | GEN2 | Natural Gas Internal Combustion Engine | IC |  | S | X | X |  |  | 6.1 | 0.9 | 6 | 6 | 0.5 | N |  |  | OP | X | 3 | 1988 |  |  | Y | Commercial CHP | 5 | T T: T; NG NG: NG; NG BLQ: DFO; NG NG: DFO |  |  |  | N | N |  | 10M | [23 empty] | Y | Y | Y
9335 | Indiana University of Penn | 10129 | Indiana University of Pennsylvania | PA | Indiana | GEN3 | Natural Gas Internal Combustion Engine | IC |  | S | X | X |  |  | 6.1 | 0.9 | 6 | 6 | 0.5 | N |  |  | OP | X | 3 | 1988 |  |  | Y | Commercial CHP | 5 | T T: T; NG NG: NG; NG BLQ: DFO; NG NG: DFO |  |  |  | N | N |  | 10M | [23 empty] | Y | Y | Y
9335 | Indiana University of Penn | 10129 | Indiana University of Pennsylvania | PA | Indiana | GEN4 | Natural Gas Internal Combustion Engine | IC |  | S | X | X |  |  | 6.1 | 0.9 | 6 | 6 | 0.5 | N |  |  | OP | X | 3 | 1988 |  |  | Y | Commercial CHP | 5 | T T: T; NG NG: NG; NG BLQ: DFO; NG NG: DFO |  |  |  | N | N |  | 10M | [23 empty] | Y | Y | Y
13875 | Energy Center Paxton LLC | 50373 | Paxton Creek Cogeneration | PA | Dauphin | GEN1 | Natural Gas Internal Combustion Engine | IC |  | S | X | X | PJM West | PJM West | 6.3 | 0.96 | 6 | 6 | 2 | N |  |  | SB | Y | 8 | 1986 |  |  | Y | IPP CHP | 3 | T T: T; NG NG: NG; NG BLQ: DFO; NG NG: DFO |  |  |  | N | N |  | 1H | [20 empty] | N |  |  | Y | Y | Y
13875 | Energy Center Paxton LLC | 50373 | Paxton Creek Cogeneration | PA | Dauphin | GEN2 | Natural Gas Internal Combustion Engine | IC |  | S | X | X | PJM West | PJM West | 6.3 | 0.96 | 6 | 6 | 2 | N |  |  | SB | Y | 8 | 1986 |  |  | Y | IPP CHP | 3 | T T: T; NG NG: NG; NG BLQ: DFO; NG NG: DFO |  |  |  | N | N |  | 1H | [20 empty] | N |  |  | Y | Y | Y
58159 | Penn State University | 58195 | East Campus Steam Plant | PA | Centre | CT1 | Natural Gas Fired Combustion Turbine | GT |  | S | X | X |  |  | 7 | 0.8 | 7.4 | 8.9 | 3.3 | N |  |  | OP | X | 6 | 2011 |  |  | Y | Commercial CHP | 5 | T T: T; NG NG: NG; NG BLQ: DFO |  |  |  | N | N |  | 12H | [23 empty] | Y | N | Y
58686 | Alpaca Energy LLC | 58813 | Alpaca | PA | Bradford | 1 | Natural Gas Internal Combustion Engine | IC |  | S | X | X | 106856755 | 106856755 | 7 | 0.8 | 6.8 | 6.8 | 3 | N |  |  | OP | X | 4 | 2017 |  |  | N | IPP Non-CHP | 2 | [14 empty] | 10M | [23 empty] | N | N | N | bar: T T to NG NG
58686 | Alpaca Energy LLC | 58813 | Alpaca | PA | Bradford | 2 | Natural Gas Internal Combustion Engine | IC |  | S | X | X | 106856755 | 106856755 | 7 | 0.8 | 6.8 | 6.8 | 3 | N |  |  | OP | X | 4 | 2017 |  |  | N | IPP Non-CHP | 2 | [14 empty] | 10M | [23 empty] | N | N | N | bar: T T to NG NG
58686 | Alpaca Energy LLC | 58813 | Alpaca | PA | Bradford | 3 | Natural Gas Internal Combustion Engine | IC |  | S | X | X | 106856755 | 106856755 | 7 | 0.8 | 6.8 | 6.8 | 3 | N |  |  | OP | X | 4 | 2017 |  |  | N | IPP Non-CHP | 2 | [14 empty] | 10M | [23 empty] | N | N | N | bar: T T to NG NG
58689 | Milan Energy LLC | 58818 | Milan | PA | Bradford | 1 | Natural Gas Internal Combustion Engine | IC |  | S | X | X | 1318143941 | 1318143941 | 7 | 0.8 | 6.8 | 6.8 | 3 | N |  |  | OP | X | 3 | 2017 |  |  | N | IPP Non-CHP | 2 | [14 empty] | 10M | [23 empty] | N | N | N | bar: T T to NG NG
58689 | Milan Energy LLC | 58818 | Milan | PA | Bradford | 2 | Natural Gas Internal Combustion Engine | IC |  | S | X | X | 1318143941 | 1318143941 | 7 | 0.8 | 6.8 | 6.8 | 3 | N |  |  | OP | X | 3 | 2017 |  |  | N | IPP Non-CHP | 2 | [14 empty] | 10M | [23 empty] | N | N | N | bar: T T to NG NG
58689 | Milan Energy LLC | 58818 | Milan | PA | Bradford | 3 | Natural Gas Internal Combustion Engine | IC |  | S | X | X | 1318143941 | 1318143941 | 7 | 0.8 | 6.8 | 6.8 | 3 | N |  |  | OP | X | 3 | 2017 |  |  | N | IPP Non-CHP | 2 | [14 empty] | 10M | [23 empty] | N | N | N | bar: T T to NG NG
61988 | Pixelle Specialty Solutions LLC - (PA) | 50397 | Pixelle Specialty Solutions LLC - Spring Grove Facility | PA | York | GEN4 | Natural Gas Steam Turbine | ST |  | S | X | X | PHGLATFE115 KV NUG |  | 7.5 | 0.8 | 8.7 | 8.7 | 3.5 | N |  |  | OP | X | 8 | 1962 |  |  | Y | Industrial CHP | 7 | T | NG | BLQ | BIT | RFO | SLW | WDS | NG |  |  |  | N | N |  | 12H | Y | N |  |  | Y | [18 empty] | Y | Y | N
18458 | York Generation Company LLC | 54693 | York Generation Company LLC | PA | York | GT#1 | Natural Gas Fired Combined Cycle | CT | CC1 | S | X | N | 50737 | 50737 | 8.3 | 0.8 | 46.2 | 46.9 | 4.1 | N |  |  | OP | X | 4 | 1989 | 9 | 2021 | N | IPP Non-CHP | 2 | [11 empty] | N | N |  | 12H | [23 empty] | N | N | N | bar: X T to NG NG
18458 | York Generation Company LLC | 54693 | York Generation Company LLC | PA | York | GT#2 | Natural Gas Fired Combined Cycle | CT | CC1 | S | X | N | 50737 | 50737 | 8.3 | 0.8 |  |  | 4.1 | N |  |  | OP | X | 4 | 1989 | 9 | 2021 | N | IPP Non-CHP | 2 | [11 empty] | N | N |  | 12H | [23 empty] | N | N | N | bar: X T to NG NG
18458 | York Generation Company LLC | 54693 | York Generation Company LLC | PA | York | GT#5 | Natural Gas Fired Combined Cycle | CT | CC1 | S | X | N | 50737 | 50737 | 8.3 | 0.8 |  |  | 4.1 | N |  |  | OP | X | 4 | 1989 | 9 | 2021 | N | IPP Non-CHP | 2 | [11 empty] | N | N |  | 12H | [23 empty] | N | N | N | bar: X T to NG NG
18458 | York Generation Company LLC | 54693 | York Generation Company LLC | PA | York | GT#6 | Natural Gas Fired Combined Cycle | CT | CC1 | S | X | N | 50737 | 50737 | 8.3 | 0.8 |  |  | 4.1 | N |  |  | OP | X | 4 | 1989 | 9 | 2021 | N | IPP Non-CHP | 2 | [11 empty] | N | N |  | 12H | [23 empty] | N | N | N | bar: X T to NG NG
18458 | York Generation Company LLC | 54693 | York Generation Company LLC | PA | York | ST#1 | Natural Gas Fired Combined Cycle | CA | CC1 | S | Y | X | 50737 | 50737 | 9.5 | 0.85 |  |  | 1 | N |  |  | OP | X | 4 | 1989 | 9 | 2021 | N | IPP Non-CHP | 2 | [11 empty] | N | N |  | 12H | [23 empty] | N | N | N | bar: X T to NG NG
18458 | York Generation Company LLC | 54693 | York Generation Company LLC | PA | York | ST#2 | Natural Gas Fired Combined Cycle | CA | CC1 | S | Y | X | 50737 | 50737 | 9.5 | 0.85 |  |  | 1 | N |  |  | OP | X | 4 | 1989 | 9 | 2021 | N | IPP Non-CHP | 2 | [11 empty] | N | N |  | 12H | [23 empty] | N | N | N | bar: X T to NG NG
19517 | United States Steel- Clairton | 50729 | Clairton Works | PA | Allegheny | GEN3 | Other Gases | ST |  | S | X | X |  |  | 10 | 0.8 | 8 | 8 | 1 | N |  |  | OP | X | 1 | 1955 |  |  | N | Industrial CHP | 7 | X T: X; NG NG: OG; NG BLQ: NG; NG NG: OG |  |  |  | N | N |  | 1H | [23 empty] | N | N | N
15276 | TalenEnergy Martins Creek LLC | 3139 | TalenEnergy Martin Creek LLC Allentown | PA | Lehigh | CTG1 | Petroleum Liquids | GT |  | S | X | X | 48934141 | 48934141 | 16 | 0.85 | 14 | 14 | 14 | N |  |  | OP | X | 7 | 1967 |  |  | N | IPP Non-CHP | 2 | X T: X; NG NG: DFO |  |  |  | N | N |  | 1H | [23 empty] | N | N | N
15276 | TalenEnergy Martins Creek LLC | 3139 | TalenEnergy Martin Creek LLC Allentown | PA | Lehigh | CTG2 | Petroleum Liquids | GT |  | S | X | X | 48934143 | 48934143 | 16 | 0.85 | 14 | 14 | 14 | N |  |  | OP | X | 7 | 1967 |  |  | N | IPP Non-CHP | 2 | X T: X; NG NG: DFO |  |  |  | N | N |  | 1H | [23 empty] | N | N | N
15276 | TalenEnergy Martins Creek LLC | 3139 | TalenEnergy Martin Creek LLC Allentown | PA | Lehigh | CTG3 | Petroleum Liquids | GT |  | S | X | X | 48934145 | 48934145 | 16 | 0.85 | 14 | 14 | 14 | N |  |  | OP | X | 7 | 1967 |  |  | N | IPP Non-CHP | 2 | X T: X; NG NG: DFO |  |  |  | N | N |  | 1H | [23 empty] | N | N | N
15276 | TalenEnergy Martins Creek LLC | 3139 | TalenEnergy Martin Creek LLC Allentown | PA | Lehigh | CTG4 | Petroleum Liquids | GT |  | S | X | X | 48934147 | 48934147 | 16 | 0.85 | 14 | 14 | 14 | N |  |  | OP | X | 7 | 1967 |  |  | N | IPP Non-CHP | 2 | X T: X; NG NG: DFO |  |  |  | N | N |  | 1H | [23 empty] | N | N | N
15276 | TalenEnergy Martins Creek LLC | 3143 | TalenEnergy Martins Creek LLC Harrisburg | PA | Dauphin | CTG1 | Petroleum Liquids | GT |  | S | X | X | 48934149 | 48934149 | 16 | 0.85 | 13.4 | 13.4 | 13.4 | N |  |  | OP | X | 3 | 1967 |  |  | N | IPP Non-CHP | 2 | X T: X; NG NG: DFO |  |  |  | N | N |  | 1H | [23 empty] | N | N | N
15276 | TalenEnergy Martins Creek LLC | 3143 | TalenEnergy Martins Creek LLC Harrisburg | PA | Dauphin | CTG2 | Petroleum Liquids | GT |  | S | X | X | 48934151 | 48934151 | 16 | 0.85 | 13.9 | 13.9 | 13.9 | N |  |  | OP | X | 3 | 1967 |  |  | N | IPP Non-CHP | 2 | X T: X; NG NG: DFO |  |  |  | N | N |  | 1H | [23 empty] | N | N | N
15276 | TalenEnergy Martins Creek LLC | 3143 | TalenEnergy Martins Creek LLC Harrisburg | PA | Dauphin | CTG3 | Petroleum Liquids | GT |  | S | X | X | 48934153 | 48934153 | 16 | 0.85 | 13.8 | 13.8 | 13.8 | N |  |  | OP | X | 3 | 1967 |  |  | N | IPP Non-CHP | 2 | X T: X; NG NG: DFO |  |  |  | N | N |  | 1H | [23 empty] | N | N | N
15276 | TalenEnergy Martins Creek LLC | 3144 | TalenEnergy Martins Creek LLC Harwood | PA | Luzerne | CTG1 | Petroleum Liquids | GT |  | S | X | X | 50609 | 50609 | 16 | 0.85 | 12.9 | 12.9 | 12.9 | N |  |  | OP | X | 7 | 1967 | 5 | 2022 | N | IPP Non-CHP | 2 | X T: X; NG NG: DFO |  |  |  | N | N |  | 1H | [23 empty] | N | N | N
15276 | TalenEnergy Martins Creek LLC | 3144 | TalenEnergy Martins Creek LLC Harwood | PA | Luzerne | CTG2 | Petroleum Liquids | GT |  | S | X | X | 50610 | 50610 | 16 | 0.85 | 12.3 | 12.3 | 12.3 | N |  |  | OP | X | 7 | 1967 | 5 | 2022 | N | IPP Non-CHP | 2 | X T: X; NG NG: DFO |  |  |  | N | N |  | 1H | [23 empty] | N | N | N
15276 | TalenEnergy Martins Creek LLC | 3146 | TalenEnergy Martins Creek LLC Jenkins | PA | Luzerne | CTG1 | Petroleum Liquids | GT |  | S | X | X | 50613 | 50613 | 16 | 0.85 | 13.8 | 13.8 | 13.8 | N |  |  | OP | X | 8 | 1969 |  |  | N | IPP Non-CHP | 2 | X T: X; NG NG: DFO |  |  |  | N | N |  | 1H | [23 empty] | N | N | N
15276 | TalenEnergy Martins Creek LLC | 3146 | TalenEnergy Martins Creek LLC Jenkins | PA | Luzerne | CTG2 | Petroleum Liquids | GT |  | S | X | X | 50614 | 50614 | 16 | 0.85 | 13.8 | 13.8 | 13.8 | N |  |  | OP | X | 7 | 1969 |  |  | N | IPP Non-CHP | 2 | X T: X; NG NG: DFO |  |  |  | N | N |  | 1H | [23 empty] | N | N | N
15276 | TalenEnergy Martins Creek LLC | 3155 | TalenEnergy Martins Creek LLC Williamsport | PA | Lycoming | CTG1 | Petroleum Liquids | GT |  | S | X | X | 1048046 | 1048046 | 16 | 0.85 | 13.2 | 13.2 | 13.2 | N |  |  | OP | X | 8 | 1967 |  |  | N | IPP Non-CHP | 2 | X T: X; NG NG: DFO |  |  |  | N |  |  | 1H | [23 empty] | N | N | N
15276 | TalenEnergy Martins Creek LLC | 3155 | TalenEnergy Martins Creek LLC Williamsport | PA | Lycoming | CTG2 | Petroleum Liquids | GT |  | S | X | X | 1048046 | 1048046 | 16 | 0.85 | 13.4 | 13.4 | 13.4 | N |  |  | OP | X | 8 | 1967 |  |  | N | IPP Non-CHP | 2 | X T: X; NG NG: DFO |  |  |  | N |  |  | 1H | [23 empty] | N | N | N
10273 | Kimberly-Clark Corp | 50410 | Chester Operations | PA | Delaware | 6 | Natural Gas Fired Combined Cycle | CT | 6000 | S | X | N |  |  | 17.3 | 0.92 | 14.1 | 16.3 | 6.5 | N |  |  | OP | X | 7 | 2020 |  |  | Y | Industrial CHP | 7 | [11 empty] | N | N | 0 | 1H | [20 empty] | N |  |  | N | N | N | bar: X T to NG NG
10273 | Kimberly-Clark Corp | 50410 | Chester Operations | PA | Delaware | 6A | Natural Gas Fired Combined Cycle | CA | 6000 | S | Y | X |  |  | 17.3 | 0.92 | 14.1 | 16.3 | 6.5 | N |  |  | OP | X | 8 | 2020 |  |  | Y | Industrial CHP | 7 | [11 empty] | N | N | 0 | 1H | [20 empty] | N |  |  | N | N | N | bar: X T to NG NG
10273 | Kimberly-Clark Corp | 50410 | Chester Operations | PA | Delaware | 7 | Natural Gas Fired Combined Cycle | CT | 7000 | S | X | Y |  |  | 17.3 | 0.92 | 14.1 | 16.3 | 6.5 | N |  |  | OP | X | 8 | 2020 |  |  | Y | Industrial CHP | 7 | [11 empty] | N | N |  | 1H | [20 empty] | N |  |  | N | N | bar: X T to NG NG
10273 | Kimberly-Clark Corp | 50410 | Chester Operations | PA | Delaware | 7A | Natural Gas Fired Combined Cycle | CA | 7000 | S | Y | X |  |  | 17.3 | 0.92 | 14.1 | 16.3 | 6.5 | N |  |  | OP | X | 8 | 2020 |  |  | Y | Industrial CHP | 7 | [11 empty] | N | N | 0 | 1H | [20 empty] | N |  |  | N | N | bar: X T to NG NG
63039 | Portland Power, LLC | 3113 | Portland (PA) | PA | Northampton | 3 | Petroleum Liquids | GT |  | S | X | X | 50750 | PORTLAND 13 KV CT 3 | 18 | 0.85 | 15 | 15 | 13 | N |  |  | OP | X | 12 | 1967 |  |  | N | IPP Non-CHP | 2 | X T: X; NG NG: DFO; NG BLQ: NG |  |  |  | N | N |  | 1H | [20 empty] | N |  |  | Y | N | Y
63041 | Titus Power, LLC | 3115 | Titus | PA | Berks | 4 | Petroleum Liquids | GT |  | S | X | X | 50754 | SPREADING 13 KV TITUS4 | 18 | 0.85 | 13 | 17 | 13 | N |  |  | OP | X | 12 | 1967 |  |  | N | IPP Non-CHP | 2 | X T: X; NG NG: DFO |  |  |  | N | N |  | 1H | [20 empty] | N |  |  | N
63041 | Titus Power, LLC | 3115 | Titus | PA | Berks | 5 | Petroleum Liquids | GT |  | S | X | X | 50755 | SPREADING 13 KV TITUS5 | 18 | 0.85 | 14 | 18 | 13 | N |  |  | OP | X | 8 | 1970 |  |  | N | IPP Non-CHP | 2 | X T: X; NG NG: DFO |  |  |  | N | N |  | 1H | [20 empty] | N |  |  | N
15276 | TalenEnergy Martins Creek LLC | 3142 | TalenEnergy Martins Creek LLC Fishbach | PA | Schuylkill | UNT1 | Petroleum Liquids | GT |  | S | X | X | 50598 | 50598 | 18.5 | 0.85 | 14 | 14 | 14 | N |  |  | OP | X | 8 | 1969 |  |  | N | IPP Non-CHP | 2 | X T: X; NG NG: DFO |  |  |  | N | N |  | 1H | [23 empty] | N | N | N
15276 | TalenEnergy Martins Creek LLC | 3142 | TalenEnergy Martins Creek LLC Fishbach | PA | Schuylkill | UNT2 | Petroleum Liquids | GT |  | S | X | X | 50599 | 50599 | 18.5 | 0.85 | 14 | 14 | 14 | N |  |  | OP | X | 8 | 1969 |  |  | N | IPP Non-CHP | 2 | X T: X; NG NG: DFO |  |  |  | N | N |  | 1H | [23 empty] | N | N | N
15276 | TalenEnergy Martins Creek LLC | 3147 | TalenEnergy Martins Creek LLC Lock Haven | PA | Lycoming | CTG | Petroleum Liquids | GT |  | S | X | X | 50616 | 50616 | 18.5 | 0.85 | 14 | 14 | 14 | N |  |  | OP | X | 11 | 1969 |  |  | N | IPP Non-CHP | 2 | X T: X; NG NG: DFO |  |  |  | N | N |  | 1H | [23 empty] | N | N | N
15276 | TalenEnergy Martins Creek LLC | 3154 | TalenEnergy Martins Creek LLC West Shore | PA | Cumberland | CTG1 | Petroleum Liquids | GT |  | S | X | X | 50656 | 50656 | 18.5 | 0.85 | 14 | 14 | 14 | N |  |  | OP | X | 8 | 1969 |  |  | N | IPP Non-CHP | 2 | X T: X; NG NG: DFO |  |  |  | N | N |  | 1H | [23 empty] | N | N | N
15276 | TalenEnergy Martins Creek LLC | 3154 | TalenEnergy Martins Creek LLC West Shore | PA | Cumberland | CTG2 | Petroleum Liquids | GT |  | S | X | X | 50657 | 50657 | 18.5 | 0.85 | 14 | 14 | 14 | N |  |  | OP | X | 8 | 1969 |  |  | N | IPP Non-CHP | 2 | X T: X; NG NG: DFO |  |  |  | N | N |  | 1H | [23 empty] | N | N | N
6035 | Exelon Power | 3157 | Chester Generating Station | PA | Chester | 7 | Petroleum Liquids | GT |  | S | X | X | CHESTER 13 KV UNIT 7 | CHESTER 13 KV UNIT 7 | 18.6 | 0.85 | 13 | 18 | 5 | N |  |  | OP | X | 2 | 1969 |  |  | N | IPP Non-CHP | 2 | X T: X; NG NG: DFO |  |  |  | N | N |  | 10M | [20 empty] | N |  |  | N
6035 | Exelon Power | 3157 | Chester Generating Station | PA | Chester | 8 | Petroleum Liquids | GT |  | S | X | X | CHESTER 13 KV UNIT 8 | CHESTER 13 KV UNIT 8 | 18.6 | 0.85 | 13 | 18 | 5 | N |  |  | OP | X | 5 | 1969 |  |  | N | IPP Non-CHP | 2 | X T: X; NG NG: DFO |  |  |  | N | N |  | 10M | [20 empty] | N |  |  | N
6035 | Exelon Power | 3157 | Chester Generating Station | PA | Chester | 9 | Petroleum Liquids | GT |  | S | X | X | CHESTER 13 KV UNIT 9 | CHESTER 13 KV UNIT 9 | 18.6 | 0.85 | 13 | 18 | 5 | N |  |  | OP | X | 3 | 1969 |  |  | N | IPP Non-CHP | 2 | X T: X; NG NG: DFO |  |  |  | N | N |  | 10M | [20 empty] | N |  |  | N
6035 | Exelon Power | 3160 | Delaware Generating Station | PA | Philadelphia | 10 | Petroleum Liquids | GT |  | S | X | X | DELA PE 13 KV UNIT10 | DELA PE 13 KV UNIT10 | 18.6 | 0.85 | 13 | 18 | 5 | N |  |  | OP | X | 5 | 1969 |  |  | N | IPP Non-CHP | 2 | X T: X; NG NG: DFO |  |  |  | N | N |  | 10M | [20 empty] | N |  |  | N
6035 | Exelon Power | 3160 | Delaware Generating Station | PA | Philadelphia | 11 | Petroleum Liquids | GT |  | S | X | X | DELA PE 13 KV UNIT11 | DELA PE 13 KV UNIT11 | 18.6 | 0.85 | 13 | 18 | 5 | N |  |  | OP | X | 4 | 1969 |  |  | N | IPP Non-CHP | 2 | X T: X; NG NG: DFO |  |  |  | N | N |  | 10M | [20 empty] | N |  |  | N
6035 | Exelon Power | 3160 | Delaware Generating Station | PA | Philadelphia | 12 | Petroleum Liquids | GT |  | S | X | X | DELA PE 13 KV UNIT12 | DELA PE 13 KV UNIT12 | 18.6 | 0.85 | 13 | 18 | 5 | N |  |  | OP | X | 5 | 1969 |  |  | N | IPP Non-CHP | 2 | X T: X; NG NG: DFO |  |  |  | N | N |  | 10M | [20 empty] | N |  |  | N
6035 | Exelon Power | 3161 | Eddystone Generating Station | PA | Delaware | 10 | Petroleum Liquids | GT |  | S | X | X | EDDYSTON13 KV UNIT10 | EDDYSTON13 KV UNIT10 | 18.6 | 0.85 | 13 | 18 | 5 | N |  |  | OP | X | 5 | 1967 |  |  | N | IPP Non-CHP | 2 | X T: X; NG NG: DFO |  |  |  | N | N |  | 10M | [20 empty] | N |  |  | N
6035 | Exelon Power | 3161 | Eddystone Generating Station | PA | Delaware | 20 | Petroleum Liquids | GT |  | S | X | X | EDDYSTON13 KV UNIT20 | EDDYSTON13 KV UNIT20 | 18.6 | 0.85 | 13 | 18 | 5 | N |  |  | OP | X | 10 | 1967 |  |  | N | IPP Non-CHP | 2 | X T: X; NG NG: DFO |  |  |  | N | N | 0 | 10M | [20 empty] | N |  |  | N
6035 | Exelon Power | 3169 | Schuylkill Generating Station | PA | Philadelphia | 10 | Petroleum Liquids | GT |  | S | X | X | SCHUYLKI13 KV UNIT10 | SCHUYLKI13 KV UNIT10 | 18.6 | 0.85 | 13 | 18 | 5 | N |  |  | OP | X | 5 | 1969 |  |  | N | IPP Non-CHP | 2 | X T: X; NG NG: DFO |  |  |  | N | N |  | 10M | [20 empty] | N |  |  | N
6035 | Exelon Power | 3170 | Southwark | PA | Philadelphia | 3 | Petroleum Liquids | GT |  | S | X | X | SWARK 13 KV UNIT3 | SWARK 13 KV UNIT3 | 18.6 | 0.85 | 13 | 18 | 5 | N |  |  | OP | X | 6 | 1967 |  |  | N | IPP Non-CHP | 2 | X T: X; NG NG: DFO |  |  |  | N | N |  | 10M | [20 empty] | N |  |  | N | N
6035 | Exelon Power | 3170 | Southwark | PA | Philadelphia | 4 | Petroleum Liquids | GT |  | S | X | X | SWARK 13 KV UNIT4 | SWARK 13 KV UNIT4 | 18.6 | 0.85 | 13 | 18 | 5 | N |  |  | OP | X | 10 | 1967 |  |  | N | IPP Non-CHP | 2 | X T: X; NG NG: DFO |  |  |  | N | N |  | 10M | [20 empty] | N |  |  | N | N
6035 | Exelon Power | 3170 | Southwark | PA | Philadelphia | 5 | Petroleum Liquids | GT |  | S | X | X | SWARK 13 KV UNIT5 | SWARK 13 KV UNIT5 | 18.6 | 0.85 | 13 | 18 | 5 | N |  |  | OP | X | 7 | 1967 |  |  | N | IPP Non-CHP | 2 | X T: X; NG NG: DFO |  |  |  | N | N |  | 10M | [20 empty] | N |  |  | N | N
6035 | Exelon Power | 3170 | Southwark | PA | Philadelphia | 6 | Petroleum Liquids | GT |  | S | X | X | SWARK 13 KV UNIT6 | SWARK 13 KV UNIT6 | 18.6 | 0.85 | 13 | 18 | 5 | N |  |  | OP | X | 11 | 1968 |  |  | N | IPP Non-CHP | 2 | X T: X; NG NG: DFO |  |  |  | N | N |  | 10M | [23 empty] | N
63035 | Hamilton Power, LLC | 3109 | Hamilton (PA) | PA | Adams | 1 | Petroleum Liquids | GT |  | S | X | X | 50738 | HAMILTON 13 KV HAMLTN | 19.6 | 0.85 | 18 | 24 | 18 | N |  |  | OP | X | 6 | 1971 |  |  | N | IPP Non-CHP | 2 | X T: X; NG NG: DFO |  |  |  | N | N |  | 1H | [20 empty] | N |  |  | N
63036 | Hunterstown Power, LLC | 3110 | Hunterstown | PA | Adams | 1 | Natural Gas Fired Combustion Turbine | GT |  | S | X | X | 50739 | HUNTERST 13 KV HUNTR1 | 20 | 0.85 | 20 | 20 | 18 | N |  |  | OP | X | 5 | 1971 |  |  | N | IPP Non-CHP | 2 | X T: X; NG NG: NG; NG BLQ: DFO |  |  |  | N | N |  | 1H | [20 empty] | N |  |  | Y | N | Y
63036 | Hunterstown Power, LLC | 3110 | Hunterstown | PA | Adams | 2 | Natural Gas Fired Combustion Turbine | GT |  | S | X | X | 50740 | HUNTERST 13 KV HUNTR2 | 20 | 0.85 | 20 | 20 | 17 | N |  |  | OP | X | 5 | 1971 |  |  | N | IPP Non-CHP | 2 | X T: X; NG NG: NG; NG BLQ: DFO |  |  |  | N | N |  | 1H | [20 empty] | N |  |  | Y | N | Y
63036 | Hunterstown Power, LLC | 3110 | Hunterstown | PA | Adams | 3 | Natural Gas Fired Combustion Turbine | GT |  | S | X | X | 50741 | HUNTERST 13 KV HUNTR3 | 20 | 0.85 | 20 | 20 | 18 | N |  |  | OP | X | 5 | 1971 |  |  | N | IPP Non-CHP | 2 | X T: X; NG NG: NG; NG BLQ: DFO |  |  |  | N | N |  | 1H | [20 empty] | N |  |  | Y | N | Y
63039 | Portland Power, LLC | 3113 | Portland (PA) | PA | Northampton | 4 | Petroleum Liquids | GT |  | S | X | X | 50751 | PORTLAND 13 KV CT 4 | 20 | 0.85 | 20 | 20 | 17 | N |  |  | OP | X | 5 | 1971 |  |  | N | IPP Non-CHP | 2 | X T: X; NG NG: DFO; NG BLQ: NG |  |  |  | N | N |  | 1H | [20 empty] | N |  |  | Y | N | Y
63040 | Shawnee Power, LLC | 3114 | Shawnee (PA) | PA | Monroe | 1 | Petroleum Liquids | GT |  | S | X | X | 50753 | SHAWNEE 13 KV SHAWNE | 20 | 0.85 | 17 | 24 | 17 | N |  |  | OP | X | 6 | 1972 |  |  | N | IPP Non-CHP | 2 | X T: X; NG NG: DFO |  |  |  | N | N |  | 1H | [20 empty] | N |  |  | N | N
19517 | United States Steel- Clairton | 50729 | Clairton Works | PA | Allegheny | GEN1 | Other Gases | ST |  | S | X | X |  |  | 21 | 0.85 | 16 | 18 | 2 | N |  |  | OP | X | 1 | 1955 |  |  | Y | Industrial CHP | 7 | X T: T; NG NG: OG; NG BLQ: NG; NG NG: OG |  |  |  | N | N |  | 1H | [23 empty] | N | N | N
6035 | Exelon Power | 3160 | Delaware Generating Station | PA | Philadelphia | 9 | Petroleum Liquids | GT |  | S | X | X | DELA PE 13 KV UNIT09 | DELA PE 13 KV UNIT09 | 21.2 | 0.85 | 17 | 20 | 5 | N |  |  | OP | X | 7 | 1970 |  |  | N | IPP Non-CHP | 2 | X T: X; NG NG: DFO |  |  |  | N | N |  | 10M | [20 empty] | N |  |  | N
6035 | Exelon Power | 3161 | Eddystone Generating Station | PA | Delaware | 30 | Petroleum Liquids | GT |  | S | X | X | EDDYSTON13 KV UNIT30 | EDDYSTON13 KV UNIT30 | 21.2 | 0.85 | 17 | 20 | 5 | N |  |  | OP | X | 3 | 1970 |  |  | N | IPP Non-CHP | 2 | X T: X; NG NG: DFO |  |  |  | N | N |  | 10M | [20 empty] | N |  |  | N
6035 | Exelon Power | 3161 | Eddystone Generating Station | PA | Delaware | 40 | Petroleum Liquids | GT |  | S | X | X | EDDYSTON13 KV UNIT40 | EDDYSTON13 KV UNIT40 | 21.2 | 0.85 | 17 | 20 | 5 | N |  |  | OP | X | 6 | 1970 |  |  | N | IPP Non-CHP | 2 | X T: X; NG NG: DFO |  |  |  | N | N |  | 10M | [20 empty] | N |  |  | N
6035 | Exelon Power | 3162 | Falls | PA | Bucks | 1 | Petroleum Liquids | GT |  | S | X | X | FALLS 13 KV UNIT01 | FALLS 13 KV UNIT01 | 21.2 | 0.85 | 17 | 20 | 5 | N |  |  | OP | X | 5 | 1970 |  |  | N | IPP Non-CHP | 2 | X T: X; NG NG: DFO |  |  |  | N | N |  | 10M | [20 empty] | N |  |  | N
6035 | Exelon Power | 3162 | Falls | PA | Bucks | 2 | Petroleum Liquids | GT |  | S | X | X | FALLS 13 KV UNIT02 | FALLS 13 KV UNIT02 | 21.2 | 0.85 | 17 | 20 | 5 | N |  |  | OP | X | 5 | 1970 |  |  | N | IPP Non-CHP | 2 | X T: X; NG NG: DFO |  |  |  | N | N |  | 10M | [20 empty] | N |  |  | N
6035 | Exelon Power | 3162 | Falls | PA | Bucks | 3 | Petroleum Liquids | GT |  | S | X | X | FALLS 13 KV UNIT03 | FALLS 13 KV UNIT03 | 21.2 | 0.85 | 17 | 20 | 5 | N |  |  | OP | X | 6 | 1970 |  |  | N | IPP Non-CHP | 2 | X T: X; NG NG: DFO |  |  |  | N | N |  | 10M | [20 empty] | N |  |  | N
6035 | Exelon Power | 3163 | Moser Generating Station | PA | Montgomery | 1 | Petroleum Liquids | GT |  | S | X | X | MOSER 13 KV UNIT1 | MOSER 13 KV UNIT1 | 21.2 | 0.85 | 17 | 20 | 5 | N |  |  | OP | X | 6 | 1970 |  |  | N | IPP Non-CHP | 2 | X T: X; NG NG: DFO |  |  |  | N | N |  | 10M | [20 empty] | N |  |  | N
6035 | Exelon Power | 3163 | Moser Generating Station | PA | Montgomery | 2 | Petroleum Liquids | GT |  | S | X | X | MOSER 13 KV UNIT2 | MOSER 13 KV UNIT2 | 21.2 | 0.85 | 17 | 20 | 5 | N |  |  | OP | X | 5 | 1970 |  |  | N | IPP Non-CHP | 2 | X T: X; NG NG: DFO |  |  |  | N | N |  | 10M | [20 empty] | N |  |  | N
6035 | Exelon Power | 3163 | Moser Generating Station | PA | Montgomery | 3 | Petroleum Liquids | GT |  | S | X | X | MOSER 13 KV UNIT3 | MOSER 13 KV UNIT3 | 21.2 | 0.85 | 17 | 20 | 5 | N |  |  | OP | X | 6 | 1970 |  |  | N | IPP Non-CHP | 2 | X T: X; NG NG: DFO |  |  |  | N | N |  | 10M | [20 empty] | N |  |  | N
6035 | Exelon Power | 3169 | Schuylkill Generating Station | PA | Philadelphia | 11 | Petroleum Liquids | GT |  | S | X | X | SCHUYLKI13 KV UNIT11 | SCHUYLKI13 KV UNIT11 | 21.2 | 0.85 | 17 | 20 | 5 | N |  |  | OP | X | 6 | 1971 |  |  | N | IPP Non-CHP | 2 | X T: X; NG NG: DFO |  |  |  | N | N |  | 10M | [20 empty] | N |  |  | N
15276 | TalenEnergy Martins Creek LLC | 3148 | TalenEnergy Martins Creek | PA | Northampton | CTG3 | Natural Gas Fired Combustion Turbine | GT |  | W | X | X | 48934165 | 48934165 | 22.3 | 0.85 | 18 | 18 | 18 | N |  |  | OP | X | 6 | 1971 |  |  | N | IPP Non-CHP | 2 | [11 empty] | N | N |  | 1H | [23 empty] | N | N | N | bar: X T to NG NG
22174 | PEI Power Corp | 50279 | Archbald Power Station | PA | Lackawanna | GEN1 | Landfill Gas | ST |  | S | X | X | 1048035 | ARCHTAP13 KV PEI 1 | 23.2 | 1 | 20 | 20 | 10 | N |  |  | OP | X | 9 | 1988 |  |  | N | IPP Non-CHP | 2 | X T: X; NG NG: LFG; NG BLQ: NG; NG NG: NG |  |  |  | N | N |  | OVER |  |  |  | N | N | [18 empty] | Y | Y | N
15276 | TalenEnergy Martins Creek LLC | 3148 | TalenEnergy Martins Creek | PA | Northampton | CTG1 | Natural Gas Fired Combustion Turbine | GT |  | W | X | X | 48934161 | 48934161 | 23.6 | 0.9 | 18 | 18 | 18 | N |  |  | OP | X | 6 | 1971 |  |  | N | IPP Non-CHP | 2 | [11 empty] | N | N |  | 1H | [23 empty] | N | N | N | bar: X T to NG NG
15276 | TalenEnergy Martins Creek LLC | 3148 | TalenEnergy Martins Creek | PA | Northampton | CTG2 | Natural Gas Fired Combustion Turbine | GT |  | W | X | X | 48934163 | 48934163 | 23.6 | 0.9 | 17.3 | 17.3 | 17.3 | N |  |  | OP | X | 6 | 1971 |  |  | N | IPP Non-CHP | 2 | [11 empty] | N | N |  | 1H | [23 empty] | N | N | N | bar: X T to NG NG
15276 | TalenEnergy Martins Creek LLC | 3148 | TalenEnergy Martins Creek | PA | Northampton | CTG4 | Natural Gas Fired Combustion Turbine | GT |  | W | X | X | 48934167 | 48934167 | 23.6 | 0.9 | 17.3 | 17.3 | 17.3 | N |  |  | OP | X | 6 | 1971 |  |  | N | IPP Non-CHP | 2 | [11 empty] | N | N |  | 1H | [23 empty] | N | N | N | bar: X T to NG NG
22001 | Sunbury Generation LP | 3152 | Sunbury Generation LP | PA | Snyder | CTG1 | Petroleum Liquids | GT |  | S | X | X | SUNBURY | SUNBURY | 23.6 | 0.85 | 18 | 18 | 2 | N |  |  | SB | Y | 11 | 1971 |  |  | N | IPP Non-CHP | 2 | X T: X; NG NG: DFO; NG NG: DFO |  |  |  | N | N |  | 1H | [20 empty] | N |  |  | N | N | N
22001 | Sunbury Generation LP | 3152 | Sunbury Generation LP | PA | Snyder | CTG2 | Petroleum Liquids | GT |  | S | X | X | SUNBURY | SUNBURY | 23.6 | 0.85 | 18 | 18 | 2 | N |  |  | SB | Y | 11 | 1971 |  |  | N | IPP Non-CHP | 2 | X T: X; NG NG: DFO; NG NG: DFO |  |  |  | N | N |  | 1H | [20 empty] | N |  |  | N | N | N
63043 | Blossburg Power, LLC | 3120 | Blossburg | PA | Tioga | 1 | Natural Gas Fired Combustion Turbine | GT |  | S | X | X | 50765 | bLOSSBUR 13 KV UNITCT | 24 | 0.85 | 19 | 19 | 16 | N |  |  | OP | X | 5 | 1971 |  |  | N | IPP Non-CHP | 2 | [11 empty] | N | N |  | 1H | [20 empty] | N |  |  | N | N | N | bar: X T to NG NG
8181 | Harrisburg Authority | 10118 | Harrisburg Facility | PA | Dauphin | GEN3 | Municipal Solid Waste | ST |  | W | X | X |  |  | 24.1 | 1 | 16.7 | 16.7 | 4 | N |  |  | OP | X | 4 | 2006 |  |  | Y | IPP CHP | 3 | X T: T; NG NG: MSW; NG BLQ: NG; NG NG: NG |  |  |  | N | N |  | 12H | [23 empty] | N
54842 | WM Renewable Energy LLC | 50570 | Chestnut Ridge Gas Recovery | TN | Anderson | GEN1 | Landfill Gas | IC |  | S | X | X | TVA | TVA | 0.8 | 0.98 | 0.8 | 0.8 | 0.5 | N |  |  | OP | X | 1 | 1992 |  |  | N | IPP Non-CHP | 2 | X T: X; NG NG: LFG |  |  |  | N |  |  | 1H | [23 empty] | N | N | N
54842 | WM Renewable Energy LLC | 50570 | Chestnut Ridge Gas Recovery | TN | Anderson | GEN2 | Landfill Gas | IC |  | S | X | X | TVA | TVA | 0.8 | 0.98 | 0.8 | 0.8 | 0.5 | N |  |  | OP | X | 1 | 1992 |  |  | N | IPP Non-CHP | 2 | X T: X; NG NG: LFG |  |  |  | N |  |  | 1H | [23 empty] | N | N | N
54842 | WM Renewable Energy LLC | 50570 | Chestnut Ridge Gas Recovery | TN | Anderson | GEN3 | Landfill Gas | IC |  | S | X | X | TVA | TVA | 0.8 | 0.98 | 0.8 | 0.8 | 0.5 | N |  |  | OP | X | 1 | 1992 |  |  | N | IPP Non-CHP | 2 | X T: X; NG NG: LFG |  |  |  | N |  |  | 1H | [23 empty] | N | N | N
54842 | WM Renewable Energy LLC | 50570 | Chestnut Ridge Gas Recovery | TN | Anderson | GEN4 | Landfill Gas | IC |  | S | X | X | TVA | TVA | 0.8 | 0.98 | 0.8 | 0.8 | 0.5 | N |  |  | OP | X | 1 | 1992 |  |  | N | IPP Non-CHP | 2 | X T: X; NG NG: LFG |  |  |  | N |  |  | 1H | [23 empty] | N | N | N
61038 | Cube District Energy, LLC | 58559 | Bi-County Gas Producers | TN | Montgomery | GEN1 | Landfill Gas | IC |  | S | X | X |  |  | 1 | 0.9 | 0.9 | 0.9 | 0.8 | N |  |  | OP | X | 8 | 2011 |  |  | N | IPP Non-CHP | 2 | X T: X; NG NG: LFG |  |  |  | N |  |  | 10M | [23 empty] | N
54842 | WM Renewable Energy LLC | 50570 | Chestnut Ridge Gas Recovery | TN | Anderson | GEN5 | Landfill Gas | IC |  | S | X | X | TVA | TVA | 1.6 | 0.98 | 1.6 | 1.6 | 0.8 | N |  |  | OP | X | 11 | 2011 |  |  | N | IPP Non-CHP | 2 | X T: X; NG NG: LFG |  |  |  | N |  |  | 1H | [23 empty] | N | N | N
54842 | WM Renewable Energy LLC | 57409 | West Camden | TN | Benton | GEN1 | Landfill Gas | IC |  | S | X | X | TVA | TVA | 1.6 | 0.98 | 1.6 | 1.6 | 0.8 | N |  |  | OP | X | 3 | 2012 |  |  | N | IPP Non-CHP | 2 | X T: X; NG NG: LFG |  |  |  | N |  |  | 1H | [23 empty] | N | N | N
54842 | WM Renewable Energy LLC | 57409 | West Camden | TN | Benton | GEN2 | Landfill Gas | IC |  | S | X | X | TVA | TVA | 1.6 | 0.98 | 1.6 | 1.6 | 0.8 | N |  |  | OP | X | 3 | 2012 |  |  | N | IPP Non-CHP | 2 | X T: X; NG NG: LFG |  |  |  | N |  |  | 1H | [23 empty] | N | N | N
54842 | WM Renewable Energy LLC | 57409 | West Camden | TN | Benton | GEN3 | Landfill Gas | IC |  | S | X | X | TVA | TVA | 1.6 | 0.98 | 1.6 | 1.6 | 0.8 | N |  |  | OP | X | 3 | 2012 |  |  | N | IPP Non-CHP | 2 | X T: X; NG NG: LFG |  |  |  | N |  |  | 1H | [23 empty] | N | N | N
58303 | Energy Systems Group LLC | 59809 | Mountain Home Energy Center | TN | Washington | GEN2 | Petroleum Liquids | IC |  | W | X | X |  |  | 1.8 | 0.8 | 1.8 | 1.8 | 0.6 | N |  |  | SB | Y | 6 | 2002 |  |  | N | IPP Non-CHP | 2 | X T: X; NG NG: DFO |  |  |  | N | N |  | 1H | [23 empty] | N | N | N
58303 | Energy Systems Group LLC | 59809 | Mountain Home Energy Center | TN | Washington | GEN3 | Petroleum Liquids | IC |  | W | X | X |  |  | 1.8 | 0.8 | 1.8 | 1.8 | 0.6 | N |  |  | SB | Y | 6 | 2002 |  |  | N | IPP Non-CHP | 2 | X T: X; NG NG: DFO |  |  |  | N | N |  | 1H | [23 empty] | N | N | N
15293 | Powell Valley Electric Coop | 7883 | Powell Valley | TN | Hancock | 1 | Petroleum Liquids | IC |  | S | X | X |  |  | 2 | 0.9 | 1.8 | 1.8 | 0.4 | N |  |  | OP | X | 7 | 2000 |  |  | N | Electric Utility | 1 | X T: X; NG NG: DFO |  |  |  | N | N |  | 10M | [23 empty] | N
15293 | Powell Valley Electric Coop | 7883 | Powell Valley | TN | Hancock | 10 | Petroleum Liquids | IC |  | S | X | X |  |  | 2 | 0.9 | 1.8 | 1.8 | 0.4 | N |  |  | OP | X | 7 | 2000 |  |  | N | Electric Utility | 1 | X T: X; NG NG: DFO |  |  |  | N | N |  | 10M | [23 empty] | N
15293 | Powell Valley Electric Coop | 7883 | Powell Valley | TN | Hancock | 11 | Petroleum Liquids | IC |  | S | X | X |  |  | 2 | 0.9 | 1.8 | 1.8 | 0.4 | N |  |  | OP | X | 7 | 2000 |  |  | N | Electric Utility | 1 | X T: X; NG NG: DFO |  |  |  | N | N |  | 10M | [23 empty] | N
15293 | Powell Valley Electric Coop | 7883 | Powell Valley | TN | Hancock | 2 | Petroleum Liquids | IC |  | S | X | X |  |  | 2 | 0.9 | 1.8 | 1.8 | 0.4 | N |  |  | OP | X | 7 | 2000 |  |  | N | Electric Utility | 1 | X T: X; NG NG: DFO |  |  |  | N | N |  | 10M | [23 empty] | N | N
15293 | Powell Valley Electric Coop | 7883 | Powell Valley | TN | Hancock | 3 | Petroleum Liquids | IC |  | S | X | X |  |  | 2 | 0.9 | 1.8 | 1.8 | 0.4 | N |  |  | OP | X | 7 | 2000 |  |  | N | Electric Utility | 1 | X T: X; NG NG: DFO |  |  |  | N | N |  | 10M | [23 empty] | N | N
15293 | Powell Valley Electric Coop | 7883 | Powell Valley | TN | Hancock | 4 | Petroleum Liquids | IC |  | S | X | X |  |  | 2 | 0.9 | 1.8 | 1.8 | 0.4 | N |  |  | OP | X | 7 | 2000 |  |  | N | Electric Utility | 1 | X T: X; NG NG: DFO |  |  |  | N | N |  | 10M | [23 empty] | N | N
15293 | Powell Valley Electric Coop | 7883 | Powell Valley | TN | Hancock | 5 | Petroleum Liquids | IC |  | S | X | X |  |  | 2 | 0.9 | 1.8 | 1.8 | 0.4 | N |  |  | OP | X | 7 | 2000 |  |  | N | Electric Utility | 1 | X T: X; NG NG: DFO |  |  |  | N | N |  | 10M | [23 empty] | N
15293 | Powell Valley Electric Coop | 7883 | Powell Valley | TN | Hancock | 6 | Petroleum Liquids | IC |  | S | X | X |  |  | 2 | 0.9 | 1.8 | 1.8 | 0.4 | N |  |  | OP | X | 7 | 2000 |  |  | N | Electric Utility | 1 | X T: X; NG NG: DFO |  |  |  | N | N |  | 10M | [23 empty] | N
15293 | Powell Valley Electric Coop | 7883 | Powell Valley | TN | Hancock | 7 | Petroleum Liquids | IC |  | S | X | X |  |  | 2 | 0.9 | 1.8 | 1.8 | 0.4 | N |  |  | OP | X | 7 | 2000 |  |  | N | Electric Utility | 1 | X T: X; NG NG: DFO |  |  |  | N | N |  | 10M | [23 empty] | N
15293 | Powell Valley Electric Coop | 7883 | Powell Valley | TN | Hancock | 8 | Petroleum Liquids | IC |  | S | X | X |  |  | 2 | 0.9 | 1.8 | 1.8 | 0.4 | N |  |  | OP | X | 7 | 2000 |  |  | N | Electric Utility | 1 | X T: X; NG NG: DFO |  |  |  | N | N |  | 10M | [23 empty] | N
15293 | Powell Valley Electric Coop | 7883 | Powell Valley | TN | Hancock | 9 | Petroleum Liquids | IC |  | S | X | X |  |  | 2 | 0.9 | 1.8 | 1.8 | 0.4 | N |  |  | OP | X | 7 | 2000 |  |  | N | Electric Utility | 1 | X T: X; NG NG: DFO |  |  |  | N | N |  | 10M | [23 empty] | N
12186 | McMinnville Electric System | 55928 | McMinnville | TN | Warren | 1 | Petroleum Liquids | IC |  | S | X | X |  |  | 2 | 0.95 | 1.8 | 1.8 | 0.5 | N |  |  | OP | X | 6 | 2001 |  |  | N | Electric Utility | 1 | X T: X; NG NG: DFO |  |  |  | N | N |  | 10M | [23 empty] | N | N | N
12186 | McMinnville Electric System | 55928 | McMinnville | TN | Warren | 10 | Petroleum Liquids | IC |  | S | X | X |  |  | 2 | 0.95 | 1.8 | 1.8 | 0.5 | N |  |  | OP | X | 6 | 2001 |  |  | N | Electric Utility | 1 | X T: X; NG NG: DFO |  |  |  | N | N |  | 10M | [23 empty] | N | N | N
12186 | McMinnville Electric System | 55928 | McMinnville | TN | Warren | 11 | Petroleum Liquids | IC |  | S | X | X |  |  | 2 | 0.95 | 1.8 | 1.8 | 0.5 | N |  |  | OP | X | 6 | 2001 |  |  | N | Electric Utility | 1 | X T: X; NG NG: DFO |  |  |  | N | N |  | 10M | [23 empty] | N | N | N
12186 | McMinnville Electric System | 55928 | McMinnville | TN | Warren | 12 | Other Waste Biomass | IC |  | S | X | X |  |  | 2 | 0.95 | 1.8 | 1.8 | 0.5 | N |  |  | OP | X | 7 | 2005 |  |  | N | Electric Utility | 1 | X T: X; NG NG: OBL; NG BLQ: DFO |  |  |  | N | N |  | 10M | [23 empty] | Y | Y | N
12186 | McMinnville Electric System | 55928 | McMinnville | TN | Warren | 2 | Petroleum Liquids | IC |  | S | X | X |  |  | 2 | 0.95 | 1.8 | 1.8 | 0.5 | N |  |  | OP | X | 6 | 2001 |  |  | N | Electric Utility | 1 | X T: X; NG NG: DFO |  |  |  | N | N |  | 10M | [23 empty] | N |  | N
12186 | McMinnville Electric System | 55928 | McMinnville | TN | Warren | 3 | Petroleum Liquids | IC |  | S | X | X |  |  | 2 | 0.95 | 1.8 | 1.8 | 0.5 | N |  |  | OP | X | 6 | 2001 |  |  | N | Electric Utility | 1 | X T: X; NG NG: DFO |  |  |  | N | N |  | 10M | [23 empty] | N |  | N
12186 | McMinnville Electric System | 55928 | McMinnville | TN | Warren | 4 | Petroleum Liquids | IC |  | S | X | X |  |  | 2 | 0.95 | 1.8 | 1.8 | 0.5 | N |  |  | OP | X | 6 | 2001 |  |  | N | Electric Utility | 1 | X T: X; NG NG: DFO |  |  |  | N | N |  | 10M | [23 empty] | N |  | N
12186 | McMinnville Electric System | 55928 | McMinnville | TN | Warren | 5 | Petroleum Liquids | IC |  | S | X | X |  |  | 2 | 0.95 | 1.8 | 1.8 | 0.5 | N |  |  | OP | X | 6 | 2001 |  |  | N | Electric Utility | 1 | X T: X; NG NG: DFO |  |  |  | N | N |  | 10M | [23 empty] | N |  | N
12186 | McMinnville Electric System | 55928 | McMinnville | TN | Warren | 6 | Petroleum Liquids | IC |  | S | X | X |  |  | 2 | 0.95 | 1.8 | 1.8 | 0.5 | N |  |  | OP | X | 6 | 2001 |  |  | N | Electric Utility | 1 | X T: X; NG NG: DFO |  |  |  | N | N |  | 10M | [23 empty] | N |  | N
12186 | McMinnville Electric System | 55928 | McMinnville | TN | Warren | 7 | Petroleum Liquids | IC |  | S | X | X |  |  | 2 | 0.95 | 1.8 | 1.8 | 0.5 | N |  |  | OP | X | 6 | 2001 |  |  | N | Electric Utility | 1 | X T: X; NG NG: DFO |  |  |  | N | N |  | 10M | [23 empty] | N |  | N
12186 | McMinnville Electric System | 55928 | McMinnville | TN | Warren | 8 | Petroleum Liquids | IC |  | S | X | X |  |  | 2 | 0.95 | 1.8 | 1.8 | 0.5 | N |  |  | OP | X | 6 | 2001 |  |  | N | Electric Utility | 1 | X T: X; NG NG: DFO |  |  |  | N | N |  | 10M | [23 empty] | N |  | N
12186 | McMinnville Electric System | 55928 | McMinnville | TN | Warren | 9 | Petroleum Liquids | IC |  | S | X | X |  |  | 2 | 0.95 | 1.8 | 1.8 | 0.5 | N |  |  | OP | X | 6 | 2001 |  |  | N | Electric Utility | 1 | X T: X; NG NG: DFO |  |  |  | N | N |  | 10M | [23 empty] | N |  | N
61038 | Cube District Energy, LLC | 58559 | Bi-County Gas Producers | TN | Montgomery | GEN2 | Landfill Gas | IC |  | S | X | X |  |  | 2 | 0.9 | 1.9 | 1.9 | 1.8 | N |  |  | OP | X | 12 | 2013 |  |  | N | IPP Non-CHP | 2 | X T: X; NG NG: LFG |  |  |  | N |  |  | 10M | [23 empty] | N
58303 | Energy Systems Group LLC | 59809 | Mountain Home Energy Center | TN | Washington | GEN1 | Natural Gas Internal Combustion Engine | IC |  | W | X | X |  |  | 3.2 | 0.8 | 3.2 | 3.2 | 0.1 | N |  |  | OP | X | 6 | 2002 |  |  | N | IPP Non-CHP | 2 | X T: X; NG NG: NG; NG BLQ: DFO; NG BIT: LFG |  |  |  | N | N |  | 1H | [23 empty] | Y | Y | Y
32487 | Gaylord Entertainment Co | 55037 | Opryland USA | TN | Davidson | GTO1 | Natural Gas Fired Combustion Turbine | GT |  | S | X | X |  |  | 4.5 | 0.87 | 3.8 | 3.7 | 0.6 | N |  |  | OP | X | 7 | 1995 |  |  | Y | Commercial CHP | 5 | [11 empty] | N | N |  | 1H | [23 empty] | N | bar: X T to NG NG
21466 | University of Tennessee | 55036 | University of Tennessee Steam Plant | TN | Knox | GEN1 | Natural Gas Fired Combustion Turbine | GT |  | S | X | X |  |  | 5 | 0.8 | 4.5 | 4.7 | 0.4 | N |  |  | OP | X | 6 | 1996 |  |  | Y | Commercial CHP | 5 | [11 empty] | N | N |  | 10M | [23 empty] | N | N | N | bar: X T to NG NG
58100 | Middle Tennessee State University | 58179 | MTSU Power Co-Gen Plant | TN | Rutherford | GT-01 | Natural Gas Fired Combustion Turbine | GT |  | S | X | X |  |  | 5 | 0.8 | 5 | 5 | 0.5 | N |  |  | OP | X | 7 | 1997 |  |  | Y | Commercial CHP | 5 | [11 empty] | N | N |  | 10M | [23 empty] | N | N | N | bar: X T to NG NG
19724 | Vanderbilt University | 52048 | Vanderbilt University Power Plant | TN | Davidson | GT2 | Natural Gas Fired Combustion Turbine | GT |  | S | X | X |  |  | 5.2 | 0.93 | 4 | 5 | 1 | N |  |  | OA | X | 7 | 2002 |  |  | Y | Commercial CHP | 5 | [11 empty] | N | N |  | 1H | [23 empty] | N | N | N | bar: X T to NG NG; NG NG
5610 | Eastman Chemical Co-TN Ops | 50481 | Tennessee Eastman Operations | TN | Sullivan | TG10 | Conventional Steam Coal | ST |  | S | X | X |  |  | 6 | 0.8 | 6 | 6 | 2 | N |  |  | OP | X | 2 | 1946 |  |  | Y | Industrial CHP | 7 | T | BIT | NG | SLW | OTH | OG |  | NG |  |  |  | N | N |  | 12H |  |  | Y |  | Y | [18 empty] | N | N | N
5610 | Eastman Chemical Co-TN Ops | 50481 | Tennessee Eastman Operations | TN | Sullivan | TG11 | Conventional Steam Coal | ST |  | S | X | X |  |  | 6 | 0.8 | 6 | 6 | 2 | N |  |  | OP | X | 5 | 1949 |  |  | Y | Industrial CHP | 7 | B | BIT | NG | SLW | OTH | OG |  | NG |  |  |  | N | N |  | 12H |  |  | Y |  | Y | [18 empty] | N | N | N
5610 | Eastman Chemical Co-TN Ops | 50481 | Tennessee Eastman Operations | TN | Sullivan | TG12 | Conventional Steam Coal | ST |  | S | X | X |  |  | 6 | 0.8 | 6 | 6 | 2 | N |  |  | OP | X | 2 | 1953 |  |  | Y | Industrial CHP | 7 | B | BIT | NG | SLW | OTH | OG |  | NG |  |  |  | N | N |  | 12H |  |  | Y |  | Y | [18 empty] | N | N | N
5610 | Eastman Chemical Co-TN Ops | 50481 | Tennessee Eastman Operations | TN | Sullivan | TGO7 | Conventional Steam Coal | ST |  | S | X | X |  |  | 6 | 0.8 | 6 | 6 | 2 | N |  |  | OP | X | 9 | 1936 |  |  | Y | Industrial CHP | 7 | T | BIT | NG | SLW | OTH | OG |  | NG |  |  |  | N | N |  | 12H |  | Y |  |  | Y | [18 empty] | N | N | N
5610 | Eastman Chemical Co-TN Ops | 50481 | Tennessee Eastman Operations | TN | Sullivan | TGO8 | Conventional Steam Coal | ST |  | S | X | X |  |  | 6 | 0.86 | 6 | 6 | 2 | N |  |  | OP | X | 9 | 1939 |  |  | Y | Industrial CHP | 7 | T | BIT | NG | SLW | OTH | OG |  | NG |  |  |  | N | N |  | 12H |  | Y |  |  | Y | [18 empty] | N | N | N
5610 | Eastman Chemical Co-TN Ops | 50481 | Tennessee Eastman Operations | TN | Sullivan | TGO9 | Conventional Steam Coal | ST |  | S | X | X |  |  | 6 | 0.8 | 6 | 6 | 2 | N |  |  | OP | X | 7 | 1941 |  |  | Y | Industrial CHP | 7 | T | BIT | NG | SLW | OTH | OG |  | NG |  |  |  | N | N |  | 12H |  | Y |  |  | Y | [18 empty] | N | N | N
19724 | Vanderbilt University | 52048 | Vanderbilt University Power Plant | TN | Davidson | GT1B | Natural Gas Fired Combustion Turbine | GT |  | S | X | X |  |  | 6.3 | 0.8 | 5.8 | 6.5 | 1 | N |  |  | OP | X | 7 | 2017 |  |  | Y | Commercial CHP | 5 | [11 empty] | N | N |  | 1H | [23 empty] | N | N | N | bar: X T to NG NG; NG NG
5610 | Eastman Chemical Co-TN Ops | 50481 | Tennessee Eastman Operations | TN | Sullivan | TG13 | Conventional Steam Coal | ST |  | S | X | X |  |  | 7 | 0.8 | 7 | 7 | 2 | N |  |  | OP | X | 1 | 1960 |  |  | Y | Industrial CHP | 7 | T | BIT | NG | SLW | OTH | OG |  | NG |  |  |  | N | N |  | 12H |  |  | Y |  | Y | [18 empty] | N | N | N
19724 | Vanderbilt University | 52048 | Vanderbilt University Power Plant | TN | Davidson | GT3 | Natural Gas Fired Combustion Turbine | GT |  | S | X | X |  |  | 7.2 | 0.8 | 7.8 | 8.7 | 1 | N |  |  | OP | X | 8 | 2015 |  |  | Y | Commercial CHP | 5 | [11 empty] | N | N |  | 1H | [23 empty] | N | N | N | bar: X T to NG NG; NG NG
5610 | Eastman Chemical Co-TN Ops | 50481 | Tennessee Eastman Operations | TN | Sullivan | TG15 | Conventional Steam Coal | ST |  | S | X | X |  |  | 7.5 | 0.8 | 7.5 | 7.5 | 2 | N |  |  | OP | X | 10 | 1963 |  |  | Y | Industrial CHP | 7 | T | BIT | NG | SLW | OTH | OG |  | NG |  |  |  | N | N |  | 12H |  |  | Y |  | Y | [18 empty] | N | N | N
5610 | Eastman Chemical Co-TN Ops | 50481 | Tennessee Eastman Operations | TN | Sullivan | TG14 | Conventional Steam Coal | ST |  | S | X | X |  |  | 10 | 0.8 | 10 | 10 | 2 | N |  |  | OP | X | 4 | 1962 |  |  | Y | Industrial CHP | 7 | B | BIT | NG | SLW | OTH | OG |  | NG |  |  |  | N | N |  | 12H |  |  | Y |  | Y | [18 empty] | N | N | N
5610 | Eastman Chemical Co-TN Ops | 50481 | Tennessee Eastman Operations | TN | Sullivan | TG16 | Natural Gas Steam Turbine | ST |  | S | X | X |  |  | 10.4 | 0.8 | 10.4 | 10.4 | 1.5 | N |  |  | OP | X | 7 | 1966 |  |  | Y | Industrial CHP | 7 | X T: T; NG NG: NG; NG BLQ: BIT; NG NG: NG |  |  |  | N | N |  | 12H |  | N |  |  | N | [18 empty] | N | N | N
5610 | Eastman Chemical Co-TN Ops | 50481 | Tennessee Eastman Operations | TN | Sullivan | TG17 | Conventional Steam Coal | ST |  | S | X | X |  |  | 10.4 | 0.8 | 10.4 | 10.4 | 1.5 | N |  |  | OP | X | 10 | 1966 |  |  | Y | Industrial CHP | 7 | T | BIT | NG | SLW | OTH | OG |  | NG |  |  |  | N | N |  | 12H |  | Y |  |  | Y | [18 empty] | N | N | N
5610 | Eastman Chemical Co-TN Ops | 50481 | Tennessee Eastman Operations | TN | Sullivan | TG18 | Natural Gas Steam Turbine | ST |  | S | X | X |  |  | 10.4 | 0.8 | 10.4 | 10.4 | 1.5 | N |  |  | OP | X | 7 | 1967 |  |  | Y | Industrial CHP | 7 | [11 empty] | N | N |  | 12H |  | N |  |  | N | [18 empty] | N | N | N | bar: X T to NG NG; NG NG
5610 | Eastman Chemical Co-TN Ops | 50481 | Tennessee Eastman Operations | TN | Sullivan | TG19 | Natural Gas Steam Turbine | ST |  | S | X | X |  |  | 10.4 | 0.8 | 10.4 | 10.4 | 1.5 | N |  |  | OP | X | 3 | 1970 |  |  | Y | Industrial CHP | 7 | [11 empty] | N | N |  | 12H | [23 empty] | N | N | N | bar: X T to NG NG; NG NG
5610 | Eastman Chemical Co-TN Ops | 50481 | Tennessee Eastman Operations | TN | Sullivan | TG20 | Conventional Steam Coal | ST |  | S | X | X |  |  | 10.4 | 0.8 | 10.4 | 10.4 | 1.5 | N |  |  | OP | X | 4 | 1972 |  |  | Y | Industrial CHP | 7 | X T: T; NG NG: BIT; NG BLQ: NG; NG NG: NG |  |  |  | N | N |  | 12H |  | Y |  |  | Y | [18 empty] | N | N | N
5610 | Eastman Chemical Co-TN Ops | 50481 | Tennessee Eastman Operations | TN | Sullivan | TG21 | Natural Gas Steam Turbine | ST |  | S | X | X |  |  | 15 | 0.8 | 15 | 15 | 2 | N |  |  | OP | X | 7 | 1969 |  |  | Y | Industrial CHP | 7 | B | NG | BIT | SLW | OTH | OG |  | NG |  |  |  | N | N |  | 12H |  | Y |  |  | Y | [18 empty] | N | N | N
5610 | Eastman Chemical Co-TN Ops | 50481 | Tennessee Eastman Operations | TN | Sullivan | TG22 | Conventional Steam Coal | ST |  | S | X | X |  |  | 15.4 | 0.8 | 15.4 | 15.4 | 1.5 | N |  |  | OP | X | 9 | 1982 |  |  | Y | Industrial CHP | 7 | T | BIT | NG | OG | OTH |  |  | NG |  |  |  | N | N |  | 12H |  | Y |  |  | Y | [18 empty] | N | N | N
5610 | Eastman Chemical Co-TN Ops | 50481 | Tennessee Eastman Operations | TN | Sullivan | TG26 | Conventional Steam Coal | ST |  | S | X | X |  |  | 16.6 | 0.8 | 16.6 | 16.6 | 1.5 | N |  |  | OP | X | 10 | 1994 |  |  | Y | Industrial CHP | 7 | T | BIT | NG | OG | OTH |  |  | NG |  |  |  | N | N |  | 12H |  | Y |  |  | Y | N | [17 empty] | N | N | N
5610 | Eastman Chemical Co-TN Ops | 50481 | Tennessee Eastman Operations | TN | Sullivan | TG24 | Natural Gas Steam Turbine | ST |  | S | X | X |  |  | 16.8 | 0.8 | 16.8 | 16.8 | 2 | N |  |  | OP | X | 7 | 1983 |  |  | Y | Industrial CHP | 7 | B | NG | BIT | SLW | OTH | OG |  | NG |  |  |  | N | N |  | 12H |  | Y |  |  | Y | [18 empty] | N | N | N
5610 | Eastman Chemical Co-TN Ops | 50481 | Tennessee Eastman Operations | TN | Sullivan | TG25 | Conventional Steam Coal | ST |  | S | X | X |  |  | 18 | 0.8 | 18 | 18 | 2 | N |  |  | OP | X | 12 | 1994 |  |  | Y | Industrial CHP | 7 | T | BIT | NG | OG | OTH | SLW |  | NG |  |  |  | N | N |  | 12H |  | Y |  |  | Y | [18 empty] | N | N | N
23931 | Resolute Forest Products | 50956 | Bowater Newsprint Calhoun Operation | TN | McMinn | GEN1 | Wood/Wood Waste Biomass | ST |  | S | X | X |  |  | 19 | 0.95 | 17 | 17 | 2 | N |  |  | OP | X | 5 | 1954 |  |  | Y | Industrial CHP | 7 | B | BLQ | NG | WDS | TDF | SLW |  | BLQ |  |  |  | N | N |  | 12H | N | N |  |  | N | N | N | [16 empty] | Y | Y | N
23931 | Resolute Forest Products | 50956 | Bowater Newsprint Calhoun Operation | TN | McMinn | GEN2 | Wood/Wood Waste Biomass | ST |  | S | X | X |  |  | 19.2 | 0.95 | 19 | 19 | 2 | N |  |  | OP | X | 7 | 1954 |  |  | Y | Industrial CHP | 7 | B | BLQ | NG | WDS | TDF | SLW |  | BLQ |  |  |  | N | N |  | 12H | N | N |  |  | N | N | N | [16 empty] | Y | Y | N
14362 | Packaging Corp of America | 50296 | Packaging Corp of America | TN | Hardin | GEN2 | Wood/Wood Waste Biomass | ST |  | S | X | X |  |  | 22.5 | 0.9 | 22.5 | 22.5 | 2 | N |  |  | OP | X | 10 | 2010 |  |  | Y | Industrial CHP | 7 | X T: T; NG NG: BLQ; NG BLQ: NG; NG NG: NG | DFO |  |  | N | N |  | OVER | [20 empty] | N |  |  | N | N | N
18642 | Tennessee Valley Authority | 3393 | Allen | TN | Shelby | G10 | Natural Gas Fired Combustion Turbine | GT |  | S | X | X |  |  | 23.9 | 0.9 | 15.1 | 20.4 | 5 | N |  |  | OP | X | 6 | 1971 |  |  | N | Electric Utility | 1 | X T: X; NG NG: NG; NG BLQ: DFO |  |  |  | N | N |  | 10M | [23 empty] | Y | N | Y
18642 | Tennessee Valley Authority | 3393 | Allen | TN | Shelby | G11 | Natural Gas Fired Combustion Turbine | GT |  | S | X | X |  |  | 23.9 | 0.9 | 15.1 | 20.4 | 5 | N |  |  | OP | X | 6 | 1971 |  |  | N | Electric Utility | 1 | X T: X; NG NG: NG; NG BLQ: DFO |  |  |  | N | N |  | 10M | [23 empty] | Y | N | Y
18642 | Tennessee Valley Authority | 3393 | Allen | TN | Shelby | G12 | Natural Gas Fired Combustion Turbine | GT |  | S | X | X |  |  | 23.9 | 0.9 | 15.1 | 20.4 | 5 | N |  |  | OP | X | 6 | 1971 |  |  | N | Electric Utility | 1 | X T: X; NG NG: NG; NG BLQ: DFO |  |  |  | N | N |  | 10M | [23 empty] | Y | N | Y
18642 | Tennessee Valley Authority | 3393 | Allen | TN | Shelby | G13 | Natural Gas Fired Combustion Turbine | GT |  | S | X | X |  |  | 23.9 | 0.9 | 15.1 | 20.4 | 5 | N |  |  | OP | X | 6 | 1971 |  |  | N | Electric Utility | 1 | X T: X; NG NG: NG; NG BLQ: DFO |  |  |  | N | N |  | 10M | [23 empty] | Y | N | Y
18642 | Tennessee Valley Authority | 3393 | Allen | TN | Shelby | G14 | Natural Gas Fired Combustion Turbine | GT |  | S | X | X |  |  | 23.9 | 0.9 | 15.1 | 20.4 | 5 | N |  |  | OP | X | 6 | 1971 |  |  | N | Electric Utility | 1 | X T: X; NG NG: NG; NG BLQ: DFO |  |  |  | N | N |  | 10M | [23 empty] | Y | N | Y
18642 | Tennessee Valley Authority | 3393 | Allen | TN | Shelby | G15 | Natural Gas Fired Combustion Turbine | GT |  | S | X | X |  |  | 23.9 | 0.9 | 15.1 | 20.4 | 5 | N |  |  | OP | X | 6 | 1971 |  |  | N | Electric Utility | 1 | X T: X; NG NG: NG; NG BLQ: DFO |  |  |  | N | N |  | 10M | [23 empty] | Y | N | Y
18642 | Tennessee Valley Authority | 3393 | Allen | TN | Shelby | G16 | Natural Gas Fired Combustion Turbine | GT |  | S | X | X |  |  | 23.9 | 0.9 | 15.1 | 20.4 | 5 | N |  |  | OP | X | 6 | 1971 |  |  | N | Electric Utility | 1 | X T: X; NG NG: NG; NG BLQ: DFO |  |  |  | N | N |  | 10M | [23 empty] | Y | N | Y
18642 | Tennessee Valley Authority | 3393 | Allen | TN | Shelby | GT1 | Natural Gas Fired Combustion Turbine | GT |  | S | X | X |  |  | 23.9 | 0.9 | 15.1 | 20.4 | 5 | N |  |  | OP | X | 6 | 1971 |  |  | N | Electric Utility | 1 | X T: X; NG NG: NG; NG BLQ: DFO |  |  |  | N | N |  | 10M | [23 empty] | Y | N | Y
18642 | Tennessee Valley Authority | 3393 | Allen | TN | Shelby | GT2 | Natural Gas Fired Combustion Turbine | GT |  | S | X | X |  |  | 23.9 | 0.9 | 15.1 | 20.4 | 5 | N |  |  | OP | X | 6 | 1971 |  |  | N | Electric Utility | 1 | X T: X; NG NG: NG; NG BLQ: DFO |  |  |  | N | N |  | 10M | [23 empty] | Y | N | Y
18642 | Tennessee Valley Authority | 3393 | Allen | TN | Shelby | GT3 | Natural Gas Fired Combustion Turbine | GT |  | S | X | X |  |  | 23.9 | 0.9 | 15.1 | 20.4 | 5 | N |  |  | OP | X | 6 | 1971 |  |  | N | Electric Utility | 1 | X T: X; NG NG: NG; NG BLQ: DFO |  |  |  | N | N |  | 10M | [23 empty] | Y | N | Y
18642 | Tennessee Valley Authority | 3393 | Allen | TN | Shelby | GT4 | Natural Gas Fired Combustion Turbine | GT |  | S | X | X |  |  | 23.9 | 0.9 | 15.1 | 20.4 | 5 | N |  |  | OP | X | 6 | 1971 |  |  | N | Electric Utility | 1 | X T: X; NG NG: NG; NG BLQ: DFO |  |  |  | N | N |  | 10M | [23 empty] | Y | N | Y
18642 | Tennessee Valley Authority | 3393 | Allen | TN | Shelby | GT5 | Natural Gas Fired Combustion Turbine | GT |  | S | X | X |  |  | 23.9 | 0.9 | 15.1 | 20.4 | 5 | N |  |  | OP | X | 6 | 1971 |  |  | N | Electric Utility | 1 | X T: X; NG NG: NG; NG BLQ: DFO |  |  |  | N | N |  | 10M | [23 empty] | Y | N | Y
18642 | Tennessee Valley Authority | 3393 | Allen | TN | Shelby | GT6 | Natural Gas Fired Combustion Turbine | GT |  | S | X | X |  |  | 23.9 | 0.9 | 15.1 | 20.4 | 5 | N |  |  | OP | X | 6 | 1971 |  |  | N | Electric Utility | 1 | X T: X; NG NG: NG; NG BLQ: DFO |  |  |  | N | N |  | 10M | [23 empty] | Y | N | Y
18642 | Tennessee Valley Authority | 3393 | Allen | TN | Shelby | GT7 | Natural Gas Fired Combustion Turbine | GT |  | S | X | X |  |  | 23.9 | 0.9 | 15.1 | 20.4 | 5 | N |  |  | OP | X | 6 | 1971 |  |  | N | Electric Utility | 1 | X T: X; NG NG: NG; NG BLQ: DFO |  |  |  | N | N |  | 10M | [23 empty] | Y | N | Y
18642 | Tennessee Valley Authority | 3393 | Allen | TN | Shelby | GT8 | Natural Gas Fired Combustion Turbine | GT |  | S | X | X |  |  | 23.9 | 0.9 | 15.1 | 20.4 | 5 | N |  |  | OP | X | 6 | 1971 |  |  | N | Electric Utility | 1 | X T: X; NG NG: NG; NG BLQ: DFO |  |  |  | N | N |  | 10M | [23 empty] | Y | N | Y
18642 | Tennessee Valley Authority | 3393 | Allen | TN | Shelby | GT9 | Natural Gas Fired Combustion Turbine | GT |  | S | X | X |  |  | 23.9 | 0.9 | 15.1 | 20.4 | 5 | N |  |  | OP | X | 6 | 1971 |  |  | N | Electric Utility | 1 | X T: X; NG NG: NG; NG BLQ: DFO |  |  |  | N | N |  | 10M | [23 empty] | Y | N | Y
50114 | WTG Jameson, L.P. | 55052 | Jameson Gas Processing Plant | TX | Coke | 620 | Natural Gas Internal Combustion Engine | IC |  | S | X | X |  |  | 0.4 | 0.8 | 0.4 | 0.4 | 0.3 | N |  |  | OP | X | 1 | 1981 |  |  | N | Industrial Non-CHP | 6 | [11 empty] | N | N |  | 10M | [23 empty] | N | N | N | bar: X T to NG NG
50114 | WTG Jameson, L.P. | 55052 | Jameson Gas Processing Plant | TX | Coke | 621 | Natural Gas Internal Combustion Engine | IC |  | S | X | X |  |  | 0.4 | 0.8 | 0.4 | 0.4 | 0.3 | N |  |  | OP | X | 1 | 1981 |  |  | N | Industrial Non-CHP | 6 | [11 empty] | N | N |  | 10M | [23 empty] | N | N | N | bar: X T to NG NG
64315 | Walmart Stores Texas, LLC | 64793 | WAL522 | TX | Harris | GEN1 | Natural Gas Internal Combustion Engine | IC |  | S | X | X |  |  | 0.4 | 0.8 | 0.4 | 0.4 | 0.1 | N |  |  | OP | X | 6 | 2020 |  |  | N | Commercial Non-CHP | 4 | [11 empty] | N | N |  | 10M | [23 empty] | N | bar: X T to NG NG
64315 | Walmart Stores Texas, LLC | 64793 | WAL522 | TX | Harris | GEN2 | Natural Gas Internal Combustion Engine | IC |  | S | X | X |  |  | 0.4 | 0.8 | 0.4 | 0.4 | 0.1 | N |  |  | OP | X | 6 | 2020 |  |  | N | Commercial Non-CHP | 4 | [11 empty] | N | N |  | 10M | [23 empty] | N | bar: X T to NG NG
64315 | Walmart Stores Texas, LLC | 64793 | WAL522 | TX | Harris | GEN3 | Natural Gas Internal Combustion Engine | IC |  | S | X | X |  |  | 0.4 | 0.8 | 0.4 | 0.4 | 0.1 | N |  |  | OP | X | 6 | 2020 |  |  | N | Commercial Non-CHP | 4 | [11 empty] | N | N |  | 10M | [23 empty] | N | bar: X T to NG NG
64315 | Walmart Stores Texas, LLC | 64797 | WAL546 | TX | Fort Bend | GEN1 | Natural Gas Internal Combustion Engine | IC |  | S | X | X |  |  | 0.4 | 0.8 | 0.4 | 0.4 | 0.1 | N |  |  | OP | X | 12 | 2020 |  |  | N | Commercial Non-CHP | 4 | [11 empty] | N | N |  | 10M | [23 empty] | N | bar: X T to NG NG
64315 | Walmart Stores Texas, LLC | 64797 | WAL546 | TX | Fort Bend | GEN2 | Natural Gas Internal Combustion Engine | IC |  | S | X | X |  |  | 0.4 | 0.8 | 0.4 | 0.4 | 0.1 | N |  |  | OP | X | 12 | 2020 |  |  | N | Commercial Non-CHP | 4 | [11 empty] | N | N |  | 10M | [23 empty] | N | bar: X T to NG NG
64315 | Walmart Stores Texas, LLC | 64797 | WAL546 | TX | Fort Bend | GEN3 | Natural Gas Internal Combustion Engine | IC |  | S | X | X |  |  | 0.4 | 0.8 | 0.4 | 0.4 | 0.1 | N |  |  | OP | X | 12 | 2020 |  |  | N | Commercial Non-CHP | 4 | [12 empty] | N |  | 10M | [23 empty] | N | bar: X T to NG NG
64315 | Walmart Stores Texas, LLC | 64799 | WAL602 | TX | Montgomery | GEN1 | Natural Gas Internal Combustion Engine | IC |  | S | X | X |  |  | 0.4 | 0.8 | 0.4 | 0.4 | 0.1 | N |  |  | OP | X | 6 | 2020 |  |  | N | Commercial Non-CHP | 4 | [11 empty] | N | N |  | 10M | [23 empty] | N | bar: X T to NG NG
64315 | Walmart Stores Texas, LLC | 64799 | WAL602 | TX | Montgomery | GEN2 | Natural Gas Internal Combustion Engine | IC |  | S | X | X |  |  | 0.4 | 0.8 | 0.4 | 0.4 | 0.1 | N |  |  | OP | X | 6 | 2020 |  |  | N | Commercial Non-CHP | 4 | [11 empty] | N | N |  | 10M | [23 empty] | N | bar: X T to NG NG
64315 | Walmart Stores Texas, LLC | 64799 | WAL602 | TX | Montgomery | GEN3 | Natural Gas Internal Combustion Engine | IC |  | S | X | X |  |  | 0.4 | 0.8 | 0.4 | 0.4 | 0.1 | N |  |  | OP | X | 6 | 2020 |  |  | N | Commercial Non-CHP | 4 | [11 empty] | N | N |  | 10M | [23 empty] | N | bar: X T to NG NG
64315 | Walmart Stores Texas, LLC | 64800 | WAL744 | TX | Harris | GEN1 | Natural Gas Internal Combustion Engine | IC |  | S | X | X |  |  | 0.4 | 0.8 | 0.4 | 0.4 | 0.1 | N |  |  | OP | X | 11 | 2020 |  |  | N | Commercial Non-CHP | 4 | [11 empty] | N | N |  | 10M | [23 empty] | N | bar: X T to NG NG
64315 | Walmart Stores Texas, LLC | 64800 | WAL744 | TX | Harris | GEN2 | Natural Gas Internal Combustion Engine | IC |  | S | X | X |  |  | 0.4 | 0.8 | 0.4 | 0.4 | 0.1 | N |  |  | OP | X | 11 | 2020 |  |  | N | Commercial Non-CHP | 4 | [12 empty] | N |  | 10M | [23 empty] | N | bar: X T to NG NG
64315 | Walmart Stores Texas, LLC | 64800 | WAL744 | TX | Harris | GEN3 | Natural Gas Internal Combustion Engine | IC |  | S | X | X |  |  | 0.4 | 0.8 | 0.4 | 0.4 | 0.1 | N |  |  | OP | X | 11 | 2020 |  |  | N | Commercial Non-CHP | 4 | [12 empty] | N |  | 10M | [23 empty] | N | bar: X T to NG NG
64315 | Walmart Stores Texas, LLC | 64801 | WAL752 | TX | Harris | GEN1 | Natural Gas Internal Combustion Engine | IC |  | S | X | X |  |  | 0.4 | 0.8 | 0.4 | 0.4 | 0.1 | N |  |  | OP | X | 8 | 2020 |  |  | N | Commercial Non-CHP | 4 | [11 empty] | N | N |  | 10M | [23 empty] | N | bar: X T to NG NG
64315 | Walmart Stores Texas, LLC | 64801 | WAL752 | TX | Harris | GEN2 | Natural Gas Internal Combustion Engine | IC |  | S | X | X |  |  | 0.4 | 0.8 | 0.4 | 0.4 | 0.1 | N |  |  | OP | X | 8 | 2020 |  |  | N | Commercial Non-CHP | 4 | [11 empty] | N | N |  | 10M | [23 empty] | N | bar: X T to NG NG
64315 | Walmart Stores Texas, LLC | 64801 | WAL752 | TX | Harris | GEN3 | Natural Gas Internal Combustion Engine | IC |  | S | X | X |  |  | 0.4 | 0.8 | 0.4 | 0.4 | 0.1 | N |  |  | OP | X | 8 | 2020 |  |  | N | Commercial Non-CHP | 4 | [11 empty] | N | N |  | 10M | [23 empty] | N | bar: X T to NG NG
64315 | Walmart Stores Texas, LLC | 64802 | WAL768 | TX | Harris | GEN1 | Natural Gas Internal Combustion Engine | IC |  | S | X | X |  |  | 0.4 | 0.8 | 0.4 | 0.4 | 0.1 | N |  |  | OP | X | 11 | 2019 |  |  | N | Commercial Non-CHP | 4 | [11 empty] | N | N |  | 10M | [23 empty] | N | bar: X T to NG NG
64315 | Walmart Stores Texas, LLC | 64802 | WAL768 | TX | Harris | GEN2 | Natural Gas Internal Combustion Engine | IC |  | S | X | X |  |  | 0.4 | 0.8 | 0.4 | 0.4 | 0.1 | N |  |  | OP | X | 11 | 2019 |  |  | N | Commercial Non-CHP | 4 | [11 empty] | N | N |  | 10M | [23 empty] | N | bar: X T to NG NG
64315 | Walmart Stores Texas, LLC | 64802 | WAL768 | TX | Harris | GEN3 | Natural Gas Internal Combustion Engine | IC |  | S | X | X |  |  | 0.4 | 0.8 | 0.4 | 0.4 | 0.1 | N |  |  | OP | X | 11 | 2019 |  |  | N | Commercial Non-CHP | 4 | [11 empty] | N | N |  | 10M | [23 empty] | N | bar: X T to NG NG
64315 | Walmart Stores Texas, LLC | 64805 | WAL849 | TX | Harris | GEN1 | Natural Gas Internal Combustion Engine | IC |  | S | X | X |  |  | 0.4 | 0.8 | 0.4 | 0.4 | 0.1 | N |  |  | OP | X | 7 | 2020 |  |  | N | Commercial Non-CHP | 4 | [11 empty] | N | N |  | 10M | [23 empty] | N | bar: X T to NG NG
64315 | Walmart Stores Texas, LLC | 64805 | WAL849 | TX | Harris | GEN2 | Natural Gas Internal Combustion Engine | IC |  | S | X | X |  |  | 0.4 | 0.8 | 0.4 | 0.4 | 0.1 | N |  |  | OP | X | 7 | 2020 |  |  | N | Commercial Non-CHP | 4 | [12 empty] | N |  | 10M | [23 empty] | N | bar: X T to NG NG
64315 | Walmart Stores Texas, LLC | 64805 | WAL849 | TX | Harris | GEN3 | Natural Gas Internal Combustion Engine | IC |  | S | X | X |  |  | 0.4 | 0.8 | 0.4 | 0.4 | 0.1 | N |  |  | OP | X | 7 | 2020 |  |  | N | Commercial Non-CHP | 4 | [12 empty] | N |  | 10M | [23 empty] | N | bar: X T to NG NG
64315 | Walmart Stores Texas, LLC | 64806 | WAL872 | TX | Brazoria | GEN1 | Natural Gas Internal Combustion Engine | IC |  | S | X | X |  |  | 0.4 | 0.8 | 0.4 | 0.4 | 0.1 | N |  |  | OP | X | 12 | 2020 |  |  | N | Commercial Non-CHP | 4 | [11 empty] | N | N |  | 10M | [23 empty] | N | bar: X T to NG NG
64315 | Walmart Stores Texas, LLC | 64806 | WAL872 | TX | Brazoria | GEN2 | Natural Gas Internal Combustion Engine | IC |  | S | X | X |  |  | 0.4 | 0.8 | 0.4 | 0.4 | 0.1 | N |  |  | OP | X | 12 | 2020 |  |  | N | Commercial Non-CHP | 4 | [11 empty] | N | N |  | 10M | [23 empty] | N | bar: X T to NG NG
64315 | Walmart Stores Texas, LLC | 64806 | WAL872 | TX | Brazoria | GEN3 | Natural Gas Internal Combustion Engine | IC |  | S | X | X |  |  | 0.4 | 0.8 | 0.4 | 0.4 | 0.1 | N |  |  | OP | X | 12 | 2020 |  |  | N | Commercial Non-CHP | 4 | [11 empty] | N | N |  | 10M | [23 empty] | N | bar: X T to NG NG
64315 | Walmart Stores Texas, LLC | 64809 | WAL940 | TX | Tarrant | GEN1 | Natural Gas Internal Combustion Engine | IC |  | S | X | X |  |  | 0.4 | 0.8 | 0.4 | 0.4 | 0.1 | N |  |  | OP | X | 10 | 2020 |  |  | N | Commercial Non-CHP | 4 | [11 empty] | N | N |  | 10M | [23 empty] | N | bar: X T to NG NG
64315 | Walmart Stores Texas, LLC | 64809 | WAL940 | TX | Tarrant | GEN2 | Natural Gas Internal Combustion Engine | IC |  | S | X | X |  |  | 0.4 | 0.8 | 0.4 | 0.4 | 0.1 | N |  |  | OP | X | 10 | 2020 |  |  | N | Commercial Non-CHP | 4 | [11 empty] | N | N |  | 10M | [23 empty] | N | bar: X T to NG NG
64315 | Walmart Stores Texas, LLC | 64809 | WAL940 | TX | Tarrant | GEN3 | Natural Gas Internal Combustion Engine | IC |  | S | X | X |  |  | 0.4 | 0.8 | 0.4 | 0.4 | 0.1 | N |  |  | OP | X | 10 | 2020 |  |  | N | Commercial Non-CHP | 4 | [11 empty] | N | N |  | 10M | [23 empty] | N | bar: X T to NG NG
64315 | Walmart Stores Texas, LLC | 64810 | WAL947 | TX | Grayson | GEN1 | Natural Gas Internal Combustion Engine | IC |  | S | X | X |  |  | 0.4 | 0.8 | 0.4 | 0.4 | 0.1 | N |  |  | OP | X | 10 | 2020 |  |  | N | Commercial Non-CHP | 4 | [11 empty] | N | N |  | 10M | [23 empty] | N | bar: X T to NG NG
64315 | Walmart Stores Texas, LLC | 64810 | WAL947 | TX | Grayson | GEN2 | Natural Gas Internal Combustion Engine | IC |  | S | X | X |  |  | 0.4 | 0.8 | 0.4 | 0.4 | 0.1 | N |  |  | OP | X | 10 | 2020 |  |  | N | Commercial Non-CHP | 4 | [11 empty] | N | N |  | 10M | [23 empty] | N | bar: X T to NG NG
64315 | Walmart Stores Texas, LLC | 64810 | WAL947 | TX | Grayson | GEN3 | Natural Gas Internal Combustion Engine | IC |  | S | X | X |  |  | 0.4 | 0.8 | 0.4 | 0.4 | 0.1 | N |  |  | OP | X | 10 | 2020 |  |  | N | Commercial Non-CHP | 4 | [11 empty] | N | N |  | 10M | [23 empty] | N | bar: X T to NG NG
64315 | Walmart Stores Texas, LLC | 64812 | WAL972 | TX | Tarrant | GEN1 | Natural Gas Internal Combustion Engine | IC |  | S | X | X |  |  | 0.4 | 0.8 | 0.4 | 0.4 | 0.1 | N |  |  | OP | X | 11 | 2020 |  |  | N | Commercial Non-CHP | 4 | [11 empty] | N | N |  | 10M | [23 empty] | N | bar: X T to NG NG
64315 | Walmart Stores Texas, LLC | 64812 | WAL972 | TX | Tarrant | GEN2 | Natural Gas Internal Combustion Engine | IC |  | S | X | X |  |  | 0.4 | 0.8 | 0.4 | 0.4 | 0.1 | N |  |  | OP | X | 11 | 2020 |  |  | N | Commercial Non-CHP | 4 | [11 empty] | N | N |  | 10M | [23 empty] | N | bar: X T to NG NG
64315 | Walmart Stores Texas, LLC | 64812 | WAL972 | TX | Tarrant | GEN3 | Natural Gas Internal Combustion Engine | IC |  | S | X | X |  |  | 0.4 | 0.8 | 0.4 | 0.4 | 0.1 | N |  |  | OP | X | 11 | 2020 |  |  | N | Commercial Non-CHP | 4 | [11 empty] | N | N |  | 10M | [23 empty] | N | bar: X T to NG NG
64315 | Walmart Stores Texas, LLC | 64813 | WAL1040 | TX | Harris | GEN1 | Natural Gas Internal Combustion Engine | IC |  | S | X | X |  |  | 0.4 | 0.8 | 0.4 | 0.4 | 0.1 | N |  |  | OP | X | 8 | 2019 |  |  | N | Commercial Non-CHP | 4 | [11 empty] | N | N |  | 10M | [23 empty] | N | bar: X T to NG NG
64315 | Walmart Stores Texas, LLC | 64813 | WAL1040 | TX | Harris | GEN2 | Natural Gas Internal Combustion Engine | IC |  | S | X | X |  |  | 0.4 | 0.8 | 0.4 | 0.4 | 0.1 | N |  |  | OP | X | 8 | 2019 |  |  | N | Commercial Non-CHP | 4 | [11 empty] | N | N |  | 10M | [23 empty] | N | bar: X T to NG NG
64315 | Walmart Stores Texas, LLC | 64813 | WAL1040 | TX | Harris | GEN3 | Natural Gas Internal Combustion Engine | IC |  | S | X | X |  |  | 0.4 | 0.8 | 0.4 | 0.4 | 0.1 | N |  |  | OP | X | 8 | 2019 |  |  | N | Commercial Non-CHP | 4 | [11 empty] | N | N |  | 10M | [23 empty] | N | bar: X T to NG NG
64315 | Walmart Stores Texas, LLC | 64815 | WAL1103 | TX | Harris | GEN1 | Natural Gas Internal Combustion Engine | IC |  | S | X | X |  |  | 0.4 | 0.8 | 0.4 | 0.4 | 0.1 | N |  |  | OP | X | 7 | 2019 |  |  | N | Commercial Non-CHP | 4 | [11 empty] | N | N |  | 10M | [23 empty] | N | bar: X T to NG NG
64315 | Walmart Stores Texas, LLC | 64815 | WAL1103 | TX | Harris | GEN2 | Natural Gas Internal Combustion Engine | IC |  | S | X | X |  |  | 0.4 | 0.8 | 0.4 | 0.4 | 0.1 | N |  |  | OP | X | 7 | 2019 |  |  | N | Commercial Non-CHP | 4 | [11 empty] | N | N |  | 10M | [23 empty] | N | bar: X T to NG NG
64315 | Walmart Stores Texas, LLC | 64815 | WAL1103 | TX | Harris | GEN3 | Natural Gas Internal Combustion Engine | IC |  | S | X | X |  |  | 0.4 | 0.8 | 0.4 | 0.4 | 0.1 | N |  |  | OP | X | 7 | 2019 |  |  | N | Commercial Non-CHP | 4 | [11 empty] | N | N |  | 10M | [23 empty] | N | bar: X T to NG NG
64315 | Walmart Stores Texas, LLC | 64816 | WAL1232 | TX | Bell | GEN1 | Natural Gas Internal Combustion Engine | IC |  | S | X | X |  |  | 0.4 | 0.8 | 0.4 | 0.4 | 0.1 | N |  |  | OP | X | 9 | 2020 |  |  | N | Commercial Non-CHP | 4 | [11 empty] | N | N |  | 10M | [23 empty] | N | bar: X T to NG NG
64315 | Walmart Stores Texas, LLC | 64816 | WAL1232 | TX | Bell | GEN2 | Natural Gas Internal Combustion Engine | IC |  | S | X | X |  |  | 0.4 | 0.8 | 0.4 | 0.4 | 0.1 | N |  |  | OP | X | 9 | 2020 |  |  | N | Commercial Non-CHP | 4 | [11 empty] | N | N |  | 10M | [23 empty] | N | bar: X T to NG NG
64315 | Walmart Stores Texas, LLC | 64816 | WAL1232 | TX | Bell | GEN3 | Natural Gas Internal Combustion Engine | IC |  | S | X | X |  |  | 0.4 | 0.8 | 0.4 | 0.4 | 0.1 | N |  |  | OP | X | 9 | 2020 |  |  | N | Commercial Non-CHP | 4 | [11 empty] | N | N |  | 10M | [23 empty] | N | bar: X T to NG NG
50114 | WTG Jameson, L.P. | 55052 | Jameson Gas Processing Plant | TX | Coke | 622 | Natural Gas Internal Combustion Engine | IC |  | S | X | X |  |  | 0.5 | 0.8 | 0.5 | 0.5 | 0.3 | N |  |  | OP | X | 1 | 1986 |  |  | N | Industrial Non-CHP | 6 | [11 empty] | N | N |  | 10M | [23 empty] | N | N | N | bar: X T to NG NG
50114 | WTG Jameson, L.P. | 55052 | Jameson Gas Processing Plant | TX | Coke | GN410 | Natural Gas Internal Combustion Engine | IC |  | S | X | X |  |  | 0.5 | 0.8 | 0.5 | 0.5 | 0.3 | N |  |  | OP | X | 6 | 2017 |  |  | N | Industrial Non-CHP | 6 | [11 empty] | N | N |  | 10M | [23 empty] | N | N | N | bar: X T to NG NG
59366 | EnLink Midstream Services, LLC | 55053 | Bridgeport Gas Processing Plant | TX | Wise | 14 | Natural Gas Internal Combustion Engine | IC |  | S | X | X |  |  | 0.8 | 0.8 | 0.8 | 0.8 | 0.1 | N |  |  | OP | X | 4 | 2013 |  |  | N | Industrial Non-CHP | 6 | [11 empty] | N | N |  | 1H | [20 empty] | N |  |  | N | bar: X T to NG NG
59366 | EnLink Midstream Services, LLC | 55053 | Bridgeport Gas Processing Plant | TX | Wise | 15 | Natural Gas Internal Combustion Engine | IC |  | S | X | X |  |  | 0.8 | 0.8 | 0.8 | 0.8 | 0.1 | N |  |  | OP | X | 4 | 2013 |  |  | N | Industrial Non-CHP | 6 | [11 empty] | N | N |  | 1H | [20 empty] | N |  |  | N | bar: X T to NG NG
59366 | EnLink Midstream Services, LLC | 55053 | Bridgeport Gas Processing Plant | TX | Wise | 16 | Natural Gas Internal Combustion Engine | IC |  | S | X | X |  |  | 0.8 | 0.8 | 0.8 | 0.8 | 0.1 | N |  |  | OP | X | 4 | 2013 |  |  | N | Industrial Non-CHP | 6 | [11 empty] | N | N |  | 1H | [20 empty] | N |  |  | N | bar: X T to NG NG
59366 | EnLink Midstream Services, LLC | 55053 | Bridgeport Gas Processing Plant | TX | Wise | 17 | Natural Gas Internal Combustion Engine | IC |  | S | X | X |  |  | 0.8 | 0.8 | 0.8 | 0.8 | 0.1 | N |  |  | OP | X | 4 | 2013 |  |  | N | Industrial Non-CHP | 6 | [11 empty] | N | N |  | 1H | [20 empty] | N |  |  | N | bar: X T to NG NG
59366 | EnLink Midstream Services, LLC | 55053 | Bridgeport Gas Processing Plant | TX | Wise | 2723 | Natural Gas Internal Combustion Engine | IC |  | S | X | X |  |  | 0.8 | 0.8 | 0.8 | 0.8 | 0.1 | N |  |  | OP | X | 12 | 2009 |  |  | N | Industrial Non-CHP | 6 | [11 empty] | N | N |  | 1H | [20 empty] | N |  |  | N | bar: X T to NG NG
59366 | EnLink Midstream Services, LLC | 55053 | Bridgeport Gas Processing Plant | TX | Wise | 654 | Natural Gas Internal Combustion Engine | IC |  | S | X | X |  |  | 0.8 | 0.8 | 0.8 | 0.8 | 0.1 | N |  |  | OP | X | 7 | 2000 |  |  | N | Industrial Non-CHP | 6 | [11 empty] | N | N |  | 1H | [23 empty] | N | bar: X T to NG NG
59366 | EnLink Midstream Services, LLC | 55053 | Bridgeport Gas Processing Plant | TX | Wise | 655 | Natural Gas Internal Combustion Engine | IC |  | S | X | X |  |  | 0.8 | 0.8 | 0.8 | 0.8 | 0.1 | N |  |  | OP | X | 2 | 2001 |  |  | N | Industrial Non-CHP | 6 | [11 empty] | N | N |  | 1H | [23 empty] | N | bar: X T to NG NG
59366 | EnLink Midstream Services, LLC | 55053 | Bridgeport Gas Processing Plant | TX | Wise | 656 | Natural Gas Internal Combustion Engine | IC |  | S | X | X |  |  | 0.8 | 0.8 | 0.8 | 0.8 | 0.1 | N |  |  | OP | X | 2 | 2001 |  |  | N | Industrial Non-CHP | 6 | [11 empty] | N | N |  | 1H | [23 empty] | N | bar: X T to NG NG
59366 | EnLink Midstream Services, LLC | 55053 | Bridgeport Gas Processing Plant | TX | Wise | 657 | Natural Gas Internal Combustion Engine | IC |  | S | X | X |  |  | 0.8 | 0.8 | 0.8 | 0.8 | 0.1 | N |  |  | OP | X | 4 | 2001 |  |  | N | Industrial Non-CHP | 6 | [11 empty] | N | N |  | 1H | [23 empty] | N | bar: X T to NG NG
59366 | EnLink Midstream Services, LLC | 55053 | Bridgeport Gas Processing Plant | TX | Wise | 658 | Natural Gas Internal Combustion Engine | IC |  | S | X | X |  |  | 0.8 | 0.8 | 0.8 | 0.8 | 0.1 | N |  |  | OP | X | 2 | 2001 |  |  | N | Industrial Non-CHP | 6 | [11 empty] | N | N |  | 1H | [23 empty] | N | bar: X T to NG NG
59366 | EnLink Midstream Services, LLC | 55053 | Bridgeport Gas Processing Plant | TX | Wise | 666 | Natural Gas Internal Combustion Engine | IC |  | S | X | X |  |  | 0.8 | 0.8 | 0.8 | 0.8 | 0.1 | N |  |  | OP | X | 9 | 2001 |  |  | N | Industrial Non-CHP | 6 | [11 empty] | N | N |  | 1H | [23 empty] | N | bar: X T to NG NG
59366 | EnLink Midstream Services, LLC | 55053 | Bridgeport Gas Processing Plant | TX | Wise | 667 | Natural Gas Internal Combustion Engine | IC |  | S | X | X |  |  | 0.8 | 0.8 | 0.8 | 0.8 | 0.1 | N |  |  | OP | X | 9 | 2001 |  |  | N | Industrial Non-CHP | 6 | [11 empty] | N | N |  | 1H | [23 empty] | N | bar: X T to NG NG
59366 | EnLink Midstream Services, LLC | 55053 | Bridgeport Gas Processing Plant | TX | Wise | 671 | Natural Gas Internal Combustion Engine | IC |  | S | X | X |  |  | 0.8 | 0.8 | 0.8 | 0.8 | 0.1 | N |  |  | OP | X | 9 | 2002 |  |  | N | Industrial Non-CHP | 6 | [11 empty] | N | N |  | 1H | [23 empty] | N | bar: X T to NG NG
60538 | Vitro Architectural Glass | 54364 | Works 4 | TX | Wichita | L1PG | Petroleum Liquids | IC |  | S | X | X |  |  | 0.9 | 0.8 | 0.9 | 0.9 | 0.1 | N |  |  | SB | Y | 10 | 1980 |  |  | N | Industrial Non-CHP | 6 | X T: X; NG NG: DFO |  |  |  | N | N |  | 10M |  |  |  | N | [19 empty] | N | N | N
6831 | Ft Worth City of | 54520 | Village Creek Water Reclamation Facility | TX | Tarrant | SD1 | Natural Gas Internal Combustion Engine | IC |  | S | X | X | NA | NA | 0.9 | 0.8 | 0.9 | 0.9 | 0.1 | N |  |  | SB | N | 4 | 1994 |  |  | N | Commercial CHP | 5 | [11 empty] | N | N |  | 10M | [20 empty] | N |  |  | N | N | N | bar: X T to NG NG
6831 | Ft Worth City of | 54520 | Village Creek Water Reclamation Facility | TX | Tarrant | SD2 | Natural Gas Internal Combustion Engine | IC |  | S | X | X | NA | NA | 0.9 | 0.8 | 0.9 | 0.9 | 0.1 | N |  |  | SB | N | 4 | 1994 |  |  | N | Commercial CHP | 5 | [11 empty] | N | N |  | 10M | [20 empty] | N |  |  | N | N | N | bar: X T to NG NG
59344 | Energy Transfer Field Services LLC | 57952 | Woodall Gas Plant | TX | Hemphill | GEN1 | Natural Gas Internal Combustion Engine | IC |  | S | X | X |  |  | 1 | 0.9 | 1 | 1 | 0.1 | N |  |  | OS | X | 5 | 2012 |  |  | N | Industrial Non-CHP | 6 | [11 empty] | N | N |  | 1H | [23 empty] | N | N | N | bar: X T to NG NG
59344 | Energy Transfer Field Services LLC | 57952 | Woodall Gas Plant | TX | Hemphill | GEN2 | Natural Gas Internal Combustion Engine | IC |  | S | X | X |  |  | 1 | 0.9 | 1 | 1 | 0.1 | N |  |  | OS | X | 6 | 2012 |  |  | N | Industrial Non-CHP | 6 | [11 empty] | N | N |  | 1H | [23 empty] | N | N | N | bar: X T to NG NG
59344 | Energy Transfer Field Services LLC | 57952 | Woodall Gas Plant | TX | Hemphill | GEN3 | Natural Gas Internal Combustion Engine | IC |  | S | X | X |  |  | 1 | 0.9 | 1 | 1 | 0.1 | N |  |  | OS | X | 6 | 2012 |  |  | N | Industrial Non-CHP | 6 | [11 empty] | N | N |  | 1H | [23 empty] | N | N | N | bar: X T to NG NG
59414 | Nelson Gardens Energy, LLC | 59649 | Nelson Gardens Landfill Gas to Energy | TX | Bexar | UNIT1 | Landfill Gas | IC |  | S | X | X |  |  | 1.1 | 1 | 1.1 | 1.1 | 0.5 | N |  |  | OP | X | 4 | 2014 |  |  | N | IPP Non-CHP | 2 | X T: X; NG NG: LFG |  |  |  | N | N |  | 10M | [23 empty] | N | N | N
59414 | Nelson Gardens Energy, LLC | 59649 | Nelson Gardens Landfill Gas to Energy | TX | Bexar | UNIT2 | Landfill Gas | IC |  | S | X | X |  |  | 1.1 | 1 | 1.1 | 1.1 | 0.5 | N |  |  | OP | X | 4 | 2014 |  |  | N | IPP Non-CHP | 2 | X T: X; NG NG: LFG |  |  |  | N | N |  | 10M | [23 empty] | N | N | N
59414 | Nelson Gardens Energy, LLC | 59649 | Nelson Gardens Landfill Gas to Energy | TX | Bexar | UNIT3 | Landfill Gas | IC |  | S | X | X |  |  | 1.1 | 1 | 1.1 | 1.1 | 0.5 | N |  |  | OP | X | 4 | 2014 |  |  | N | IPP Non-CHP | 2 | X T: X; NG NG: LFG |  |  |  | N | N |  | 10M | [23 empty] | N | N
59414 | Nelson Gardens Energy, LLC | 59649 | Nelson Gardens Landfill Gas to Energy | TX | Bexar | UNIT4 | Landfill Gas | IC |  | S | X | X |  |  | 1.1 | 1 | 1.1 | 1.1 | 0.5 | N |  |  | OP | X | 4 | 2014 |  |  | N | IPP Non-CHP | 2 | X T: X; NG NG: LFG |  |  |  | N | N |  | 10M | [23 empty] | N | N
2409 | Brownsville Public Utilities Board | 3559 | Silas Ray | TX | Cameron | DG-3a | Petroleum Liquids | IC |  | S | X | X |  |  | 1.3 | 0.8 | 1 | 1 | 1 | N |  |  | SB | Y | 11 | 2001 |  |  | N | Electric Utility | 1 | X T: X; NG NG: DFO |  |  |  | N | N |  | 10M | [23 empty] | N
2409 | Brownsville Public Utilities Board | 3559 | Silas Ray | TX | Cameron | DG-3b | Petroleum Liquids | IC |  | S | X | X |  |  | 1.3 | 0.8 | 1 | 1 | 1 | N |  |  | SB | Y | 11 | 2001 |  |  | N | Electric Utility | 1 | X T: X; NG NG: DFO |  |  |  | N | N |  | 10M | [23 empty] | N
2409 | Brownsville Public Utilities Board | 3559 | Silas Ray | TX | Cameron | DG-4 | Petroleum Liquids | IC |  | S | X | X |  |  | 1.3 | 0.8 | 1 | 1 | 1 | N |  |  | SB | Y | 11 | 2001 |  |  | N | Electric Utility | 1 | X T: X; NG NG: DFO |  |  |  | N | N |  | 10M | [23 empty] | N
2409 | Brownsville Public Utilities Board | 3559 | Silas Ray | TX | Cameron | DG-6a | Petroleum Liquids | IC |  | S | X | X |  |  | 1.3 | 0.8 | 1 | 1 | 1 | N |  |  | SB | N | 11 | 2001 |  |  | N | Electric Utility | 1 | X T: X; NG NG: DFO |  |  |  | N | N |  | 10M | [23 empty] | N
2409 | Brownsville Public Utilities Board | 3559 | Silas Ray | TX | Cameron | DG-6b | Petroleum Liquids | IC |  | S | X | X |  |  | 1.3 | 0.8 | 1 | 1 | 1 | N |  |  | SB | N | 11 | 2001 |  |  | N | Electric Utility | 1 | X T: X; NG NG: DFO |  |  |  | N | N |  | 10M | [23 empty] | N
64315 | Walmart Stores Texas, LLC | 64770 | WAL202 | TX | Collin | GEN1 | Petroleum Liquids | IC |  | S | X | X |  |  | 1.3 | 0.8 | 1.3 | 1.3 | 0.1 | N |  |  | OP | X | 6 | 2020 |  |  | N | Commercial Non-CHP | 4 | X T: X; NG NG: DFO |  |  |  | N | N |  | 10M | [23 empty] | N
64315 | Walmart Stores Texas, LLC | 64791 | WAL462 | TX | Brazoria | GEN1 | Natural Gas Internal Combustion Engine | IC |  | S | X | X |  |  | 1.3 | 0.8 | 1.3 | 1.3 | 0.1 | N |  |  | OP | X | 11 | 2019 |  |  | N | Commercial Non-CHP | 4 | [11 empty] | N | N |  | 10M | [23 empty] | N | bar: X T to NG NG
64315 | Walmart Stores Texas, LLC | 64794 | WAL529 | TX | Galveston | GEN1 | Natural Gas Internal Combustion Engine | IC |  | S | X | X |  |  | 1.3 | 0.8 | 1.3 | 1.3 | 0.1 | N |  |  | OP | X | 11 | 2019 |  |  | N | Commercial Non-CHP | 4 | [11 empty] | N | N |  | 10M | [23 empty] | N | bar: X T to NG NG
16098 | Rio Grande Valley Sugar Growers, Inc. | 54338 | Rio Grande Valley Sugar Growers | TX | Hidalgo | GENE | Petroleum Liquids | IC |  | S | X | X |  |  | 1.4 | 0.8 | 1.4 | 1.4 | 0 | N |  |  | OP | X | 9 | 2011 |  |  | N | Industrial CHP | 7 | X T: X; NG NG: DFO; NG NG: DFO |  |  |  | N | N |  | 1H |  |  |  |  | N | [18 empty] | N | N | N
55858 | EDL Inc | 56113 | Tessman Road | TX | Bexar | 1 | Landfill Gas | IC |  | S | X | X |  |  | 1.4 | 0.95 | 1.4 | 1.4 | 0.7 | N |  |  | OP | X | 5 | 2003 |  |  | N | IPP Non-CHP | 2 | X T: X; NG NG: LFG |  |  |  | N | N |  | 12H | [23 empty] | N
55858 | EDL Inc | 56113 | Tessman Road | TX | Bexar | 2 | Landfill Gas | IC |  | S | X | X |  |  | 1.4 | 0.95 | 1.4 | 1.4 | 0.7 | N |  |  | OP | X | 5 | 2003 |  |  | N | IPP Non-CHP | 2 | X T: X; NG NG: LFG |  |  |  | N | N |  | 12H | [23 empty] | N
55858 | EDL Inc | 56113 | Tessman Road | TX | Bexar | 3 | Landfill Gas | IC |  | S | X | X |  |  | 1.4 | 0.95 | 1.4 | 1.4 | 0.7 | N |  |  | OP | X | 5 | 2003 |  |  | N | IPP Non-CHP | 2 | X T: X; NG NG: LFG |  |  |  | N | N |  | 12H | [23 empty] | N |  | N
55858 | EDL Inc | 56113 | Tessman Road | TX | Bexar | 4 | Landfill Gas | IC |  | S | X | X |  |  | 1.4 | 0.95 | 1.4 | 1.4 | 0.7 | N |  |  | OP | X | 5 | 2003 |  |  | N | IPP Non-CHP | 2 | X T: X; NG NG: LFG |  |  |  | N | N |  | 12H | [23 empty] | N |  | N
55858 | EDL Inc | 56113 | Tessman Road | TX | Bexar | 5 | Landfill Gas | IC |  | S | X | X |  |  | 1.4 | 0.95 | 1.4 | 1.4 | 0.7 | N |  |  | OP | X | 5 | 2003 |  |  | N | IPP Non-CHP | 2 | X T: X; NG NG: LFG |  |  |  | N | N |  | 12H | [23 empty] | N |  | N
55858 | EDL Inc | 56113 | Tessman Road | TX | Bexar | 6 | Landfill Gas | IC |  | S | X | X |  |  | 1.4 | 0.95 | 1.4 | 1.4 | 0.7 | N |  |  | OP | X | 5 | 2003 |  |  | N | IPP Non-CHP | 2 | X T: X; NG NG: LFG |  |  |  | N | N |  | 12H | [23 empty] | N
55858 | EDL Inc | 56113 | Tessman Road | TX | Bexar | 7 | Landfill Gas | IC |  | S | X | X |  |  | 1.4 | 0.95 | 1.4 | 1.4 | 0.7 | N |  |  | OP | X | 3 | 2015 |  |  | N | IPP Non-CHP | 2 | X T: X; NG NG: LFG |  |  |  |  | N |  | 12H | [23 empty] | N
58811 | Ameresco Dallas LLC | 58946 | Ameresco Dallas LLC | TX | Dallas | ENG1 | Landfill Gas | IC |  | S | X | X |  |  | 1.4 | 1 | 1.4 | 1.4 | 0.7 | N |  |  | OP | X | 2 | 2011 |  |  | N | IPP Non-CHP | 2 | X T: X; NG NG: LFG |  |  |  | N | N |  | 10M | [23 empty] | N | N | N
58811 | Ameresco Dallas LLC | 58946 | Ameresco Dallas LLC | TX | Dallas | ENG2 | Landfill Gas | IC |  | S | X | X |  |  | 1.4 | 1 | 1.4 | 1.4 | 0.7 | N |  |  | OP | X | 2 | 2011 |  |  | N | IPP Non-CHP | 2 | X T: X; NG NG: LFG |  |  |  | N | N |  | 10M | [23 empty] | N | N | N
58811 | Ameresco Dallas LLC | 58946 | Ameresco Dallas LLC | TX | Dallas | ENG3 | Landfill Gas | IC |  | S | X | X |  |  | 1.4 | 1 | 1.4 | 1.4 | 0.7 | N |  |  | OP | X | 2 | 2011 |  |  | N | IPP Non-CHP | 2 | X T: X; NG NG: LFG |  |  |  | N | N |  | 10M | [23 empty] | N | N | N
1015 | Austin Energy | 56374 | Robert Mueller Energy Center | TX | Travis | DG1 | Petroleum Liquids | IC |  | S | X | X |  |  | 1.5 | 0.8 | 1.5 | 1.5 | 1.5 | N |  |  | SB | N | 7 | 2006 |  |  | N | Electric Utility | 1 | X T: X; NG NG: DFO | [6 empty] | 10M | [23 empty] | N |  | N
17583 | South Texas Electric Coop, Inc | 3631 | Sam Rayburn | TX | Victoria | 4 | Petroleum Liquids | IC |  | S | X | X |  |  | 1.6 | 0.8 | 0.9 | 0.9 | 0.5 | N |  |  | OP | X | 7 | 1991 |  |  | N | Electric Utility | 1 | X T: X; NG NG: DFO; NG NG: DFO |  |  |  | N | N |  | 10M | [23 empty] | N
17583 | South Texas Electric Coop, Inc | 3631 | Sam Rayburn | TX | Victoria | 5 | Petroleum Liquids | IC |  | S | X | X |  |  | 1.6 | 0.8 | 0.9 | 0.9 | 0.5 | N |  |  | OP | X | 10 | 1991 |  |  | N | Electric Utility | 1 | X T: X; NG NG: DFO; NG NG: DFO |  |  |  | N | N |  | 10M | [23 empty] | N
54842 | WM Renewable Energy LLC | 50569 | DFW Gas Recovery | TX | Denton | GEN3 | Landfill Gas | IC |  | S | X | X | DG_BIO2 | DG_BIO2 | 1.6 | 0.98 | 1.6 | 1.6 | 0.8 | N |  |  | OP | X | 8 | 2009 |  |  | N | IPP Non-CHP | 2 | X T: X; NG NG: LFG | [6 empty] | 1H | [23 empty] | N | N | N
54842 | WM Renewable Energy LLC | 50569 | DFW Gas Recovery | TX | Denton | GEN4 | Landfill Gas | IC |  | S | X | X | DG_BIO2 | DG_BIO2 | 1.6 | 0.98 | 1.6 | 1.6 | 0.8 | N |  |  | OP | X | 8 | 2009 |  |  | N | IPP Non-CHP | 2 | X T: X; NG NG: LFG | [6 empty] | 1H | [23 empty] | N | N | N
54842 | WM Renewable Energy LLC | 50569 | DFW Gas Recovery | TX | Denton | GEN5 | Landfill Gas | IC |  | S | X | X | DG_BIO2 | DG_BIO2 | 1.6 | 0.98 | 1.6 | 1.6 | 0.8 | N |  |  | OP | X | 8 | 2009 |  |  | N | IPP Non-CHP | 2 | X T: X; NG NG: LFG | [6 empty] | 1H | [23 empty] | N | N | N
54842 | WM Renewable Energy LLC | 50569 | DFW Gas Recovery | TX | Denton | GEN6 | Landfill Gas | IC |  | S | X | X | DG_BIO2 | DG_BIO2 | 1.6 | 0.98 | 1.6 | 1.6 | 0.8 | N |  |  | OP | X | 8 | 2009 |  |  | N | IPP Non-CHP | 2 | X T: X; NG NG: LFG | [6 empty] | 1H | [23 empty] | N | N | N
54842 | WM Renewable Energy LLC | 56524 | Austin Gas Recovery | TX | Travis | GEN1 | Landfill Gas | IC |  | S | X | X | DG_SPRIN_4UNITS | DG_SPRIN_4UNITS | 1.6 | 0.98 | 1.6 | 1.6 | 0.8 | N |  |  | OP | X | 10 | 2007 |  |  | N | IPP Non-CHP | 2 | X T: X; NG NG: LFG |  |  |  | N |  |  | 1H | [23 empty] | N | N | N
54842 | WM Renewable Energy LLC | 56524 | Austin Gas Recovery | TX | Travis | GEN2 | Landfill Gas | IC |  | S | X | X | DG_SPRIN_4UNITS | DG_SPRIN_4UNITS | 1.6 | 0.98 | 1.6 | 1.6 | 0.8 | N |  |  | OP | X | 10 | 2007 |  |  | N | IPP Non-CHP | 2 | X T: X; NG NG: LFG |  |  |  | N |  |  | 1H | [23 empty] | N | N | N
54842 | WM Renewable Energy LLC | 56524 | Austin Gas Recovery | TX | Travis | GEN3 | Landfill Gas | IC |  | S | X | X | DG_SPRIN_4UNITS | DG_SPRIN_4UNITS | 1.6 | 0.98 | 1.6 | 1.6 | 0.8 | N |  |  | OP | X | 10 | 2007 |  |  | N | IPP Non-CHP | 2 | X T: X; NG NG: LFG |  |  |  | N |  |  | 1H | [23 empty] | N | N | N
55858 | EDL Inc | 56864 | Covel Gardens Gas Recovery | TX | Bexar | 1 | Landfill Gas | IC |  | S | X | X |  |  | 1.6 | 0.95 | 1.6 | 1.6 | 0.7 | N |  |  | OP | X | 11 | 2005 |  |  | N | IPP Non-CHP | 2 | X T: X; NG NG: LFG |  |  |  | N | N |  | 12H | [23 empty] | N
55858 | EDL Inc | 56864 | Covel Gardens Gas Recovery | TX | Bexar | 2 | Landfill Gas | IC |  | S | X | X |  |  | 1.6 | 0.95 | 1.6 | 1.6 | 0.7 | N |  |  | OP | X | 11 | 2005 |  |  | N | IPP Non-CHP | 2 | X T: X; NG NG: LFG |  |  |  | N | N |  | 12H | [23 empty] | N
55858 | EDL Inc | 56864 | Covel Gardens Gas Recovery | TX | Bexar | 3 | Landfill Gas | IC |  | S | X | X |  |  | 1.6 | 0.95 | 1.6 | 1.6 | 0.7 | N |  |  | OP | X | 11 | 2005 |  |  | N | IPP Non-CHP | 2 | X T: X; NG NG: LFG |  |  |  | N | N |  | 12H | [23 empty] | N
55858 | EDL Inc | 56864 | Covel Gardens Gas Recovery | TX | Bexar | 4 | Landfill Gas | IC |  | S | X | X |  |  | 1.6 | 0.95 | 1.6 | 1.6 | 0.7 | N |  |  | OP | X | 11 | 2005 |  |  | N | IPP Non-CHP | 2 | X T: X; NG NG: LFG |  |  |  | N | N |  | 12H | [23 empty] | N
55858 | EDL Inc | 56864 | Covel Gardens Gas Recovery | TX | Bexar | 5 | Landfill Gas | IC |  | S | X | X |  |  | 1.6 | 0.95 | 1.6 | 1.6 | 0.7 | N |  |  | OP | X | 11 | 2005 |  |  | N | IPP Non-CHP | 2 | X T: X; NG NG: LFG |  |  |  | N | N |  | 12H | [23 empty] | N
55858 | EDL Inc | 56864 | Covel Gardens Gas Recovery | TX | Bexar | 6 | Landfill Gas | IC |  | S | X | X |  |  | 1.6 | 0.95 | 1.6 | 1.6 | 0.7 | N |  |  | OP | X | 11 | 2005 |  |  | N | IPP Non-CHP | 2 | X T: X; NG NG: LFG |  |  |  | N | N |  | 12H | [23 empty] | N
54842 | WM Renewable Energy LLC | 57020 | Westside Landfill Gas Recovery | TX | Parker | GEN1 | Landfill Gas | IC |  | S | X | X | DG_WSTHL | DG_WSTHL | 1.6 | 0.98 | 1.6 | 1.6 | 0.8 | N |  |  | OP | X | 3 | 2010 |  |  | N | IPP Non-CHP | 2 | X T: X; NG NG: LFG | [6 empty] | 1H | [23 empty] | N | N | N
54842 | WM Renewable Energy LLC | 57020 | Westside Landfill Gas Recovery | TX | Parker | GEN2 | Landfill Gas | IC |  | S | X | X | DG_WSTHL | DG_WSTHL | 1.6 | 0.98 | 1.6 | 1.6 | 0.8 | N |  |  | OP | X | 3 | 2010 |  |  | N | IPP Non-CHP | 2 | X T: X; NG NG: LFG | [6 empty] | 1H | [23 empty] | N | N | N
56351 | Denton Power LLC | 57071 | Denton Power LLC | TX | Denton | 1 | Landfill Gas | IC |  | S | X | X | n/a | n/a | 1.6 | 0.8 | 1.6 | 1.6 | 1.1 | N |  |  | OP | X | 12 | 2008 |  |  | N | IPP Non-CHP | 2 | X T: X; NG NG: LFG |  |  |  | N | N |  | 1H |  |  |  |  | N | [15 empty] | N |  |  | N | N | N
54842 | WM Renewable Energy LLC | 57165 | Farmers Branch Renewable Energy Facility | TX | Denton | GEN1 | Landfill Gas | IC |  | S | X | X | COSERV | COSERV | 1.6 | 0.98 | 1.6 | 1.6 | 0.8 | N |  |  | OP | X | 1 | 2011 |  |  | N | IPP Non-CHP | 2 | X T: X; NG NG: LFG | [6 empty] | 1H | [23 empty] | N | N | N
54842 | WM Renewable Energy LLC | 57165 | Farmers Branch Renewable Energy Facility | TX | Denton | GEN2 | Landfill Gas | IC |  | S | X | X | COSERV | COSERV | 1.6 | 0.98 | 1.6 | 1.6 | 0.8 | N |  |  | OP | X | 1 | 2011 |  |  | N | IPP Non-CHP | 2 | X T: X; NG NG: LFG | [6 empty] | 1H | [23 empty] | N | N | N
54842 | WM Renewable Energy LLC | 57167 | Mesquite Creek LFGTE Project | TX | Comal | GEN1 | Landfill Gas | IC |  | S | X | X | ZONAL | ZONAL | 1.6 | 0.98 | 1.6 | 1.6 | 0.8 | N |  |  | OP | X | 12 | 2010 |  |  | N | IPP Non-CHP | 2 | X T: X; NG NG: LFG | [6 empty] | 1H | [23 empty] | N | N | N
54842 | WM Renewable Energy LLC | 57167 | Mesquite Creek LFGTE Project | TX | Comal | GEN2 | Landfill Gas | IC |  | S | X | X | ZONAL | ZONAL | 1.6 | 0.98 | 1.6 | 1.6 | 0.8 | N |  |  | OP | X | 12 | 2010 |  |  | N | IPP Non-CHP | 2 | X T: X; NG NG: LFG | [6 empty] | 1H | [23 empty] | N | N | N
56772 | TX LFG Energy, LP | 55556 | Security | TX | Montgomery | GEN5 | Landfill Gas | IC |  | S | X | X |  |  | 1.7 | 0.8 | 1.7 | 1.7 | 0.2 | N |  |  | OP | X | 3 | 2003 |  |  | N | IPP Non-CHP | 2 | X T: X; NG NG: LFG |  |  |  | N | N |  | 12H | [23 empty] | N |  | N
56772 | TX LFG Energy, LP | 55556 | Security | TX | Montgomery | UNT2 | Landfill Gas | IC |  | S | X | X |  |  | 1.7 | 0.8 | 1.7 | 1.7 | 0.2 | N |  |  | OP | X | 12 | 2003 |  |  | N | IPP Non-CHP | 2 | X T: X; NG NG: LFG |  |  |  | N | N |  | 12H | [23 empty] | N
18050 | State Farm Mutual Auto Ins Co | 55390 | State Farm Insur Support Center Central | TX | Dallas | 2A | Petroleum Liquids | IC |  | S | X | X |  |  | 1.8 | 1 | 1.8 | 1.8 | 0.2 | N |  |  | SB | N | 1 | 1998 |  |  | N | Commercial Non-CHP | 4 | X T: X; NG NG: DFO |  |  |  | N | N |  | 10M | [23 empty] | N | N | N
18050 | State Farm Mutual Auto Ins Co | 55390 | State Farm Insur Support Center Central | TX | Dallas | 2B | Petroleum Liquids | IC |  | S | X | X |  |  | 1.8 | 1 | 1.8 | 1.8 | 0.2 | N |  |  | SB | N | 1 | 1998 |  |  | N | Commercial Non-CHP | 4 | X T: X; NG NG: DFO |  |  |  | N | N |  | 10M | [23 empty] | N | N | N
18050 | State Farm Mutual Auto Ins Co | 55390 | State Farm Insur Support Center Central | TX | Dallas | 3A | Petroleum Liquids | IC |  | S | X | X |  |  | 1.8 | 1 | 1.8 | 1.8 | 0.2 | N |  |  | SB | N | 1 | 1998 |  |  | N | Commercial Non-CHP | 4 | X T: X; NG NG: DFO |  |  |  | N | N |  | 10M | [23 empty] | N | N | N
18050 | State Farm Mutual Auto Ins Co | 55390 | State Farm Insur Support Center Central | TX | Dallas | 3B | Petroleum Liquids | IC |  | S | X | X |  |  | 1.8 | 1 | 1.8 | 1.8 | 0.2 | N |  |  | SB | N | 1 | 1998 |  |  | N | Commercial Non-CHP | 4 | X T: X; NG NG: DFO |  |  |  | N | N |  | 10M | [23 empty] | N | N | N
18050 | State Farm Mutual Auto Ins Co | 55390 | State Farm Insur Support Center Central | TX | Dallas | 4A | Petroleum Liquids | IC |  | S | X | X |  |  | 1.8 | 1 | 1.8 | 1.8 | 0.2 | N |  |  | SB | N | 1 | 1998 |  |  | N | Commercial Non-CHP | 4 | X T: X; NG NG: DFO |  |  |  | N | N |  | 10M | [23 empty] | N | N | N
18050 | State Farm Mutual Auto Ins Co | 55390 | State Farm Insur Support Center Central | TX | Dallas | 4B | Petroleum Liquids | IC |  | S | X | X |  |  | 1.8 | 1 | 1.8 | 1.8 | 0.2 | N |  |  | SB | N | 1 | 1998 |  |  | N | Commercial Non-CHP | 4 | X T: X; NG NG: DFO |  |  |  | N | N |  | 10M | [23 empty] | N | N | N
55983 | Luminant Generation Company LLC | 3504 | Stryker Creek | TX | Cherokee | D1 | Petroleum Liquids | IC |  | S | X | X |  |  | 2 | 0.8 | 2 | 2 | 2 | N |  |  | OP | X | 7 | 1966 |  |  | N | IPP Non-CHP | 2 | X T: X; NG NG: DFO |  |  |  | N | N |  | 10M | [23 empty] | N | N | N
55983 | Luminant Generation Company LLC | 3504 | Stryker Creek | TX | Cherokee | D2 | Petroleum Liquids | IC |  | S | X | X |  |  | 2 | 0.8 | 2 | 2 | 2 | N |  |  | OP | X | 7 | 1966 |  |  | N | IPP Non-CHP | 2 | X T: X; NG NG: DFO |  |  |  | N | N |  | 10M | [23 empty] | N | N | N
55983 | Luminant Generation Company LLC | 3504 | Stryker Creek | TX | Cherokee | D3 | Petroleum Liquids | IC |  | S | X | X |  |  | 2 | 0.8 | 2 | 2 | 2 | N |  |  | OP | X | 7 | 1966 |  |  | N | IPP Non-CHP | 2 | X T: X; NG NG: DFO |  |  |  | N | N |  | 10M | [23 empty] | N | N | N
55983 | Luminant Generation Company LLC | 3504 | Stryker Creek | TX | Cherokee | D4 | Petroleum Liquids | IC |  | S | X | X |  |  | 2 | 0.8 | 2 | 2 | 2 | N |  |  | OP | X | 7 | 1966 |  |  | N | IPP Non-CHP | 2 | X T: X; NG NG: DFO |  |  |  | N | N |  | 10M | [23 empty] | N | N | N
55983 | Luminant Generation Company LLC | 3504 | Stryker Creek | TX | Cherokee | D5 | Petroleum Liquids | IC |  | S | X | X |  |  | 2 | 0.8 | 2 | 2 | 2 | N |  |  | OP | X | 7 | 1966 |  |  | N | IPP Non-CHP | 2 | X T: X; NG NG: DFO |  |  |  | N | N |  | 10M | [23 empty] | N | N | N
55983 | Luminant Generation Company LLC | 3507 | Trinidad (TX) | TX | Henderson | D1 | Petroleum Liquids | IC |  | S | X | X |  |  | 2 | 0.8 | 2 | 2 | 2 | N |  |  | OP | X | 8 | 1966 |  |  | N | IPP Non-CHP | 2 | X T: X; NG NG: DFO |  |  |  | N | N |  | 10M | [23 empty] | N
55983 | Luminant Generation Company LLC | 3507 | Trinidad (TX) | TX | Henderson | D2 | Petroleum Liquids | IC |  | S | X | X |  |  | 2 | 0.8 | 2 | 2 | 2 | N |  |  | OP | X | 8 | 1966 |  |  | N | IPP Non-CHP | 2 | X T: X; NG NG: DFO |  |  |  | N | N |  | 10M | [23 empty] | N
60538 | Vitro Architectural Glass | 54364 | Works 4 | TX | Wichita | L1G | Petroleum Liquids | IC |  | S | X | X |  |  | 2 | 0.8 | 2 | 2 | 0.1 | N |  |  | SB | Y | 6 | 1975 | 11 | 2022 | N | Industrial Non-CHP | 6 | X T: X; NG NG: DFO |  |  |  | N | N |  | 10M | [20 empty] | N |  |  | N | N | N
60538 | Vitro Architectural Glass | 54364 | Works 4 | TX | Wichita | L2G | Petroleum Liquids | IC |  | S | X | X |  |  | 2 | 0.8 | 2 | 2 | 0.1 | N |  |  | SB | Y | 6 | 1974 | 11 | 2022 | N | Industrial Non-CHP | 6 | X T: X; NG NG: DFO |  |  |  | N | N |  | 10M |  |  |  | N | [16 empty] | N |  |  | N | N | N
27378 | Tenet Hospital Ltd | 50241 | Tenet Hospital | TX | El Paso | 9541 | Petroleum Liquids | IC |  | S | X | X |  |  | 2.1 | 0.8 | 2.1 | 2.1 | 0.5 | N |  |  | OP | X | 3 | 1987 |  |  | Y | Commercial CHP | 5 | X T: T; NG NG: DFO; NG BLQ: NG |  |  |  | N | N |  | 1H | [23 empty] | Y | N | Y
27378 | Tenet Hospital Ltd | 50241 | Tenet Hospital | TX | El Paso | 9542 | Natural Gas Internal Combustion Engine | IC |  | S | X | X |  |  | 2.1 | 0.8 | 2.1 | 2.1 | 0.5 | N |  |  | SB | Y | 3 | 1987 |  |  | Y | Commercial CHP | 5 | X T: T; NG NG: NG; NG BLQ: DFO |  |  |  | N | N |  | 1H | [23 empty] | Y | N | Y
62903 | Silicon Hills Campus, LLC | 10184 | Central Utility Plant | TX | Travis | TG1 | Natural Gas Steam Turbine | ST | 1 | S | X | X |  |  | 2.3 | 0.85 | 2.2 | 2.3 | 0.2 | N |  |  | OP | X | 7 | 1988 |  |  | Y | Commercial CHP | 5 | X T: B; NG NG: NG; NG BLQ: DFO; NG NG: NG |  |  |  | N | N |  | 12H | [23 empty] | Y | N | Y
16098 | Rio Grande Valley Sugar Growers, Inc. | 54338 | Rio Grande Valley Sugar Growers | TX | Hidalgo | GENA | Other Waste Biomass | ST |  | S | X | X |  |  | 2.5 | 0.8 | 2.5 | 2.5 | 0.5 | N |  |  | OP | X | 10 | 1973 |  |  | Y | Industrial CHP | 7 | X T: T; NG NG: AB; NG BLQ: NG; NG NG: AB | NG |  |  | N |  |  | 12H | [23 empty] | Y | Y | N
16098 | Rio Grande Valley Sugar Growers, Inc. | 54338 | Rio Grande Valley Sugar Growers | TX | Hidalgo | GENB | Other Waste Biomass | ST |  | S | X | X |  |  | 2.5 | 0.8 | 2.5 | 2.5 | 0.5 | N |  |  | OP | X | 10 | 1973 |  |  | Y | Industrial CHP | 7 | X T: T; NG NG: AB; NG BLQ: NG; NG NG: AB | NG |  |  | N | N |  | 12H | [23 empty] | Y | Y | N
16098 | Rio Grande Valley Sugar Growers, Inc. | 54338 | Rio Grande Valley Sugar Growers | TX | Hidalgo | GENC | Other Waste Biomass | ST |  | S | X | X |  |  | 2.5 | 0.8 | 2.5 | 2.5 | 0.5 | N |  |  | OP | X | 1 | 1995 |  |  | Y | Industrial CHP | 7 | X T: T; NG NG: AB; NG BLQ: NG; NG NG: AB | NG |  |  | N | N |  | 12H | [23 empty] | Y | Y | N
54842 | WM Renewable Energy LLC | 50569 | DFW Gas Recovery | TX | Denton | GEN1 | Landfill Gas | GT |  | S | X | X | DG_BIO2 | DG_BIO2 | 3 | 0.98 | 2.9 | 3.2 | 1 | N |  |  | OP | X | 5 | 1988 |  |  | N | IPP Non-CHP | 2 | X T: X; NG NG: LFG |  |  |  | N |  |  | 1H | [23 empty] | N | N | N
54842 | WM Renewable Energy LLC | 50569 | DFW Gas Recovery | TX | Denton | GEN2 | Landfill Gas | GT |  | S | X | X | DG_BIO2 | DG_BIO2 | 3 | 0.98 | 2.9 | 3.2 | 1 | N |  |  | OP | X | 5 | 1988 |  |  | N | IPP Non-CHP | 2 | X T: X; NG NG: LFG |  |  |  | N |  |  | 1H | [23 empty] | N | N | N
15941 | Rice University | 50054 | Rice University | TX | Harris | GEN1 | Natural Gas Fired Combustion Turbine | GT |  | S | X | X |  |  | 3.1 | 0.98 | 3.1 | 2.8 | 2.8 | N |  |  | SB | N | 1 | 1986 |  |  | Y | Commercial CHP | 5 | [11 empty] | N | N |  | 1H |  |  |  | N | [19 empty] | N | N | N | bar: X T to NG NG
29925 | Enterprise Products Optg LP | 10261 | Enterprise Products Operating | TX | Chambers | GEN3 | Natural Gas Fired Combustion Turbine | GT |  | S | X | X |  |  | 3.4 | 0.8 | 3 | 2.8 | 2.8 | N |  |  | OP | X | 11 | 1991 |  |  | Y | Industrial CHP | 7 | [11 empty] | N | N |  | 12H | [20 empty] | N |  |  | N | N | N | bar: X T to NG NG
29925 | Enterprise Products Optg LP | 10261 | Enterprise Products Operating | TX | Chambers | GEN4 | Natural Gas Fired Combustion Turbine | GT |  | S | X | X |  |  | 3.4 | 0.8 | 3 | 2.8 | 2.8 | N |  |  | OP | X | 11 | 1991 |  |  | Y | Industrial CHP | 7 | [11 empty] | N | N |  | 12H | [23 empty] | N | N | N | bar: X T to NG NG
29925 | Enterprise Products Optg LP | 10261 | Enterprise Products Operating | TX | Chambers | GEN5 | Natural Gas Fired Combustion Turbine | GT |  | S | X | X |  |  | 3.4 | 0.8 | 3 | 2.8 | 2.8 | N |  |  | OP | X | 11 | 1991 |  |  | Y | Industrial CHP | 7 | [11 empty] | N | N |  | 12H | [20 empty] | N |  |  | N | N | N | bar: X T to NG NG
29925 | Enterprise Products Optg LP | 10261 | Enterprise Products Operating | TX | Chambers | GEN6 | Natural Gas Fired Combustion Turbine | GT |  | S | X | X |  |  | 3.5 | 0.8 | 3 | 2.8 | 2.8 | N |  |  | OP | X | 12 | 1996 |  |  | Y | Industrial CHP | 7 | [11 empty] | N | N |  | 12H | [20 empty] | N |  |  | N | N | N | bar: X T to NG NG
29925 | Enterprise Products Optg LP | 10261 | Enterprise Products Operating | TX | Chambers | GEN7 | Natural Gas Fired Combustion Turbine | GT |  | S | X | X |  |  | 3.5 | 0.8 | 3 | 2.8 | 2.8 | N |  |  | OP | X | 12 | 1996 |  |  | Y | Industrial CHP | 7 | [11 empty] | N | N |  | 12H | [20 empty] | N |  |  | N | N | N | bar: X T to NG NG
29925 | Enterprise Products Optg LP | 10261 | Enterprise Products Operating | TX | Chambers | GEN8 | Natural Gas Fired Combustion Turbine | GT |  | S | X | X |  |  | 3.5 | 0.8 | 3 | 2.8 | 2.8 | N |  |  | OP | X | 12 | 1996 |  |  | Y | Industrial CHP | 7 | [11 empty] | N | N |  | 12H | [20 empty] | N |  |  | N | N | bar: X T to NG NG
14925 | Phelps Dodge Refining Corp | 54628 | Phelps Dodge Refining | TX | El Paso | 2607 | Natural Gas Fired Combustion Turbine | GT |  | S | X | X |  |  | 3.5 | 0.8 | 2.6 | 3 | 2.6 | N |  |  | OS | X | 10 | 1986 |  |  | Y | Industrial CHP | 7 | [11 empty] | N | N |  | 1H | [20 empty] | N |  |  | N | N | N | bar: X T to NG NG
14925 | Phelps Dodge Refining Corp | 54628 | Phelps Dodge Refining | TX | El Paso | 2608 | Natural Gas Fired Combustion Turbine | GT |  | S | X | X |  |  | 3.5 | 0.8 | 2.6 | 3 | 2.6 | N |  |  | OS | X | 10 | 1986 |  |  | Y | Industrial CHP | 7 | [11 empty] | N | N |  | 1H | [20 empty] | N |  |  | N | N | N | bar: X T to NG NG
17052 | Shell Chemical LP | 54330 | Westhollow Technology Center | TX | Harris | 1 | Natural Gas Fired Combustion Turbine | GT |  | S | X | X |  |  | 3.7 | 0.9 | 3.7 | 3.7 | 2.3 | N |  |  | OP | X | 1 | 1988 |  |  | Y | Industrial CHP | 7 | [11 empty] | N | N |  | 1H | [20 empty] | N |  |  | N | N | N | bar: X T to NG NG
15941 | Rice University | 50054 | Rice University | TX | Harris | GEN2 | Natural Gas Fired Combustion Turbine | GT |  | S | X | X |  |  | 3.8 | 0.98 | 3.8 | 3.8 | 3.8 | N |  |  | OP | X | 2 | 1989 |  |  | Y | Commercial CHP | 5 | [11 empty] | N | N |  | 1H | [23 empty] | N | N | N | bar: X T to NG NG
14925 | Phelps Dodge Refining Corp | 54628 | Phelps Dodge Refining | TX | El Paso | 3001 | Natural Gas Fired Combustion Turbine | GT |  | S | X | X |  |  | 4.2 | 0.8 | 3.2 | 3.8 | 3.2 | N |  |  | OP | X | 6 | 1992 |  |  | Y | Industrial CHP | 7 | [11 empty] | N | N |  | 10M | [20 empty] | N |  |  | N | N | N | bar: X T to NG NG
14925 | Phelps Dodge Refining Corp | 54628 | Phelps Dodge Refining | TX | El Paso | 3002 | Natural Gas Fired Combustion Turbine | GT |  | S | X | X |  |  | 4.2 | 0.8 | 3.2 | 3.8 | 3.2 | N |  |  | OP | X | 6 | 1992 |  |  | Y | Industrial CHP | 7 | [11 empty] | N | N |  | 10M | [23 empty] | N | N | N | bar: X T to NG NG
14925 | Phelps Dodge Refining Corp | 54628 | Phelps Dodge Refining | TX | El Paso | 3003 | Natural Gas Fired Combustion Turbine | GT |  | S | X | X |  |  | 4.2 | 0.8 | 3.2 | 3.8 | 3.2 | N |  |  | OP | X | 6 | 1992 |  |  | Y | Industrial CHP | 7 | [11 empty] | N | N |  | 10M | [23 empty] | N | N | N | bar: X T to NG NG
1015 | Austin Energy | 56374 | Robert Mueller Energy Center | TX | Travis | CT1 | Natural Gas Fired Combustion Turbine | GT |  | S | X | X |  |  | 4.6 | 0.8 | 3.7 | 4.6 | 3.7 | N |  |  | OP | X | 7 | 2006 |  |  | Y | Electric Utility | 1 | [14 empty] | 1H | [23 empty] | N |  | N | bar: X T to NG NG
57445 | Pasadena Refining System Inc | 58069 | PRSI FCC Generator | TX | Harris | 55M1 | Petroleum Coke | ST |  | S | X | X |  |  | 4.7 | 0.9 | 3 | 3 | 0 | N |  |  | OP | X | 4 | 1979 |  |  | Y | Industrial CHP | 7 | X T: B; NG NG: PC; NG NG: NG | RFO |  |  | N | N |  | OVER | Y |  |  |  | Y | [18 empty] | N | N | N
27211 | Snider Industries Inc | 50141 | Snider Industries | TX | Harrison | WGN1 | Wood/Wood Waste Biomass | ST |  | S | X | X |  |  | 5 | 0.8 | 5 | 5 | 1 | N |  |  | OP | X | 8 | 1983 |  |  | Y | Industrial CHP | 7 | X T: B; NG NG: WDS; NG NG: WDS |  |  |  | Y | N | 0 | 12H | [23 empty] | N
7375 | Goodyear Tire & Rubber Co | 54321 | Goodyear Beaumont Chemical Plant | TX | Jefferson | 2N80 | Natural Gas Fired Combustion Turbine | GT |  | S | X | X |  |  | 5 | 0.9 | 4 | 4.5 | 2 | N |  |  | OP | X | 8 | 1999 |  |  | Y | Industrial CHP | 7 | [11 empty] | N | N |  | 1H | [23 empty] | N | N | N | bar: X T to NG NG; NG NG
7375 | Goodyear Tire & Rubber Co | 54321 | Goodyear Beaumont Chemical Plant | TX | Jefferson | N802 | Natural Gas Fired Combustion Turbine | GT |  | S | X | X |  |  | 5 | 0.9 | 4 | 4.5 | 2 | N |  |  | OP | X | 8 | 1999 |  |  | Y | Industrial CHP | 7 | [11 empty] | N | N |  | 1H | [23 empty] | N | N | N | bar: X T to NG NG
7375 | Goodyear Tire & Rubber Co | 54321 | Goodyear Beaumont Chemical Plant | TX | Jefferson | N803 | Natural Gas Fired Combustion Turbine | GT |  | S | X | X |  |  | 5 | 0.9 | 4 | 4.5 | 2 | N |  |  | OP | X | 10 | 1999 |  |  | Y | Industrial CHP | 7 | [11 empty] | N |  |  | 1H | [23 empty] | N | N | N | bar: X T to NG NG
7375 | Goodyear Tire & Rubber Co | 54321 | Goodyear Beaumont Chemical Plant | TX | Jefferson | N804 | Natural Gas Fired Combustion Turbine | GT |  | S | X | X |  |  | 5 | 0.9 | 4 | 4.5 | 2 | N |  |  | OP | X | 10 | 1999 |  |  | Y | Industrial CHP | 7 | [11 empty] | N |  |  | 1H | [23 empty] | N | N | N | bar: X T to NG NG
58113 | Texas A&M, Utilities & Energy Services | 58151 | Central Utility Plant - Texas A&M | TX | Brazos | STG04 | Natural Gas Fired Combined Cycle | CA | UES1 | S | Y | X | North Load Zone | North Load Zone | 5 | 0.8 | 5 | 5 | 1 | N |  |  | OP | X | 12 | 1956 |  |  | Y | Commercial CHP | 5 | X T: T; NG NG: NG; NG BLQ: DFO |  |  |  | N | N |  | 1H | [20 empty] | N |  |  | Y | N | Y
59157 | The Methodist Hospital | 59381 | The Methodist Hospital, Gas Turbine | TX | Harris | GT-1 | Natural Gas Fired Combustion Turbine | GT |  | S | X | X | N/A | N/A | 5 | 0.8 | 3 | 4 | 2.3 | N |  |  | OP | X | 2 | 2010 |  |  | Y | Commercial CHP | 5 | [11 empty] | N | N |  | 1H | [20 empty] | N |  |  | N | N | N | bar: X T to NG NG; NG NG
6831 | Ft Worth City of | 54520 | Village Creek Water Reclamation Facility | TX | Tarrant | TG1 | Natural Gas Fired Combustion Turbine | GT |  | S | X | X | NA | NA | 5.3 | 0.8 | 4.2 | 5.3 | 0.1 | N |  |  | OP | X | 6 | 2001 |  |  | Y | Commercial CHP | 5 | [11 empty] | N | N |  | 1H | [20 empty] | N |  |  | N | N | N | bar: X T to NG NG; NG NG
6831 | Ft Worth City of | 54520 | Village Creek Water Reclamation Facility | TX | Tarrant | TG2 | Natural Gas Fired Combustion Turbine | GT |  | S | X | X | NA | NA | 5.3 | 0.8 | 4.2 | 5.3 | 0.1 | N |  |  | OP | X | 9 | 2001 |  |  | Y | Commercial CHP | 5 | [11 empty] | N | N |  | 1H | [20 empty] | N |  |  | N | N | N | bar: X T to NG NG; NG NG
58303 | Energy Systems Group LLC | 62762 | NASA Johnson Space Center CHP | TX | Harris | CTG-1 | Natural Gas Fired Combustion Turbine | GT |  | W | X | X |  |  | 5.6 | 0.99 | 5.3 | 5.7 | 2.3 | N |  |  | OP | X | 7 | 2018 |  |  | Y | IPP CHP | 3 | [11 empty] | N | N |  | 1H | [23 empty] | N | bar: X T to NG NG
58303 | Energy Systems Group LLC | 62762 | NASA Johnson Space Center CHP | TX | Harris | CTG-2 | Natural Gas Fired Combustion Turbine | GT |  | W | X | X |  |  | 5.6 | 0.99 | 5.3 | 5.7 | 2.3 | N |  |  | OP | X | 7 | 2018 |  |  | Y | IPP CHP | 3 | [11 empty] | N | N |  | 1H | [23 empty] | N | bar: X T to NG NG
62903 | Silicon Hills Campus, LLC | 10184 | Central Utility Plant | TX | Travis | EG1 | Natural Gas Internal Combustion Engine | IC | 1 | S | X | X |  |  | 6 | 0.8 | 3.6 | 4.1 | 1.8 | N |  |  | OP | X | 7 | 1988 |  |  | Y | Commercial CHP | 5 | X T: T; NG NG: NG; NG BLQ: DFO |  |  |  | N | N |  | 1H | [23 empty] | Y | Y | Y
62903 | Silicon Hills Campus, LLC | 10184 | Central Utility Plant | TX | Travis | EG2 | Natural Gas Internal Combustion Engine | IC | 1 | S | X | X |  |  | 6 | 0.8 | 2.5 | 2.4 | 1.8 | N |  |  | OP | X | 7 | 1988 |  |  | Y | Commercial CHP | 5 | X T: T; NG NG: NG; NG BLQ: DFO |  |  |  | N | N |  | 1H | [23 empty] | Y | Y | Y
56488 | Ascend Performance Materials | 10418 | Ascend Performance Materials Texas Inc. | TX | Brazoria | GEN1 | Other Gases | ST |  | S | X | X |  |  | 6 | 0.8 | 5.2 | 5.2 | 2.3 | N |  |  | OP | X | 6 | 1993 |  |  | Y | Industrial CHP | 7 | X T: B; NG NG: OG; NG BLQ: NG; NG NG: NG |  |  |  | N | N |  | OVER |  |  |  | N | [19 empty] | N
19537 | University of Texas at Austin | 50118 | Hal C Weaver Power Plant | TX | Travis | GEN5 | Natural Gas Fired Combined Cycle | CA | HCWP | S | Y | X |  |  | 6 | 0.8 | 6 | 6 | 2 | N |  |  | SB | Y | 9 | 1959 |  |  | Y | Commercial CHP | 5 | X T: T; NG NG: NG; NG BLQ: DFO |  |  |  | N | N |  | 12H |  |  |  |  | N | [18 empty] | Y | N | Y
19450 | Union Carbide Corp-Seadrift | 50150 | Union Carbide Seadrift Cogen | TX | Calhoun | GEN7 | Natural Gas Steam Turbine | ST | G621 | S | X | X | UCC_COG_PUN1 | ERCOT SOUTH ZONE | 6 | 0.9 | 6 | 6 | 1.5 | N |  |  | OP | X | 11 | 1987 |  |  | Y | Industrial CHP | 7 | X T: B; NG NG: NG; NG BLQ: OG; NG NG: NG |  |  |  | N | N |  | 12H | [23 empty] | N | N | N
57160 | Performance Materials NA, Inc. | 10789 | Sabine River Works | TX | Orange | GEN3 | Natural Gas Fired Combined Cycle | CA | CCL1 | S | Y | X | EES.CONC | EES.CONC | 6.2 | 0.85 | 5 | 5 | 2.5 | N |  |  | OS | X | 1 | 1948 |  |  | Y | Industrial CHP | 7 | [11 empty] | N | N |  | 12H | [23 empty] | N | N | N | bar: X T to NG NG
12307 | WestRock (TX) | 50101 | WestRock (TX) | TX | Jasper | GEN1 | Wood/Wood Waste Biomass | ST |  | S | X | X |  |  | 7.5 | 0.95 | 9.5 | 9.5 | 4.8 | N |  |  | OP | X | 6 | 1954 |  |  | Y | Industrial CHP | 7 | T | BLQ | WDS | NG |  |  |  | WDS | NG |  |  | N | N |  | 12H |  |  | N | [20 empty] | Y | Y | N
6090 | ExxonMobil Oil Corp | 50625 | ExxonMobil Beaumont Refinery | TX | Jefferson | ETG | Other Gases | OT |  | S | X | X |  |  | 7.5 | 0.93 | 5 | 5 | 2 | N |  |  | OP | X | 1 | 1978 |  |  | N | Industrial CHP | 7 | [11 empty] | N | N |  | 12H | [23 empty] | N | N | N | bar: X T to NG NG
54705 | Seadrift Coke L P | 10167 | Seadrift Coke LP | TX | Calhoun | GEN1 | Petroleum Coke | ST |  | S | X | X | South Zone Node | South Zone Node | 7.6 | 1 | 7.6 | 7.6 | 1 | N |  |  | OP | X | 11 | 1983 |  |  | Y | Industrial CHP | 7 | X T: B; NG NG: PC; NG NG: NG | OG |  |  | N | N |  | OVER |  |  |  | Y | Y | [18 empty] | N | N | N
19537 | University of Texas at Austin | 50118 | Hal C Weaver Power Plant | TX | Travis | GEN4 | Natural Gas Fired Combined Cycle | CA | HCWP | S | Y | X |  |  | 7.6 | 0.8 | 7.6 | 7.6 | 2 | N |  |  | SB | Y | 10 | 1951 |  |  | Y | Commercial CHP | 5 | X T: T; NG NG: NG; NG BLQ: DFO |  |  |  | N | N |  | 12H |  |  |  |  | N | [18 empty] | Y | N | Y
17583 | South Texas Electric Coop, Inc | 3630 | Pearsall | TX | Frio | 10A | Natural Gas Internal Combustion Engine | IC |  | S | X | X | PEARSA_1_24 |  | 8.4 | 0.8 | 8.4 | 8.4 | 4 | N |  |  | OP | X | 3 | 2010 |  |  | N | Electric Utility | 1 | [11 empty] | N | N |  | 10M | [23 empty] | N | bar: X T to NG NG
17583 | South Texas Electric Coop, Inc | 3630 | Pearsall | TX | Frio | 11A | Natural Gas Internal Combustion Engine | IC |  | S | X | X | PEARSA_1_24 |  | 8.4 | 0.8 | 8.4 | 8.4 | 4 | N |  |  | OP | X | 3 | 2010 |  |  | N | Electric Utility | 1 | [11 empty] | N | N |  | 10M | [23 empty] | N | bar: X T to NG NG
17583 | South Texas Electric Coop, Inc | 3630 | Pearsall | TX | Frio | 12A | Natural Gas Internal Combustion Engine | IC |  | S | X | X | PEARSA_1_24 |  | 8.4 | 0.8 | 8.4 | 8.4 | 4 | N |  |  | OP | X | 3 | 2010 |  |  | N | Electric Utility | 1 | [11 empty] | N | N |  | 10M | [23 empty] | N | bar: X T to NG NG
17583 | South Texas Electric Coop, Inc | 3630 | Pearsall | TX | Frio | 13A | Natural Gas Internal Combustion Engine | IC |  | S | X | X | PEARSA_1_24 |  | 8.4 | 0.8 | 8.4 | 8.4 | 4 | N |  |  | OP | X | 3 | 2010 |  |  | N | Electric Utility | 1 | [11 empty] | N | N |  | 10M | [23 empty] | N | bar: X T to NG NG
17583 | South Texas Electric Coop, Inc | 3630 | Pearsall | TX | Frio | 14A | Natural Gas Internal Combustion Engine | IC |  | S | X | X | PEARSA_1_24 |  | 8.4 | 0.8 | 8.4 | 8.4 | 4 | N |  |  | OP | X | 3 | 2010 |  |  | N | Electric Utility | 1 | [11 empty] | N | N |  | 10M | [23 empty] | N | bar: X T to NG NG
17583 | South Texas Electric Coop, Inc | 3630 | Pearsall | TX | Frio | 15A | Natural Gas Internal Combustion Engine | IC |  | S | X | X | PEARSA_1_24 |  | 8.4 | 0.8 | 8.4 | 8.4 | 4 | N |  |  | OP | X | 3 | 2010 |  |  | N | Electric Utility | 1 | [11 empty] | N | N |  | 10M | [23 empty] | N | bar: X T to NG NG
17583 | South Texas Electric Coop, Inc | 3630 | Pearsall | TX | Frio | 16A | Natural Gas Internal Combustion Engine | IC |  | S | X | X | PEARSA_1_24 |  | 8.4 | 0.8 | 8.4 | 8.4 | 4 | N |  |  | OP | X | 3 | 2010 |  |  | N | Electric Utility | 1 | [11 empty] | N | N |  | 10M | [23 empty] | N | bar: X T to NG NG
17583 | South Texas Electric Coop, Inc | 3630 | Pearsall | TX | Frio | 17A | Natural Gas Internal Combustion Engine | IC |  | S | X | X | PEARSA_1_24 |  | 8.4 | 0.8 | 8.4 | 8.4 | 4 | N |  |  | OP | X | 4 | 2010 |  |  | N | Electric Utility | 1 | [11 empty] | N | N |  | 10M | [23 empty] | N | bar: X T to NG NG
17583 | South Texas Electric Coop, Inc | 3630 | Pearsall | TX | Frio | 18A | Natural Gas Internal Combustion Engine | IC |  | S | X | X | PEARSA_1_24 |  | 8.4 | 0.8 | 8.4 | 8.4 | 4 | N |  |  | OP | X | 3 | 2010 |  |  | N | Electric Utility | 1 | [11 empty] | N | N |  | 10M | [23 empty] | N | bar: X T to NG NG
17583 | South Texas Electric Coop, Inc | 3630 | Pearsall | TX | Frio | 19A | Natural Gas Internal Combustion Engine | IC |  | S | X | X | PEARSA_1_24 |  | 8.4 | 0.8 | 8.4 | 8.4 | 4 | N |  |  | OP | X | 4 | 2010 |  |  | N | Electric Utility | 1 | [11 empty] | N | N |  | 10M | [23 empty] | N | bar: X T to NG NG
17583 | South Texas Electric Coop, Inc | 3630 | Pearsall | TX | Frio | 1A | Natural Gas Internal Combustion Engine | IC |  | S | X | X | PEARSA_1_24 |  | 8.4 | 0.8 | 8.4 | 8.4 | 4 | N |  |  | OP | X | 3 | 2010 |  |  | N | Electric Utility | 1 | [11 empty] | N | N |  | 10M | [23 empty] | N | bar: X T to NG NG
17583 | South Texas Electric Coop, Inc | 3630 | Pearsall | TX | Frio | 20A | Natural Gas Internal Combustion Engine | IC |  | S | X | X | PEARSA_1_24 |  | 8.4 | 0.8 | 8.4 | 8.4 | 4 | N |  |  | OP | X | 4 | 2010 |  |  | N | Electric Utility | 1 | [11 empty] | N | N |  | 10M | [23 empty] | N | bar: X T to NG NG
17583 | South Texas Electric Coop, Inc | 3630 | Pearsall | TX | Frio | 21A | Natural Gas Internal Combustion Engine | IC |  | S | X | X | PEARSA_1_24 |  | 8.4 | 0.8 | 8.4 | 8.4 | 4 | N |  |  | OP | X | 4 | 2010 |  |  | N | Electric Utility | 1 | [11 empty] | N | N |  | 10M | [23 empty] | N | bar: X T to NG NG
17583 | South Texas Electric Coop, Inc | 3630 | Pearsall | TX | Frio | 22A | Natural Gas Internal Combustion Engine | IC |  | S | X | X | PEARSA_1_24 |  | 8.4 | 0.8 | 8.4 | 8.4 | 4 | N |  |  | OP | X | 4 | 2010 |  |  | N | Electric Utility | 1 | [11 empty] | N | N |  | 10M | [23 empty] | N | bar: X T to NG NG
17583 | South Texas Electric Coop, Inc | 3630 | Pearsall | TX | Frio | 23A | Natural Gas Internal Combustion Engine | IC |  | S | X | X | PEARSA_1_24 |  | 8.4 | 0.8 | 8.4 | 8.4 | 4 | N |  |  | OP | X | 4 | 2010 |  |  | N | Electric Utility | 1 | [11 empty] | N | N |  | 10M | [23 empty] | N | bar: X T to NG NG
17583 | South Texas Electric Coop, Inc | 3630 | Pearsall | TX | Frio | 24A | Natural Gas Internal Combustion Engine | IC |  | S | X | X | PEARSA_1_24 |  | 8.4 | 0.8 | 8.4 | 8.4 | 4 | N |  |  | OP | X | 4 | 2010 |  |  | N | Electric Utility | 1 | [11 empty] | N | N |  | 10M | [23 empty] | N | bar: X T to NG NG
17583 | South Texas Electric Coop, Inc | 3630 | Pearsall | TX | Frio | 2A | Natural Gas Internal Combustion Engine | IC |  | S | X | X | PEARSA_1_24 |  | 8.4 | 0.8 | 8.4 | 8.4 | 4 | N |  |  | OP | X | 3 | 2010 |  |  | N | Electric Utility | 1 | [11 empty] | N | N |  | 10M | [23 empty] | N | bar: X T to NG NG
17583 | South Texas Electric Coop, Inc | 3630 | Pearsall | TX | Frio | 3A | Natural Gas Internal Combustion Engine | IC |  | S | X | X | PEARSA_1_24 |  | 8.4 | 0.8 | 8.4 | 8.4 | 4 | N |  |  | OP | X | 3 | 2010 |  |  | N | Electric Utility | 1 | [11 empty] | N | N |  | 10M | [23 empty] | N | bar: X T to NG NG
17583 | South Texas Electric Coop, Inc | 3630 | Pearsall | TX | Frio | 4A | Natural Gas Internal Combustion Engine | IC |  | S | X | X | PEARSA_1_24 |  | 8.4 | 0.8 | 8.4 | 8.4 | 4 | N |  |  | OP | X | 3 | 2010 |  |  | N | Electric Utility | 1 | [11 empty] | N | N |  | 10M | [23 empty] | N | bar: X T to NG NG
17583 | South Texas Electric Coop, Inc | 3630 | Pearsall | TX | Frio | 5A | Natural Gas Internal Combustion Engine | IC |  | S | X | X | PEARSA_1_24 |  | 8.4 | 0.8 | 8.4 | 8.4 | 4 | N |  |  | OP | X | 3 | 2010 |  |  | N | Electric Utility | 1 | [11 empty] | N | N |  | 10M | [23 empty] | N | bar: X T to NG NG
17583 | South Texas Electric Coop, Inc | 3630 | Pearsall | TX | Frio | 6A | Natural Gas Internal Combustion Engine | IC |  | S | X | X | PEARSA_1_24 |  | 8.4 | 0.8 | 8.4 | 8.4 | 4 | N |  |  | OP | X | 3 | 2010 |  |  | N | Electric Utility | 1 | [11 empty] | N | N |  | 10M | [23 empty] | N | bar: X T to NG NG
17583 | South Texas Electric Coop, Inc | 3630 | Pearsall | TX | Frio | 7A | Natural Gas Internal Combustion Engine | IC |  | S | X | X | PEARSA_1_24 |  | 8.4 | 0.8 | 8.4 | 8.4 | 4 | N |  |  | OP | X | 3 | 2010 |  |  | N | Electric Utility | 1 | [11 empty] | N | N |  | 10M | [23 empty] | N | bar: X T to NG NG
17583 | South Texas Electric Coop, Inc | 3630 | Pearsall | TX | Frio | 8A | Natural Gas Internal Combustion Engine | IC |  | S | X | X | PEARSA_1_24 |  | 8.4 | 0.8 | 8.4 | 8.4 | 4 | N |  |  | OP | X | 3 | 2010 |  |  | N | Electric Utility | 1 | [11 empty] | N | N |  | 10M | [23 empty] | N | bar: X T to NG NG
17583 | South Texas Electric Coop, Inc | 3630 | Pearsall | TX | Frio | 9A | Natural Gas Internal Combustion Engine | IC |  | S | X | X | PEARSA_1_24 |  | 8.4 | 0.8 | 8.4 | 8.4 | 4 | N |  |  | OP | X | 3 | 2010 |  |  | N | Electric Utility | 1 | [11 empty] | N | N |  | 10M | [23 empty] | N | bar: X T to NG NG
7634 | City of Greenville - (TX) | 4195 | Powerlane Plant | TX | Hunt | EP | Natural Gas Internal Combustion Engine | IC |  | S | X | X | STEAM_ENG123 | STEAM_ENG123 | 8.4 | 0.8 | 8.2 | 8.2 | 4.2 | N |  |  | OP | X | 6 | 2010 |  |  | N | Electric Utility | 1 | [11 empty] | N | N |  | 1H | [23 empty] | N | N | N | bar: X T to NG NG
7634 | City of Greenville - (TX) | 4195 | Powerlane Plant | TX | Hunt | EP2 | Natural Gas Internal Combustion Engine | IC |  | S | X | X | STEAM_ENG123 | STEAM_ENG123 | 8.4 | 0.8 | 8.2 | 8.2 | 4.2 | N |  |  | OP | X | 6 | 2010 |  |  | N | Electric Utility | 1 | [11 empty] | N | N |  | 1H | [23 empty] | N | N | N | bar: X T to NG NG
7634 | City of Greenville - (TX) | 4195 | Powerlane Plant | TX | Hunt | EP3 | Natural Gas Internal Combustion Engine | IC |  | S | X | X | STEAM_ENG123 | STEAM_ENG123 | 8.4 | 0.8 | 8.2 | 8.2 | 4.2 | N |  |  | OP | X | 6 | 2010 |  |  | N | Electric Utility | 1 | [11 empty] | N | N |  | 1H | [23 empty] | N | N | N | bar: X T to NG NG
59698 | Sky Global Power One Pledgor, LLC | 59938 | Sky Global Power One | TX | Colorado | UNIT1 | Natural Gas Internal Combustion Engine | IC |  | S | X | X |  |  | 8.5 | 0.9 | 8.3 | 8.4 | 4.3 | N |  |  | OP | X | 5 | 2016 |  |  | N | IPP Non-CHP | 2 | [12 empty] | N |  | 10M | [23 empty] | N | N | N | bar: X T to NG NG
59698 | Sky Global Power One Pledgor, LLC | 59938 | Sky Global Power One | TX | Colorado | UNIT2 | Natural Gas Internal Combustion Engine | IC |  | S | X | X |  |  | 8.5 | 0.9 | 8.3 | 8.4 | 4.3 | N |  |  | OP | X | 5 | 2016 |  |  | N | IPP Non-CHP | 2 | [12 empty] | N |  | 10M | [23 empty] | N | N | N | bar: X T to NG NG
59698 | Sky Global Power One Pledgor, LLC | 59938 | Sky Global Power One | TX | Colorado | UNIT3 | Natural Gas Internal Combustion Engine | IC |  | S | X | X |  |  | 8.5 | 0.9 | 8.3 | 8.4 | 4.3 | N |  |  | OP | X | 5 | 2016 |  |  | N | IPP Non-CHP | 2 | [11 empty] | N | N |  | 10M | [23 empty] | N | N | N | bar: X T to NG NG
59698 | Sky Global Power One Pledgor, LLC | 59938 | Sky Global Power One | TX | Colorado | UNIT4 | Natural Gas Internal Combustion Engine | IC |  | S | X | X |  |  | 8.5 | 0.9 | 8.3 | 8.4 | 4.3 | N |  |  | OP | X | 5 | 2016 |  |  | N | IPP Non-CHP | 2 | [11 empty] | N |  |  | 10M | [23 empty] | N | N | N | bar: X T to NG NG
59698 | Sky Global Power One Pledgor, LLC | 59938 | Sky Global Power One | TX | Colorado | UNIT5 | Natural Gas Internal Combustion Engine | IC |  | S | X | X |  |  | 8.5 | 0.9 | 8.3 | 8.4 | 4.3 | N |  |  | OP | X | 5 | 2016 |  |  | N | IPP Non-CHP | 2 | [11 empty] | N |  |  | 10M | [23 empty] | N | N | N | bar: X T to NG NG
59698 | Sky Global Power One Pledgor, LLC | 59938 | Sky Global Power One | TX | Colorado | UNIT6 | Natural Gas Internal Combustion Engine | IC |  | S | X | X |  |  | 8.5 | 0.9 | 8.3 | 8.4 | 4.3 | N |  |  | OP | X | 5 | 2016 |  |  | N | IPP Non-CHP | 2 | [11 empty] | N | N |  | 10M | [23 empty] | N | N | N | bar: X T to NG NG
7349 | Golden Spread Electric Cooperative, Inc | 57865 | Antelope Station | TX | Hale | E01 | Natural Gas Internal Combustion Engine | IC |  | S | X | X |  |  | 9.3 | 0.8 | 8.9 | 9.3 | 3.7 | N |  |  | OP | X | 6 | 2011 |  |  | N | Electric Utility | 1 | [11 empty] | N |  |  | 10M | [23 empty] | N | bar: X T to NG NG
7349 | Golden Spread Electric Cooperative, Inc | 57865 | Antelope Station | TX | Hale | E02 | Natural Gas Internal Combustion Engine | IC |  | S | X | X |  |  | 9.3 | 0.8 | 8.9 | 9.3 | 3.7 | N |  |  | OP | X | 6 | 2011 |  |  | N | Electric Utility | 1 | [14 empty] | 10M | [23 empty] | N | bar: X T to NG NG
7349 | Golden Spread Electric Cooperative, Inc | 57865 | Antelope Station | TX | Hale | E03 | Natural Gas Internal Combustion Engine | IC |  | S | X | X |  |  | 9.3 | 0.8 | 8.9 | 9.3 | 3.7 | N |  |  | OP | X | 6 | 2011 |  |  | N | Electric Utility | 1 | [14 empty] | 10M | [23 empty] | N | bar: X T to NG NG
7349 | Golden Spread Electric Cooperative, Inc | 57865 | Antelope Station | TX | Hale | E04 | Natural Gas Internal Combustion Engine | IC |  | S | X | X |  |  | 9.3 | 0.8 | 8.8 | 9.3 | 3.7 | N |  |  | OP | X | 6 | 2011 |  |  | N | Electric Utility | 1 | [14 empty] | 10M | [23 empty] | N | bar: X T to NG NG
7349 | Golden Spread Electric Cooperative, Inc | 57865 | Antelope Station | TX | Hale | E05 | Natural Gas Internal Combustion Engine | IC |  | S | X | X |  |  | 9.3 | 0.8 | 8.9 | 9.3 | 3.7 | N |  |  | OP | X | 6 | 2011 |  |  | N | Electric Utility | 1 | [14 empty] | 10M | [23 empty] | N | bar: X T to NG NG
7349 | Golden Spread Electric Cooperative, Inc | 57865 | Antelope Station | TX | Hale | E06 | Natural Gas Internal Combustion Engine | IC |  | S | X | X |  |  | 9.3 | 0.8 | 8.9 | 9.3 | 3.7 | N |  |  | OP | X | 6 | 2011 |  |  | N | Electric Utility | 1 | [14 empty] | 10M | [23 empty] | N | bar: X T to NG NG
7349 | Golden Spread Electric Cooperative, Inc | 57865 | Antelope Station | TX | Hale | E07 | Natural Gas Internal Combustion Engine | IC |  | S | X | X |  |  | 9.3 | 0.8 | 8.5 | 9.3 | 3.7 | N |  |  | OP | X | 6 | 2011 |  |  | N | Electric Utility | 1 | [14 empty] | 10M | [23 empty] | N | bar: X T to NG NG
7349 | Golden Spread Electric Cooperative, Inc | 57865 | Antelope Station | TX | Hale | E08 | Natural Gas Internal Combustion Engine | IC |  | S | X | X |  |  | 9.3 | 0.8 | 8.9 | 9.3 | 3.7 | N |  |  | OP | X | 6 | 2011 |  |  | N | Electric Utility | 1 | [14 empty] | 10M | [23 empty] | N | bar: X T to NG NG
7349 | Golden Spread Electric Cooperative, Inc | 57865 | Antelope Station | TX | Hale | E09 | Natural Gas Internal Combustion Engine | IC |  | S | X | X |  |  | 9.3 | 0.8 | 9 | 9.3 | 3.7 | N |  |  | OP | X | 6 | 2011 |  |  | N | Electric Utility | 1 | [14 empty] | 10M | [23 empty] | N | bar: X T to NG NG
7349 | Golden Spread Electric Cooperative, Inc | 57865 | Antelope Station | TX | Hale | E10 | Natural Gas Internal Combustion Engine | IC |  | S | X | X |  |  | 9.3 | 0.8 | 8.9 | 9.3 | 3.7 | N |  |  | OP | X | 6 | 2011 |  |  | N | Electric Utility | 1 | [14 empty] | 10M | [23 empty] | N | bar: X T to NG NG
7349 | Golden Spread Electric Cooperative, Inc | 57865 | Antelope Station | TX | Hale | E11 | Natural Gas Internal Combustion Engine | IC |  | S | X | X |  |  | 9.3 | 0.8 | 8.9 | 9.3 | 3.7 | N |  |  | OP | X | 6 | 2011 |  |  | N | Electric Utility | 1 | [14 empty] | 10M | [23 empty] | N | bar: X T to NG NG
7349 | Golden Spread Electric Cooperative, Inc | 57865 | Antelope Station | TX | Hale | E12 | Natural Gas Internal Combustion Engine | IC |  | S | X | X |  |  | 9.3 | 0.8 | 8.7 | 9.3 | 3.7 | N |  |  | OP | X | 6 | 2011 |  |  | N | Electric Utility | 1 | [14 empty] | 10M | [23 empty] | N | bar: X T to NG NG
7349 | Golden Spread Electric Cooperative, Inc | 57865 | Antelope Station | TX | Hale | E13 | Natural Gas Internal Combustion Engine | IC |  | S | X | X |  |  | 9.3 | 0.8 | 8.9 | 9.3 | 3.7 | N |  |  | OP | X | 6 | 2011 |  |  | N | Electric Utility | 1 | [14 empty] | 10M | [23 empty] | N | bar: X T to NG NG
7349 | Golden Spread Electric Cooperative, Inc | 57865 | Antelope Station | TX | Hale | E14 | Natural Gas Internal Combustion Engine | IC |  | S | X | X |  |  | 9.3 | 0.8 | 8.9 | 9.3 | 3.7 | N |  |  | OP | X | 6 | 2011 |  |  | N | Electric Utility | 1 | [14 empty] | 10M | [23 empty] | N | bar: X T to NG NG
7349 | Golden Spread Electric Cooperative, Inc | 57865 | Antelope Station | TX | Hale | E15 | Natural Gas Internal Combustion Engine | IC |  | S | X | X |  |  | 9.3 | 0.8 | 8.9 | 9.3 | 3.7 | N |  |  | OP | X | 6 | 2011 |  |  | N | Electric Utility | 1 | [14 empty] | 10M | [23 empty] | N | bar: X T to NG NG
7349 | Golden Spread Electric Cooperative, Inc | 57865 | Antelope Station | TX | Hale | E16 | Natural Gas Internal Combustion Engine | IC |  | S | X | X |  |  | 9.3 | 0.8 | 8.3 | 9.3 | 3.7 | N |  |  | OP | X | 6 | 2011 |  |  | N | Electric Utility | 1 | [14 empty] | 10M | [23 empty] | N | bar: X T to NG NG
7349 | Golden Spread Electric Cooperative, Inc | 57865 | Antelope Station | TX | Hale | E17 | Natural Gas Internal Combustion Engine | IC |  | S | X | X |  |  | 9.3 | 0.8 | 8.9 | 9.3 | 3.7 | N |  |  | OP | X | 6 | 2011 |  |  | N | Electric Utility | 1 | [14 empty] | 10M | [23 empty] | N | bar: X T to NG NG
7349 | Golden Spread Electric Cooperative, Inc | 57865 | Antelope Station | TX | Hale | E18 | Natural Gas Internal Combustion Engine | IC |  | S | X | X |  |  | 9.3 | 0.8 | 8.8 | 9.3 | 3.7 | N |  |  | OP | X | 6 | 2011 |  |  | N | Electric Utility | 1 | [14 empty] | 10M | [23 empty] | N | bar: X T to NG NG
55727 | Orion Engineered Carbons | 10187 | Engineered Carbons Echo Cogeneration | TX | Orange | GEN1 | Other Gases | ST |  | S | X | X | NA ( behind the meter ) | NA ( behind the meter ) | 10 | 0.8 | 8.9 | 8.9 | 4 | N |  |  | OS | X | 5 | 1985 |  |  | N | Industrial Non-CHP | 6 | X T: X; NG NG: OG; NG BLQ: NG; NG NG: NG |  |  |  | N | N |  | 12H | [23 empty] | Y | N | N
12981 | Motiva Enterprises LLC | 50973 | Motiva Enterprises Port Arthur Refinery | TX | Jefferson | GN31 | Natural Gas Fired Combined Cycle | CA | BLK1 | S | Y | X |  |  | 10 | 0.8 | 8.4 | 8.6 | 3 | N |  |  | OP | X | 6 | 1962 |  |  | Y | Industrial CHP | 7 | X T: T; NG NG: NG; NG BLQ: OG |  |  |  | N | N |  | 12H | [23 empty] | N
58113 | Texas A&M, Utilities & Energy Services | 58151 | Central Utility Plant - Texas A&M | TX | Brazos | STG02 | Natural Gas Fired Combined Cycle | CA | UES1 | S | Y | X | North Load Zone | North Load Zone | 11 | 0.85 | 11 | 11 | 0.5 | N |  |  | OP | X | 8 | 2011 |  |  | Y | Commercial CHP | 5 | X T: T; NG NG: NG; NG BLQ: DFO |  |  |  | N | N |  | 1H | [20 empty] | N |  |  | Y | N | Y
17583 | South Texas Electric Coop, Inc | 3631 | Sam Rayburn | TX | Victoria | 1 | Natural Gas Fired Combustion Turbine | GT |  | S | X | X | RAYBURG_G1_2 |  | 11.2 | 0.85 | 10.5 | 10.5 | 4 | N |  |  | OP | X | 3 | 1963 |  |  | N | Electric Utility | 1 | X T: X; NG NG: NG; NG BLQ: DFO; NG NG: NG |  |  |  | N | N |  | 1H | [23 empty] | Y | N | Y
17583 | South Texas Electric Coop, Inc | 3631 | Sam Rayburn | TX | Victoria | 2 | Natural Gas Fired Combustion Turbine | GT |  | S | X | X | RAYBURG_G1_2 |  | 11.2 | 0.85 | 10.5 | 10.5 | 4 | N |  |  | OP | X | 3 | 1963 |  |  | N | Electric Utility | 1 | X T: X; NG NG: NG; NG BLQ: DFO; NG NG: NG |  |  |  | N | N |  | 1H | [23 empty] | Y | N | Y
19450 | Union Carbide Corp-Seadrift | 50150 | Union Carbide Seadrift Cogen | TX | Calhoun | IGT | Natural Gas Fired Combustion Turbine | GT | G621 | S | X | X | UCC_COG_PUN1 | ERCOT SOUTH ZONE | 12 | 0.9 | 12 | 12 |  | N |  |  | OP | X | 1 | 1969 |  |  | N | Industrial CHP | 7 | [11 empty] | N | N |  | 12H | [23 empty] | N | N | N | bar: X T to NG NG
7375 | Goodyear Tire & Rubber Co | 54321 | Goodyear Beaumont Chemical Plant | TX | Jefferson | 3N80 | Natural Gas Steam Turbine | ST |  | S | X | X |  |  | 14.8 | 0.9 | 13 | 13.5 | 5 | N |  |  | OP | X | 3 | 1987 |  |  | Y | Industrial CHP | 7 | X T: T; NG NG: NG; NG BLQ: WO; NG NG: NG |  |  |  | N | N |  | 10M | [23 empty] | N | N | N
19450 | Union Carbide Corp-Seadrift | 50150 | Union Carbide Seadrift Cogen | TX | Calhoun | GE10 | Natural Gas Steam Turbine | ST | G621 | S | X | X | UCC_COG_PUN1 | ERCOT SOUTH ZONE | 15 | 0.85 | 15 | 15 | 2 | N |  |  | OP | X | 1 | 1964 |  |  | Y | Industrial CHP | 7 | X T: B; NG NG: NG; NG BLQ: OG; NG NG: NG |  |  |  | N | N |  | 12H | [23 empty] | N | N | N
19450 | Union Carbide Corp-Seadrift | 50150 | Union Carbide Seadrift Cogen | TX | Calhoun | GEN5 | Natural Gas Steam Turbine | ST | G621 | S | X | X | UCC_COG_PUN1 | ERCOT SOUTH ZONE | 15 | 0.9 | 15 | 15 | 2 | N |  |  | OP | X | 11 | 1987 |  |  | Y | Industrial CHP | 7 | X T: B; NG NG: NG; NG BLQ: OG; NG NG: NG |  |  |  | N | N |  | 12H | [23 empty] | N | N | N
19450 | Union Carbide Corp-Seadrift | 50150 | Union Carbide Seadrift Cogen | TX | Calhoun | GEN9 | Natural Gas Steam Turbine | ST | G621 | S | X | X | UCC_COG_PUN1 | ERCOT SOUTH ZONE | 15 | 0.9 | 15 | 15 | 2 | N |  |  | OP | X | 11 | 1987 |  |  | Y | Industrial CHP | 7 | X T: B; NG NG: NG; NG BLQ: OG; NG NG: NG |  |  |  | N | N |  | 12H | [23 empty] | N | N | N
56672 | Targa Co-Generation LLC | 57322 | Mont Belvieu Cogeneration Unit | TX | Chambers | GT01 | Natural Gas Fired Combustion Turbine | GT |  | S | X | X |  |  | 15 | 0.95 | 12.3 | 15 | 11 | N |  |  | OP | X | 7 | 2009 |  |  | Y | Industrial CHP | 7 | [11 empty] | N | N |  | OVER | [23 empty] | N | N | N | bar: X T to NG NG
12981 | Motiva Enterprises LLC | 50973 | Motiva Enterprises Port Arthur Refinery | TX | Jefferson | GN32 | Natural Gas Fired Combined Cycle | CA | BLK1 | S | Y | X |  |  | 15.6 | 0.8 | 10.5 | 10.7 | 3 | N |  |  | OP | X | 6 | 1957 |  |  | Y | Industrial CHP | 7 | X T: T; NG NG: NG; NG BLQ: OG |  |  |  | N | N |  | 12H | [23 empty] | N
16098 | Rio Grande Valley Sugar Growers, Inc. | 54338 | Rio Grande Valley Sugar Growers | TX | Hidalgo | GEND | Other Waste Biomass | ST |  | S | X | X |  |  | 16 | 0.8 | 10 | 10 | 4 | N |  |  | OP | X | 8 | 2009 |  |  | Y | Industrial CHP | 7 | X T: T; NG NG: AB; NG BLQ: NG; NG NG: AB | NG |  |  | N | N |  | OVER | [23 empty] | Y | Y | N
54888 | NRG Texas Power LLC | 3469 | T H Wharton | TX | Harris | GT1 | Natural Gas Fired Combustion Turbine | GT |  | S | X | X | THW_THWGT_1 | THW_THWGT_1 | 16.3 | 0.85 | 13 | 13 | 5 | N |  |  | OP | X | 7 | 1967 | 12 | 2035 | N | IPP Non-CHP | 2 | [11 empty] | N | N |  | 1H | [23 empty] | N | bar: X T to NG NG; NG NG
54888 | NRG Texas Power LLC | 3470 | W A Parish | TX | Fort Bend | GT1 | Natural Gas Fired Combustion Turbine | GT |  | S | X | X | WAP_WAP_GT_1 | WAP_WAP_GT_1 | 16.3 | 0.85 | 13 | 13 | 3 | N |  |  | OP | X | 7 | 1967 | 1 | 2045 | N | IPP Non-CHP | 2 | [11 empty] | N | N |  | 1H | [23 empty] | N | bar: X T to NG NG; NG NG
12307 | WestRock (TX) | 50101 | WestRock (TX) | TX | Jasper | GEN3 | Wood/Wood Waste Biomass | ST |  | S | X | X |  |  | 17.6 | 0.95 | 18 | 18 | 10 | N |  |  | OP | X | 1 | 1986 |  |  | Y | Industrial CHP | 7 | T | BLQ | WDS | NG |  |  |  | WDS | NG |  |  | N | N |  | 12H | [23 empty] | Y | Y | N
11292 | City of Lubbock - (TX) | 3602 | Ty Cooke | TX | Lubbock | GT2 | Natural Gas Fired Combustion Turbine | GT |  | S | X | X |  |  | 18.5 | 0.9 | 16 | 18.5 | 16 | N |  |  | OP | X | 6 | 1971 |  |  | N | Electric Utility | 1 | [11 empty] | N | N |  | 1H | [23 empty] | N | N | N | bar: X T to NG NG
17583 | South Texas Electric Coop, Inc | 59391 | Red Gate Power Plant | TX | Hidalgo | ENG01 | Natural Gas Internal Combustion Engine | IC |  | S | X | X | REDGATE_ALL |  | 18.7 | 0.9 | 18.3 | 18.3 | 7.5 | N |  |  | OP | X | 12 | 2016 |  |  | N | Electric Utility | 1 | [11 empty] | N | N |  | 12H | [23 empty] | N | N | N | bar: X T to NG NG
17583 | South Texas Electric Coop, Inc | 59391 | Red Gate Power Plant | TX | Hidalgo | ENG02 | Natural Gas Internal Combustion Engine | IC |  | S | X | X | REDGATE_ALL |  | 18.7 | 0.9 | 18.3 | 18.3 | 7.5 | N |  |  | OP | X | 12 | 2016 |  |  | N | Electric Utility | 1 | [12 empty] | N |  | 12H | [23 empty] | N | N | N | bar: X T to NG NG
17583 | South Texas Electric Coop, Inc | 59391 | Red Gate Power Plant | TX | Hidalgo | ENG03 | Natural Gas Internal Combustion Engine | IC |  | S | X | X | REDGATE_ALL |  | 18.7 | 0.9 | 18.3 | 18.3 | 7.5 | N |  |  | OP | X | 12 | 2016 |  |  | N | Electric Utility | 1 | [12 empty] | N |  | 12H | [23 empty] | N | N | N | bar: X T to NG NG
17583 | South Texas Electric Coop, Inc | 59391 | Red Gate Power Plant | TX | Hidalgo | ENG04 | Natural Gas Internal Combustion Engine | IC |  | S | X | X | REDGATE_ALL |  | 18.7 | 0.9 | 18.3 | 18.3 | 7.5 | N |  |  | OP | X | 12 | 2016 |  |  | N | Electric Utility | 1 | [14 empty] | 12H | [23 empty] | N | N | N | bar: X T to NG NG
17583 | South Texas Electric Coop, Inc | 59391 | Red Gate Power Plant | TX | Hidalgo | ENG05 | Natural Gas Internal Combustion Engine | IC |  | S | X | X | REDGATE_ALL |  | 18.7 | 0.9 | 18.3 | 18.3 | 7.5 | N |  |  | OP | X | 12 | 2016 |  |  | N | Electric Utility | 1 | [14 empty] | 12H | [23 empty] | N | N | N | bar: X T to NG NG
17583 | South Texas Electric Coop, Inc | 59391 | Red Gate Power Plant | TX | Hidalgo | ENG06 | Natural Gas Internal Combustion Engine | IC |  | S | X | X | REDGATE_ALL |  | 18.7 | 0.9 | 18.3 | 18.3 | 7.5 | N |  |  | OP | X | 12 | 2016 |  |  | N | Electric Utility | 1 | [14 empty] | 12H | [23 empty] | N | N | N | bar: X T to NG NG
17583 | South Texas Electric Coop, Inc | 59391 | Red Gate Power Plant | TX | Hidalgo | ENG07 | Natural Gas Internal Combustion Engine | IC |  | S | X | X | REDGATE_ALL |  | 18.7 | 0.9 | 18.3 | 18.3 | 7.5 | N |  |  | OP | X | 12 | 2016 |  |  | N | Electric Utility | 1 | [14 empty] | 12H | [23 empty] | N | N | N | bar: X T to NG NG
17583 | South Texas Electric Coop, Inc | 59391 | Red Gate Power Plant | TX | Hidalgo | ENG08 | Natural Gas Internal Combustion Engine | IC |  | S | X | X | REDGATE_ALL |  | 18.7 | 0.9 | 18.3 | 18.3 | 7.5 | N |  |  | OP | X | 12 | 2016 |  |  | N | Electric Utility | 1 | [14 empty] | 12H | [23 empty] | N | N | N | bar: X T to NG NG
17583 | South Texas Electric Coop, Inc | 59391 | Red Gate Power Plant | TX | Hidalgo | ENG09 | Natural Gas Internal Combustion Engine | IC |  | S | X | X | REDGATE_ALL |  | 18.7 | 0.9 | 18.3 | 18.3 | 7.5 | N |  |  | OP | X | 12 | 2016 |  |  | N | Electric Utility | 1 | [14 empty] | 12H | [23 empty] | N | N | N | bar: X T to NG NG
17583 | South Texas Electric Coop, Inc | 59391 | Red Gate Power Plant | TX | Hidalgo | ENG10 | Natural Gas Internal Combustion Engine | IC |  | S | X | X | REDGATE_ALL |  | 18.7 | 0.9 | 18.3 | 18.3 | 7.5 | N |  |  | OP | X | 12 | 2016 |  |  | N | Electric Utility | 1 | [14 empty] | 12H | [23 empty] | N | N | N | bar: X T to NG NG
17583 | South Texas Electric Coop, Inc | 59391 | Red Gate Power Plant | TX | Hidalgo | ENG11 | Natural Gas Internal Combustion Engine | IC |  | S | X | X | REDGATE_ALL |  | 18.7 | 0.9 | 18.3 | 18.3 | 7.5 | N |  |  | OP | X | 12 | 2016 |  |  | N | Electric Utility | 1 | [14 empty] | 12H | [23 empty] | N | N | N | bar: X T to NG NG
17583 | South Texas Electric Coop, Inc | 59391 | Red Gate Power Plant | TX | Hidalgo | ENG12 | Natural Gas Internal Combustion Engine | IC |  | S | X | X | REDGATE_ALL |  | 18.7 | 0.9 | 18.3 | 18.3 | 7.5 | N |  |  | OP | X | 12 | 2016 |  |  | N | Electric Utility | 1 | [14 empty] | 12H | [23 empty] | N | N | N | bar: X T to NG NG
7634 | City of Greenville - (TX) | 4195 | Powerlane Plant | TX | Hunt | ST1 | Natural Gas Steam Turbine | ST |  | S | X | X | STEA_STEAM_1 | STEA_STEAM_1 | 18.8 | 0.85 | 18 | 18 | 10 | N |  |  | OP | X | 1 | 1966 |  |  | N | Electric Utility | 1 | X T: X; NG NG: NG; NG BLQ: DFO; NG NG: NG |  |  |  | N | N |  | 12H | [23 empty] | Y | N | Y
12981 | Motiva Enterprises LLC | 50973 | Motiva Enterprises Port Arthur Refinery | TX | Jefferson | GN34 | Natural Gas Fired Combustion Turbine | GT |  | S | X | X |  |  | 18.8 | 0.8 | 15.6 | 16 | 3 | N |  |  | OP | X | 6 | 1970 |  |  | Y | Industrial CHP | 7 | [11 empty] | N | N |  | 12H | [23 empty] | N | bar: X T to NG NG
5063 | City of Denton - (TX) | 61643 | Denton Energy Center | TX | Denton | DEC1 | Natural Gas Internal Combustion Engine | IC |  | S | X | X |  |  | 18.8 | 0.8 | 18.8 | 18.8 | 3.8 | N |  |  | OP | X | 7 | 2018 |  |  | N | Electric Utility | 1 | [11 empty] | N | N |  | 10M | [23 empty] | N |  | N | bar: X T to NG NG
5063 | City of Denton - (TX) | 61643 | Denton Energy Center | TX | Denton | DEC10 | Natural Gas Internal Combustion Engine | IC |  | S | X | X |  |  | 18.8 | 0.8 | 18.8 | 18.8 | 3.8 | N |  |  | OP | X | 7 | 2018 |  |  | N | Electric Utility | 1 | [11 empty] | N | N |  | 10M | [23 empty] | N |  | N | bar: X T to NG NG
5063 | City of Denton - (TX) | 61643 | Denton Energy Center | TX | Denton | DEC11 | Natural Gas Internal Combustion Engine | IC |  | S | X | X |  |  | 18.8 | 0.8 | 18.8 | 18.8 | 3.8 | N |  |  | OP | X | 7 | 2018 |  |  | N | Electric Utility | 1 | [11 empty] | N | N |  | 10M | [23 empty] | N |  | N | bar: X T to NG NG
5063 | City of Denton - (TX) | 61643 | Denton Energy Center | TX | Denton | DEC12 | Natural Gas Internal Combustion Engine | IC |  | S | X | X |  |  | 18.8 | 0.8 | 18.8 | 18.8 | 3.8 | N |  |  | OP | X | 7 | 2018 |  |  | N | Electric Utility | 1 | [11 empty] | N | N |  | 10M | [23 empty] | N |  | N | bar: X T to NG NG
5063 | City of Denton - (TX) | 61643 | Denton Energy Center | TX | Denton | DEC2 | Natural Gas Internal Combustion Engine | IC |  | S | X | X |  |  | 18.8 | 0.8 | 18.8 | 18.8 | 3.8 | N |  |  | OP | X | 7 | 2018 |  |  | N | Electric Utility | 1 | [11 empty] | N | N |  | 10M | [23 empty] | N |  | N | bar: X T to NG NG
5063 | City of Denton - (TX) | 61643 | Denton Energy Center | TX | Denton | DEC3 | Natural Gas Internal Combustion Engine | IC |  | S | X | X |  |  | 18.8 | 0.8 | 18.8 | 18.8 | 3.8 | N |  |  | OP | X | 7 | 2018 |  |  | N | Electric Utility | 1 | [11 empty] | N | N |  | 10M | [23 empty] | N |  | N | bar: X T to NG NG
5063 | City of Denton - (TX) | 61643 | Denton Energy Center | TX | Denton | DEC4 | Natural Gas Internal Combustion Engine | IC |  | S | X | X |  |  | 18.8 | 0.8 | 18.8 | 18.8 | 3.8 | N |  |  | OP | X | 7 | 2018 |  |  | N | Electric Utility | 1 | [11 empty] | N | N |  | 10M | [23 empty] | N |  | N | bar: X T to NG NG
5063 | City of Denton - (TX) | 61643 | Denton Energy Center | TX | Denton | DEC5 | Natural Gas Internal Combustion Engine | IC |  | S | X | X |  |  | 18.8 | 0.8 | 18.8 | 18.8 | 3.8 | N |  |  | OP | X | 7 | 2018 |  |  | N | Electric Utility | 1 | [11 empty] | N | N |  | 10M | [23 empty] | N |  | N | bar: X T to NG NG
5063 | City of Denton - (TX) | 61643 | Denton Energy Center | TX | Denton | DEC6 | Natural Gas Internal Combustion Engine | IC |  | S | X | X |  |  | 18.8 | 0.8 | 18.8 | 18.8 | 3.8 | N |  |  | OP | X | 7 | 2018 |  |  | N | Electric Utility | 1 | [11 empty] | N | N |  | 10M | [23 empty] | N |  | N | bar: X T to NG NG
5063 | City of Denton - (TX) | 61643 | Denton Energy Center | TX | Denton | DEC7 | Natural Gas Internal Combustion Engine | IC |  | S | X | X |  |  | 18.8 | 0.8 | 18.8 | 18.8 | 3.8 | N |  |  | OP | X | 7 | 2018 |  |  | N | Electric Utility | 1 | [11 empty] | N | N |  | 10M | [23 empty] | N | N | N | bar: X T to NG NG
5063 | City of Denton - (TX) | 61643 | Denton Energy Center | TX | Denton | DEC8 | Natural Gas Internal Combustion Engine | IC |  | S | X | X |  |  | 18.8 | 0.8 | 18.8 | 18.8 | 3.8 | N |  |  | OP | X | 7 | 2018 |  |  | N | Electric Utility | 1 | [11 empty] | N | N |  | 10M | [23 empty] | N | N | N | bar: X T to NG NG
5063 | City of Denton - (TX) | 61643 | Denton Energy Center | TX | Denton | DEC9 | Natural Gas Internal Combustion Engine | IC |  | S | X | X |  |  | 18.8 | 0.8 | 18.8 | 18.8 | 3.8 | N |  |  | OP | X | 7 | 2018 |  |  | N | Electric Utility | 1 | [11 empty] | N | N |  | 10M | [23 empty] | N | N | N | bar: X T to NG NG
55727 | Orion Engineered Carbons | 10072 | Engineered Carbons Borger Cogen | TX | Hutchinson | GEN1 | Other Gases | ST |  | S | X | X | NA ( behind the meter ) | NA ( behind the meter ) | 20 | 1 | 18.8 | 18.8 | 5 | N |  |  | OP | X | 10 | 1982 |  |  | N | Industrial Non-CHP | 6 | X T: X; NG NG: OG; NG BLQ: NG; NG NG: NG |  |  |  | N | N |  | 12H | [23 empty] | Y | Y | N
54777 | Signal Hill Generating LLC | 50127 | Signal Hill Generating LLC | TX | Wichita | GTA | Natural Gas Fired Combined Cycle | CT | CC1 | S | X | Y | WFCOGEN_CC1 | WFCOGEN_CC1 | 20 | 0.8 | 19.7 | 19.7 | 2 | N |  |  | OP | X | 6 | 1987 |  |  | N | IPP Non-CHP | 2 | [11 empty] | N | N |  | 1H | [23 empty] | N | N | N | bar: X T to NG NG
54777 | Signal Hill Generating LLC | 50127 | Signal Hill Generating LLC | TX | Wichita | GTB | Natural Gas Fired Combined Cycle | CT | CC1 | S | X | Y | WFCOGEN_CC1 | WFCOGEN_CC1 | 20 | 0.8 | 19.7 | 19.7 | 2 | N |  |  | OP | X | 6 | 1987 |  |  | N | IPP Non-CHP | 2 | [11 empty] | N | N |  | 1H | [23 empty] | N | N | N | bar: X T to NG NG
54777 | Signal Hill Generating LLC | 50127 | Signal Hill Generating LLC | TX | Wichita | GTC | Natural Gas Fired Combined Cycle | CT | CC1 | S | X | Y | WFCOGEN_CC1 | WFCOGEN_CC1 | 20 | 0.8 | 19.7 | 19.7 | 2 | N |  |  | OP | X | 6 | 1987 |  |  | N | IPP Non-CHP | 2 | [11 empty] | N | N |  | 1H | [23 empty] | N | N | N | bar: X T to NG NG
54777 | Signal Hill Generating LLC | 50127 | Signal Hill Generating LLC | TX | Wichita | STD | Natural Gas Fired Combined Cycle | CA | CC1 | S | N | X | WFCOGEN_CC1 | WFCOGEN_CC1 | 20 | 0.8 | 17 | 16 | 2 | N |  |  | OP | X | 6 | 1987 |  |  | N | IPP Non-CHP | 2 | [11 empty] | N | N | 0 | 12H | [23 empty] | N | N | N | bar: X T to NG NG
6090 | ExxonMobil Oil Corp | 50625 | ExxonMobil Beaumont Refinery | TX | Jefferson | TG33 | Natural Gas Steam Turbine | ST | PP | S | X | X |  |  | 20 | 0.97 | 20 | 20 | 5 | N |  |  | OP | X | 1 | 1966 |  |  | Y | Industrial CHP | 7 | X T: T; NG NG: NG; NG BLQ: OG; NG NG: NG | OG |  |  | N | N |  | 12H | [23 empty] | N | N | N
56304 | Air Products LLC | 55309 | Air Products Port Arthur | TX | Jefferson | GEN3 | Natural Gas Steam Turbine | ST | SMR2 | S | X | X |  |  | 20.5 | 0.9 | 20.5 | 20.5 | 18 | N |  |  | OP | X | 11 | 2006 |  |  | Y | Industrial CHP | 7 | X T: B; NG NG: NG; NG BLQ: OG; NG NG: NG |  |  |  | N |  |  | OVER | [23 empty] | N
11292 | City of Lubbock - (TX) | 7131 | Brandon Station | TX | Lubbock | 1 | Natural Gas Fired Combustion Turbine | GT |  | S | X | X |  |  | 21 | 0.9 | 20 | 21.5 | 20 | N |  |  | OP | X | 7 | 1990 |  |  | Y | Electric Utility | 1 | [11 empty] | N | N |  | 1H | [23 empty] | N | N | N | bar: X T to NG NG
2442 | City of Bryan - (TX) | 3561 | Bryan (TX) | TX | Brazos | 7 | Natural Gas Fired Combustion Turbine | GT |  | S | X | X | ATK ATKG |  | 22 | 0.9 | 21 | 21 | 5 | N |  |  | OP | X | 5 | 1975 |  |  | N | Electric Utility | 1 | [11 empty] | N | N |  | 1H | [23 empty] | N | N | N | bar: X T to NG NG; NG NG
11292 | City of Lubbock - (TX) | 3602 | Ty Cooke | TX | Lubbock | GT3 | Natural Gas Fired Combustion Turbine | GT |  | S | X | X |  |  | 22 | 0.9 | 16 | 18 | 16 | N |  |  | OA | X | 7 | 1974 |  |  | N | Electric Utility | 1 | [11 empty] | N | N |  | 1H | [23 empty] | N | N | N | bar: X T to NG NG
11292 | City of Lubbock - (TX) | 3604 | J Robert Massengale | TX | Lubbock | 6A | Natural Gas Fired Combined Cycle | CA | MGL8 | S | Y | X |  |  | 22 | 0.9 | 18 | 18 | 10 | N |  |  | OP | X | 6 | 1957 |  |  | N | Electric Utility | 1 | [11 empty] | N | N |  | 12H | [23 empty] | N | N | N | bar: X T to NG NG
11292 | City of Lubbock - (TX) | 3604 | J Robert Massengale | TX | Lubbock | 7 | Natural Gas Fired Combined Cycle | CA | MGL8 | S | Y | X |  |  | 22 | 0.9 | 18 | 18 | 10 | N |  |  | OP | X | 3 | 1959 |  |  | N | Electric Utility | 1 | [11 empty] | N | N |  | 12H | [23 empty] | N | N | N | bar: X T to NG NG
429 | Occidental Permian Ltd | 52122 | Wasson CO2 Removal Plant | TX | Yoakum | GEN1 | Natural Gas Fired Combustion Turbine | GT |  | S | X | X |  |  | 23.4 | 0.85 | 19 | 18.7 | 10 | N |  |  | OP | X | 2 | 1988 |  |  | Y | Industrial CHP | 7 | [11 empty] | N |  |  | 12H | [23 empty] | N | N | N | bar: X T to NG NG; NG NG
6091 | Exxon Mobil Refining and Supply Co. | 10436 | ExxonMobil Baytown Refinery | TX | Harris | GT41 | Natural Gas Fired Combustion Turbine | GT |  | S | X | X | EXN_G9 | EXN_G9 | 24.2 | 0.8 | 18 | 24 | 16 | N |  |  | OP | X | 1 | 1977 |  |  | Y | Industrial CHP | 7 | [11 empty] | N | N |  | 12H | [23 empty] | N | N | N | bar: X T to NG NG
6091 | Exxon Mobil Refining and Supply Co. | 10436 | ExxonMobil Baytown Refinery | TX | Harris | GT42 | Natural Gas Fired Combustion Turbine | GT |  | S | X | X | EXN_G10 | EXN_G10 | 24.2 | 0.8 | 18 | 24 | 16 | N |  |  | OP | X | 1 | 1977 |  |  | Y | Industrial CHP | 7 | [11 empty] | N | N |  | 12H | [23 empty] | N | N | N | bar: X T to NG NG
6091 | Exxon Mobil Refining and Supply Co. | 10436 | ExxonMobil Baytown Refinery | TX | Harris | GT43 | Natural Gas Fired Combustion Turbine | GT |  | S | X | X | EXN_G11 | EXN_G11 | 24.2 | 0.8 | 18 | 24 | 16 | N |  |  | OP | X | 1 | 1977 |  |  | Y | Industrial CHP | 7 | [11 empty] | N | N |  | 12H | [23 empty] | N | N | N | bar: X T to NG NG
6091 | Exxon Mobil Refining and Supply Co. | 10436 | ExxonMobil Baytown Refinery | TX | Harris | GT44 | Natural Gas Fired Combustion Turbine | GT |  | S | X | X | EXN_G12 | EXN_G12 | 24.2 | 0.8 | 18 | 24 | 16 | N |  |  | OP | X | 1 | 1977 |  |  | Y | Industrial CHP | 7 | [11 empty] | N | N |  | 12H | [23 empty] | N | N | N | bar: X T to NG NG
20712 | Snowbird Corporation | 10215 | Snowbird Power Plant | UT | Salt Lake | 1367 | Natural Gas Internal Combustion Engine | IC |  | S | X | X |  |  | 0.6 | 0.8 | 0.6 | 0.6 | 0.1 | N |  |  | OP | X | 12 | 1986 | 8 | 2021 | Y | Commercial CHP | 5 | X T: T; NG NG: NG; NG BLQ: PG |  |  |  | N |  |  | 1H | [23 empty] | Y | N | N
20712 | Snowbird Corporation | 10215 | Snowbird Power Plant | UT | Salt Lake | 1391 | Natural Gas Internal Combustion Engine | IC |  | S | X | X |  |  | 0.6 | 0.8 | 0.6 | 0.6 | 0.1 | N |  |  | OP | X | 12 | 1986 | 6 | 2021 | Y | Commercial CHP | 5 | X T: T; NG NG: NG; NG BLQ: PG |  |  |  | N |  |  | 1H | [23 empty] | Y | N | N
20712 | Snowbird Corporation | 10215 | Snowbird Power Plant | UT | Salt Lake | 1392 | Natural Gas Internal Combustion Engine | IC |  | S | X | X |  |  | 0.6 | 0.8 | 0.6 | 0.6 | 0.1 | N |  |  | OP | X | 12 | 1986 | 4 | 2021 | Y | Commercial CHP | 5 | X T: T; NG NG: NG; NG BLQ: PG |  |  |  | N |  |  | 1H | [23 empty] | Y | N | N
60146 | Ameresco Federal Solutions | 60349 | Hill AFB LFG Facility, Bldg #737 | UT | Davis | LFGG1 | Landfill Gas | IC |  | W | X | X |  |  | 0.6 | 0.8 | 0.6 | 0.6 | 0.4 | N |  |  | OP | X | 1 | 2005 |  |  | N | Commercial Non-CHP | 4 | X T: X; NG NG: LFG |  |  |  | N | N |  | 10M | [23 empty] | N | N | N
8366 | Heber Light & Power Company | 7111 | Heber City | UT | Wasatch | NA5 | Natural Gas Internal Combustion Engine | IC |  | S | X | X |  |  | 0.7 | 1 | 0.7 | 0.7 | 0.7 | N |  |  | OP | X | 12 | 1990 |  |  | N | Electric Utility | 1 | [11 empty] | N | N |  | 10M | [23 empty] | N | N | N | bar: X T to NG NG
8366 | Heber Light & Power Company | 7111 | Heber City | UT | Wasatch | NA6 | Natural Gas Internal Combustion Engine | IC |  | S | X | X |  |  | 0.7 | 1 | 0.7 | 0.7 | 0.7 | N |  |  | OP | X | 7 | 2001 |  |  | N | Electric Utility | 1 | [11 empty] | N | N |  | 10M | [23 empty] | N | N | N | bar: X T to NG NG
60146 | Ameresco Federal Solutions | 60349 | Hill AFB LFG Facility, Bldg #737 | UT | Davis | LFGG2 | Landfill Gas | IC |  | W | X | X |  |  | 0.7 | 0.8 | 0.7 | 0.7 | 0.6 | N |  |  | OP | X | 1 | 2005 |  |  | N | Commercial Non-CHP | 4 | X T: X; NG NG: LFG |  |  |  | N | N |  | 10M | [23 empty] | N | N | N
56355 | LES Project Holdings LLC | 56554 | Salt Lake Energy Systems | UT | Salt Lake | Unit1 | Landfill Gas | IC |  | J | X | X |  |  | 0.8 | 0.95 | 0.8 | 0.8 | 0.3 | N |  |  | OP | X | 6 | 2006 |  |  | N | IPP Non-CHP | 2 | X T: X; NG NG: LFG |  |  |  | N | N |  | 10M | [23 empty] | N
56355 | LES Project Holdings LLC | 56554 | Salt Lake Energy Systems | UT | Salt Lake | Unit2 | Landfill Gas | IC |  | J | X | X |  |  | 0.8 | 0.95 | 0.8 | 0.8 | 0.3 | N |  |  | OP | X | 6 | 2006 |  |  | N | IPP Non-CHP | 2 | X T: X; NG NG: LFG |  |  |  |  | N |  | 10M | [23 empty] | N
10657 | Lagoon Corp | 50942 | Lagoon Cogeneration Facility | UT | Davis | 1 | Natural Gas Internal Combustion Engine | IC |  | S | X | X |  |  | 1 | 0.8 | 0.5 | 0.1 | 0.1 | N |  |  | SB | N | 5 | 1996 |  |  | Y | Commercial CHP | 5 | X T: T; NG NG: NG; NG BLQ: DFO |  |  |  | N | N |  | OVER | [23 empty] | Y | N | N
10657 | Lagoon Corp | 50942 | Lagoon Cogeneration Facility | UT | Davis | 2 | Natural Gas Internal Combustion Engine | IC |  | S | X | X |  |  | 1 | 0.8 | 0.5 | 0.1 | 0.1 | N |  |  | SB | N | 7 | 1989 |  |  | Y | Commercial CHP | 5 | X T: T; NG NG: NG; NG BLQ: DFO |  |  |  | N | N |  | OVER | [23 empty] | Y | N | N
10657 | Lagoon Corp | 50942 | Lagoon Cogeneration Facility | UT | Davis | 3 | Natural Gas Internal Combustion Engine | IC |  | S | X | X |  |  | 1 | 0.8 | 0.5 | 0.1 | 0.1 | N |  |  | SB | N | 7 | 1989 |  |  | Y | Commercial CHP | 5 | X T: T; NG NG: NG; NG BLQ: DFO |  |  |  | N | N |  | OVER | [23 empty] | Y | N | N
60146 | Ameresco Federal Solutions | 60349 | Hill AFB LFG Facility, Bldg #737 | UT | Davis | LFGG3 | Landfill Gas | IC |  | W | X | X |  |  | 1 | 1 | 0.9 | 1 | 0.8 | N |  |  | OP | X | 5 | 2008 |  |  | N | Commercial Non-CHP | 4 | X T: X; NG NG: LFG |  |  |  |  | N |  | 10M | [23 empty] | N | N | N
8366 | Heber Light & Power Company | 7111 | Heber City | UT | Wasatch | 1 | Natural Gas Internal Combustion Engine | IC |  | S | X | X |  |  | 1.4 | 1 | 1.4 | 1.4 | 1.4 | N |  |  | OP | X | 3 | 2004 |  |  | N | Electric Utility | 1 | [11 empty] | N | N |  | 10M | [23 empty] | N | N | N | bar: X T to NG NG
8366 | Heber Light & Power Company | 7111 | Heber City | UT | Wasatch | 2 | Natural Gas Internal Combustion Engine | IC |  | S | X | X |  |  | 1.4 | 1 | 1.4 | 1.4 | 1.4 | N |  |  | OP | X | 3 | 2004 |  |  | N | Electric Utility | 1 | [11 empty] | N | N |  | 10M | [23 empty] | N | N | N | bar: X T to NG NG
56355 | LES Project Holdings LLC | 56554 | Salt Lake Energy Systems | UT | Salt Lake | Unit3 | Landfill Gas | IC |  | J | X | X |  |  | 1.6 | 0.95 | 1.5 | 1.5 | 0.3 | N |  |  | OP | X | 6 | 2006 |  |  | N | IPP Non-CHP | 2 | X T: X; NG NG: LFG |  |  |  |  | N |  | 10M | [23 empty] | N
55858 | EDL Inc | 56853 | Trans-Jordan Generating Station | UT | Salt Lake | 1 | Landfill Gas | IC |  | S | X | X |  |  | 1.6 | 1 | 1.5 | 1.5 | 1.2 | N |  |  | OP | X | 3 | 2009 |  |  | N | IPP Non-CHP | 2 | X T: X; NG NG: LFG |  |  |  | N | N |  | 1H | [23 empty] | N
55858 | EDL Inc | 56853 | Trans-Jordan Generating Station | UT | Salt Lake | 2 | Landfill Gas | IC |  | S | X | X |  |  | 1.6 | 1 | 1.5 | 1.5 | 1.2 | N |  |  | OP | X | 3 | 2009 |  |  | N | IPP Non-CHP | 2 | X T: X; NG NG: LFG |  |  |  | N | N |  | 1H | [23 empty] | N
55858 | EDL Inc | 56853 | Trans-Jordan Generating Station | UT | Salt Lake | 3 | Landfill Gas | IC |  | S | X | X |  |  | 1.6 | 1 | 1.5 | 1.5 | 1.2 | N |  |  | OP | X | 3 | 2009 |  |  | N | IPP Non-CHP | 2 | X T: X; NG NG: LFG |  |  |  | N | N |  | 1H | [23 empty] | N
58081 | Blue Mountain Biogas LLC | 58130 | Blue Mountain Biogas | UT | Beaver | BMB N | Other Waste Biomass | IC |  | S | X | X |  |  | 1.6 | 0.95 | 1.5 | 1.5 | 0.8 | N |  |  | OP | X | 10 | 2012 |  |  | N | IPP Non-CHP | 2 | X T: X; NG NG: OBG |  |  |  | N | N |  | 10M | [23 empty] | N | N | N
58081 | Blue Mountain Biogas LLC | 58130 | Blue Mountain Biogas | UT | Beaver | BMB S | Other Waste Biomass | IC |  | S | X | X |  |  | 1.6 | 0.95 | 1.5 | 1.5 | 0.8 | N |  |  | OP | X | 10 | 2012 |  |  | N | IPP Non-CHP | 2 | X T: X; NG NG: OBG |  |  |  | N | N |  | 10M | [23 empty] | N | N | N
17874 | City of St George | 7767 | Bloomington Power Plant | UT | Washington | 1 | Petroleum Liquids | IC |  | S | X | X |  |  | 1.7 | 0.9 | 1.5 | 1.5 | 0.3 | N |  |  | OP | X | 3 | 1999 |  |  | N | Electric Utility | 1 | X T: X; NG NG: DFO | [6 empty] | 10M | [23 empty] | N | N
17874 | City of St George | 7767 | Bloomington Power Plant | UT | Washington | 2 | Petroleum Liquids | IC |  | S | X | X |  |  | 1.7 | 0.9 | 1.5 | 1.5 | 0.3 | N |  |  | OP | X | 3 | 1999 |  |  | N | Electric Utility | 1 | X T: X; NG NG: DFO | [6 empty] | 10M | [23 empty] | N | N
17874 | City of St George | 7767 | Bloomington Power Plant | UT | Washington | 3 | Petroleum Liquids | IC |  | S | X | X |  |  | 1.7 | 0.9 | 1.5 | 1.5 | 0.3 | N |  |  | OP | X | 3 | 1999 |  |  | N | Electric Utility | 1 | X T: X; NG NG: DFO | [6 empty] | 10M | [23 empty] | N
17874 | City of St George | 7767 | Bloomington Power Plant | UT | Washington | 4 | Petroleum Liquids | IC |  | S | X | X |  |  | 1.7 | 0.9 | 1.5 | 1.5 | 0.3 | N |  |  | OP | X | 3 | 1999 |  |  | N | Electric Utility | 1 | X T: X; NG NG: DFO | [6 empty] | 10M | [23 empty] | N
17874 | City of St George | 7767 | Bloomington Power Plant | UT | Washington | 5 | Petroleum Liquids | IC |  | S | X | X |  |  | 1.7 | 0.9 | 1.5 | 1.5 | 0.3 | N |  |  | OP | X | 3 | 1999 |  |  | N | Electric Utility | 1 | X T: X; NG NG: DFO | [6 empty] | 10M | [23 empty] | N | N
17874 | City of St George | 7767 | Bloomington Power Plant | UT | Washington | 6 | Petroleum Liquids | IC |  | S | X | X |  |  | 1.7 | 0.9 | 1.5 | 1.5 | 0.3 | N |  |  | OP | X | 3 | 1999 |  |  | N | Electric Utility | 1 | X T: X; NG NG: DFO | [6 empty] | 10M | [23 empty] | N | N
9128 | Hurricane City Power | 57899 | Hurricane City Power | UT | Washington | 1 | Petroleum Liquids | IC |  | S | X | X | Mona | Mona | 1.7 | 1 | 1.6 | 1.6 | 0.1 | N |  |  | SB | Y | 11 | 2001 |  |  | N | Electric Utility | 1 | X T: X; NG NG: DFO |  |  |  | N | N |  | 10M |  |  |  | N | [19 empty] | N | N | N
9128 | Hurricane City Power | 57899 | Hurricane City Power | UT | Washington | 2 | Petroleum Liquids | IC |  | S | X | X | Mona | Mona | 1.7 | 1 | 1.6 | 1.6 | 0.1 | N |  |  | SB | Y | 12 | 1999 |  |  | N | Electric Utility | 1 | X T: X; NG NG: DFO |  |  |  | N | N |  | 10M |  |  |  | N | [19 empty] | N | N | N
9128 | Hurricane City Power | 57899 | Hurricane City Power | UT | Washington | 3 | Petroleum Liquids | IC |  | S | X | X | Mona | Mona | 1.7 | 1 | 1.6 | 1.6 | 0.1 | N |  |  | SB | Y | 12 | 1999 |  |  | N | Electric Utility | 1 | X T: X; NG NG: DFO |  |  |  | N | N |  | 10M |  |  |  | N | [19 empty] | N | N | N
8366 | Heber Light & Power Company | 7111 | Heber City | UT | Wasatch | 11 | Natural Gas Internal Combustion Engine | IC |  | S | X | X |  |  | 1.9 | 1 | 1.9 | 1.9 | 1.9 | N |  |  | OP | X | 3 | 2015 |  |  | N | Electric Utility | 1 | [11 empty] | N | N |  | 10M | [23 empty] | N | N | N | bar: X T to NG NG
8366 | Heber Light & Power Company | 7111 | Heber City | UT | Wasatch | 4 | Natural Gas Internal Combustion Engine | IC |  | S | X | X |  |  | 1.9 | 1 | 1.9 | 1.9 | 1.9 | N |  |  | OP | X | 7 | 2003 |  |  | N | Electric Utility | 1 | [11 empty] | N | N |  | 10M | [23 empty] | N | N | N | bar: X T to NG NG
8366 | Heber Light & Power Company | 7111 | Heber City | UT | Wasatch | NA10 | Natural Gas Internal Combustion Engine | IC |  | S | X | X |  |  | 1.9 | 1 | 1.9 | 1.9 | 1.9 | N |  |  | OP | X | 7 | 2002 |  |  | N | Electric Utility | 1 | [12 empty] | N |  | 10M | [23 empty] | N | N | N | bar: X T to NG NG
8366 | Heber Light & Power Company | 7111 | Heber City | UT | Wasatch | NA9 | Natural Gas Internal Combustion Engine | IC |  | S | X | X |  |  | 1.9 | 1 | 1.9 | 1.9 | 1.9 | N |  |  | OP | X | 5 | 2003 |  |  | N | Electric Utility | 1 | [11 empty] | N | N |  | 10M | [23 empty] | N | N | N | bar: X T to NG NG
14600 | Payson City Corporation | 7408 | Payson | UT | Utah | 86-4 | Natural Gas Internal Combustion Engine | IC |  | S | X | X |  |  | 2 | 0.8 | 2 | 2 | 1.5 | N |  |  | OP | X | 4 | 1995 |  |  | N | Electric Utility | 1 | X T: X; NG NG: NG; NG BLQ: DFO |  |  |  | N |  |  | 10M | [23 empty] | Y | Y | Y
9128 | Hurricane City Power | 57899 | Hurricane City Power | UT | Washington | 4 | Natural Gas Internal Combustion Engine | IC |  | S | X | X | Mona | Mona | 2 | 1 | 1.9 | 1.9 | 1.9 | N |  |  | OP | X | 7 | 2004 |  |  | N | Electric Utility | 1 | [11 empty] | N | N |  | 10M | [23 empty] | N | N | N | bar: X T to NG NG
9128 | Hurricane City Power | 57899 | Hurricane City Power | UT | Washington | 5 | Natural Gas Internal Combustion Engine | IC |  | S | X | X | Mona | Mona | 2 | 1 | 1.9 | 1.9 | 1.9 | N |  |  | OP | X | 7 | 2004 |  |  | N | Electric Utility | 1 | [11 empty] | N | N |  | 10M | [23 empty] | N | N | N | bar: X T to NG NG
9128 | Hurricane City Power | 57899 | Hurricane City Power | UT | Washington | 6 | Natural Gas Internal Combustion Engine | IC |  | S | X | X | Mona | Mona | 2 | 1 | 1.9 | 1.9 | 1.9 | N |  |  | OP | X | 6 | 2006 |  |  | N | Electric Utility | 1 | [11 empty] | N | N |  | 10M | [23 empty] | N | N | N | bar: X T to NG NG
9128 | Hurricane City Power | 57899 | Hurricane City Power | UT | Washington | 7 | Natural Gas Internal Combustion Engine | IC |  | S | X | X |  |  | 2 | 1 | 1.9 | 1.9 | 1.9 | N |  |  | OP | X | 5 | 2007 |  |  | N | Electric Utility | 1 | [11 empty] | N | N |  | 10M | [23 empty] | N | N | N | bar: X T to NG NG
9128 | Hurricane City Power | 57899 | Hurricane City Power | UT | Washington | 8 | Natural Gas Internal Combustion Engine | IC |  | S | X | X |  |  | 2 | 1 | 1.9 | 1.9 | 1.9 | N |  |  | OP | X | 5 | 2007 |  |  | N | Electric Utility | 1 | [11 empty] | N | N |  | 10M | [23 empty] | N | N | N | bar: X T to NG NG
20135 | City of Washington - (UT) | 59660 | Washington City Electric Generation | UT | Washington | 3 | Natural Gas Internal Combustion Engine | IC |  | S | X | X |  |  | 2 | 1 | 2 | 2 | 1 | N |  |  | OP | X | 6 | 2008 |  |  | N | Electric Utility | 1 | [11 empty] | N | N |  | 1H | [23 empty] | N | N | N | bar: X T to NG NG
20135 | City of Washington - (UT) | 59660 | Washington City Electric Generation | UT | Washington | 4 | Natural Gas Internal Combustion Engine | IC |  | S | X | X |  |  | 2 | 1 | 2 | 2 | 1 | N |  |  | OP | X | 6 | 2008 |  |  | N | Electric Utility | 1 | [11 empty] | N | N |  | 1H | [23 empty] | N | N | N | bar: X T to NG NG
20135 | City of Washington - (UT) | 59660 | Washington City Electric Generation | UT | Washington | 9 | Natural Gas Internal Combustion Engine | IC |  | S | X | X |  |  | 2 | 1 | 2 | 2 | 1 | N |  |  | OP | X | 5 | 2007 |  |  | N | Electric Utility | 1 | [11 empty] | N | N |  | 1H | [23 empty] | N | N | N | bar: X T to NG NG
8366 | Heber Light & Power Company | 7111 | Heber City | UT | Wasatch | 12 | Natural Gas Internal Combustion Engine | IC |  | S | X | X |  |  | 2.3 | 1 | 2.3 | 2.3 | 2.3 | N |  |  | OP | X | 3 | 2015 |  |  | N | Electric Utility | 1 | [11 empty] | N | N |  | 10M | [23 empty] | N | N | N | bar: X T to NG NG
24431 | Utah Municipal Power Agency | 61508 | Provo Power Plant | UT | Utah | 1 | Natural Gas Internal Combustion Engine | IC |  | S | X | X |  |  | 2.4 | 0.8 | 2.4 | 2.4 | 1 | N |  |  | OP | X | 1 | 2018 |  |  | N | Electric Utility | 1 | [11 empty] | N | N |  | 10M | [23 empty] | N | bar: X T to NG NG
24431 | Utah Municipal Power Agency | 61508 | Provo Power Plant | UT | Utah | 2 | Natural Gas Internal Combustion Engine | IC |  | S | X | X |  |  | 2.4 | 0.8 | 2.4 | 2.4 | 1 | N |  |  | OP | X | 1 | 2018 |  |  | N | Electric Utility | 1 | [11 empty] | N | N |  | 10M | [23 empty] | N | bar: X T to NG NG
24431 | Utah Municipal Power Agency | 61508 | Provo Power Plant | UT | Utah | 3 | Natural Gas Internal Combustion Engine | IC |  | S | X | X |  |  | 2.4 | 0.8 | 2.4 | 2.4 | 1 | N |  |  | OP | X | 1 | 2018 |  |  | N | Electric Utility | 1 | [11 empty] | N | N |  | 10M | [23 empty] | N | bar: X T to NG NG
24431 | Utah Municipal Power Agency | 61508 | Provo Power Plant | UT | Utah | 4 | Natural Gas Internal Combustion Engine | IC |  | S | X | X |  |  | 2.4 | 0.8 | 2.4 | 2.4 | 1 | N |  |  | OP | X | 1 | 2018 |  |  | N | Electric Utility | 1 | [11 empty] | N | N |  | 10M | [23 empty] | N | bar: X T to NG NG
24431 | Utah Municipal Power Agency | 61508 | Provo Power Plant | UT | Utah | 5 | Natural Gas Internal Combustion Engine | IC |  | S | X | X |  |  | 2.4 | 0.8 | 2.4 | 2.4 | 1 | N |  |  | OP | X | 1 | 2018 |  |  | N | Electric Utility | 1 | [11 empty] | N | N |  | 10M | [23 empty] | N | bar: X T to NG NG
17845 | City of Springville - (UT) | 7028 | Whitehead | UT | Utah | K6CAT | Natural Gas Internal Combustion Engine | IC |  | S | X | X |  |  | 2.5 | 0.8 | 2.5 | 2.5 | 0.5 | N |  |  | OP | X | 12 | 2016 |  |  | Y | Electric Utility | 1 | [12 empty] | N |  | 1H | [23 empty] | N | N | N | bar: X T to NG NG
17845 | City of Springville - (UT) | 7028 | Whitehead | UT | Utah | K7CAT | Natural Gas Internal Combustion Engine | IC |  | S | X | X |  |  | 2.5 | 0.8 | 2.5 | 2.5 | 0.5 | N |  |  | OP | X | 12 | 2016 |  |  | Y | Electric Utility | 1 | [12 empty] | N |  | 1H | [23 empty] | N | N | N | bar: X T to NG NG
14600 | Payson City Corporation | 7408 | Payson | UT | Utah | 86-3 | Natural Gas Internal Combustion Engine | IC |  | S | X | X |  |  | 2.5 | 0.8 | 2 | 2 | 1.8 | N |  |  | OP | X | 8 | 1995 |  |  | N | Electric Utility | 1 | X T: X; NG NG: NG; NG BLQ: DFO |  |  |  | N |  |  | 10M | [23 empty] | Y | Y | Y
14600 | Payson City Corporation | 7408 | Payson | UT | Utah | 86-1 | Natural Gas Internal Combustion Engine | IC |  | S | X | X |  |  | 2.6 | 0.8 | 2.6 | 2.6 | 1.8 | N |  |  | OP | X | 6 | 1988 |  |  | N | Electric Utility | 1 | X T: X; NG NG: NG; NG BLQ: DFO |  |  |  | N |  |  | 10M | [23 empty] | Y | Y | Y
14600 | Payson City Corporation | 7408 | Payson | UT | Utah | 86-2 | Natural Gas Internal Combustion Engine | IC |  | S | X | X |  |  | 2.6 | 0.8 | 2.6 | 2.6 | 1.8 | N |  |  | OP | X | 6 | 1988 |  |  | N | Electric Utility | 1 | X T: X; NG NG: NG; NG BLQ: DFO |  |  |  | N |  |  | 10M | [23 empty] | Y | Y | Y
17845 | City of Springville - (UT) | 7028 | Whitehead | UT | Utah | K4 | Natural Gas Internal Combustion Engine | IC |  | S | X | X |  |  | 5 | 0.8 | 4 | 4.3 | 4 | N |  |  | OP | X | 12 | 2002 |  |  | N | Electric Utility | 1 | X T: X; NG NG: NG; NG BLQ: DFO |  |  |  | N | N |  | 1H | [23 empty] | N | N | N
19663 | Utah State University | 58139 | Central Energy Plant USU | UT | Cache | TURBI | Natural Gas Fired Combustion Turbine | GT |  | S | X | X |  |  | 5 | 0.975 | 4.4 | 4.6 | 0.2 | N |  |  | OP | X | 8 | 2004 |  |  | N | Commercial Non-CHP | 4 | X T: X; NG NG: NG; NG BLQ: DFO |  |  |  | N | N |  | 1H | [23 empty] | Y | N | Y
2010 | City of Bountiful | 3665 | Bountiful City | UT | Davis | 1A | Natural Gas Fired Combustion Turbine | GT |  | S | X | X |  |  | 5.2 | 0.8 | 4.2 | 5.1 | 3 | N |  |  | OP | X | 7 | 2001 |  |  | N | Electric Utility | 1 | [11 empty] | N | N |  | 1H | [23 empty] | N | N | N | bar: X T to NG NG
11135 | City of Logan - (UT) | 4251 | Logan City | UT | Cache | 1 | Natural Gas Fired Combustion Turbine | GT |  | S | X | X |  |  | 5.3 | 0.8 | 4.5 | 5.2 | 3 | N |  |  | OP | X | 7 | 2002 |  |  | N | Electric Utility | 1 | [11 empty] | N | N |  | 1H | [23 empty] | N | N | N | bar: X T to NG NG
11135 | City of Logan - (UT) | 4251 | Logan City | UT | Cache | 2 | Natural Gas Fired Combustion Turbine | GT |  | S | X | X |  |  | 5.3 | 0.8 | 4.5 | 5.2 | 3 | N |  |  | OP | X | 7 | 2002 |  |  | N | Electric Utility | 1 | [11 empty] | N | N |  | 1H | [23 empty] | N | N | N | bar: X T to NG NG
11135 | City of Logan - (UT) | 4251 | Logan City | UT | Cache | 3 | Natural Gas Fired Combustion Turbine | GT |  | S | X | X |  |  | 5.3 | 0.8 | 4.5 | 5.2 | 3 | N |  |  | OP | X | 7 | 2002 |  |  | N | Electric Utility | 1 | [11 empty] | N | N |  | 1H | [23 empty] | N | N | N | bar: X T to NG NG
49805 | Kennecott Utah Copper | 56163 | Kennecott Power Plant | UT | Salt Lake | RCHP | Natural Gas Fired Combustion Turbine | GT |  | S | X | X |  |  | 6.4 | 0.8 | 5.9 | 6.4 | 0.3 | N |  |  | OP | X | 12 | 2010 |  |  | Y | Industrial CHP | 7 | [11 empty] | N | N |  | 1H | [23 empty] | N | N | N | bar: X T to NG NG
17845 | City of Springville - (UT) | 7028 | Whitehead | UT | Utah | K1 | Natural Gas Internal Combustion Engine | IC |  | S | X | X |  |  | 7 | 0.8 | 5.9 | 6.3 | 5 | N |  |  | OP | X | 10 | 1986 |  |  | N | Electric Utility | 1 | X T: X; NG NG: NG; NG BLQ: DFO |  |  |  | N | N |  | 1H | [23 empty] | N | N | N
17845 | City of Springville - (UT) | 7028 | Whitehead | UT | Utah | K2 | Natural Gas Internal Combustion Engine | IC |  | S | X | X |  |  | 7 | 0.8 | 6 | 6.2 | 5 | N |  |  | OP | X | 8 | 1986 |  |  | N | Electric Utility | 1 | X T: X; NG NG: NG; NG BLQ: DFO |  |  |  | N | N |  | 1H | [23 empty] | N | N | N
17845 | City of Springville - (UT) | 7028 | Whitehead | UT | Utah | K3 | Natural Gas Internal Combustion Engine | IC |  | S | X | X |  |  | 7 | 0.8 | 5.9 | 6 | 5 | N |  |  | OP | X | 2 | 2000 |  |  | N | Electric Utility | 1 | X T: X; NG NG: NG; NG BLQ: DFO |  |  |  | N | N |  | 1H | [23 empty] | N | N | N
17874 | City of St George | 7080 | St George Red Rock | UT | Washington | 1 | Petroleum Liquids | IC |  | S | X | X |  |  | 7 | 0.9 | 7 | 7 | 1 | N |  |  | SB | Y | 5 | 1987 |  |  | N | Electric Utility | 1 | X T: X; NG NG: DFO | [6 empty] | 10M | [23 empty] | N | N
17874 | City of St George | 7080 | St George Red Rock | UT | Washington | 2 | Petroleum Liquids | IC |  | S | X | X |  |  | 7 | 0.9 | 7 | 7 | 1 | N |  |  | SB | Y | 5 | 1987 |  |  | N | Electric Utility | 1 | X T: X; NG NG: DFO | [6 empty] | 10M | [23 empty] | N | N
58555 | The University of Utah | 58597 | HTW Plant 303 COGEN | UT | Salt Lake | CGN1 | Natural Gas Fired Combustion Turbine | GT |  | S | X | X |  |  | 7.4 | 0.975 | 5.6 | 6.6 | 4 | N |  |  | OP | X | 8 | 2008 |  |  | Y | Commercial CHP | 5 | [11 empty] | N | N |  | 1H | [23 empty] | N | N | N | bar: X T to NG NG
2010 | City of Bountiful | 3665 | Bountiful City | UT | Davis | 2A | Natural Gas Fired Combustion Turbine | GT |  | S | X | X |  |  | 12.6 | 0.8 | 11.5 | 13.5 | 7 | N |  |  | OP | X | 6 | 2012 |  |  | N | Electric Utility | 1 | [11 empty] | N | N |  | 1H | [23 empty] | N | N | N | bar: X T to NG NG
2010 | City of Bountiful | 3665 | Bountiful City | UT | Davis | 3A | Natural Gas Fired Combustion Turbine | GT |  | S | X | X |  |  | 12.6 | 0.8 | 11.5 | 13.5 | 7 | N |  |  | OP | X | 6 | 2012 |  |  | N | Electric Utility | 1 | [11 empty] | N | N |  | 1H | [23 empty] | N | N | N | bar: X T to NG NG
13137 | City of Murray - (UT) | 8010 | Murray Turbine | UT | Salt Lake | 1 | Natural Gas Fired Combustion Turbine | GT |  | S | X | X |  |  | 14 | 1 | 12 | 13 | 7 | N |  |  | OP | X | 6 | 2001 |  |  | N | Electric Utility | 1 | [11 empty] | N | N |  | 1H | [20 empty] | N |  |  | N | N | N | bar: X T to NG NG
13137 | City of Murray - (UT) | 8010 | Murray Turbine | UT | Salt Lake | 2 | Natural Gas Fired Combustion Turbine | GT |  | S | X | X |  |  | 14 | 1 | 12 | 13 | 7 | N |  |  | OP | X | 10 | 2001 |  |  | N | Electric Utility | 1 | [11 empty] | N | N |  | 1H | [20 empty] | N |  |  | N | N | N | bar: X T to NG NG
13137 | City of Murray - (UT) | 8010 | Murray Turbine | UT | Salt Lake | 3 | Natural Gas Fired Combustion Turbine | GT |  | S | X | X |  |  | 14 | 1 | 12 | 13 | 7 | N |  |  | OP | X | 1 | 2002 |  |  | N | Electric Utility | 1 | [11 empty] | N | N |  | 1H | [20 empty] | N |  |  | N | N | N | bar: X T to NG NG
54911 | Tesoro Refng Marketing Co Mntn Region | 56509 | Tesoro SLC Cogeneration Plant | UT | Salt Lake | 1 | Natural Gas Fired Combustion Turbine | GT |  | W | X | X |  |  | 15.2 | 0.8 | 11.5 | 12.8 | 7 | N |  |  | OP | X | 7 | 2004 |  |  | Y | Industrial CHP | 7 | X T: T; NG NG: NG; NG BLQ: OG |  |  |  | N | N |  | 12H | [7 empty] | 0.6 | 0.6 | 11 | 2023 | [12 empty] | Y | Y | N
54911 | Tesoro Refng Marketing Co Mntn Region | 56509 | Tesoro SLC Cogeneration Plant | UT | Salt Lake | 2 | Natural Gas Fired Combustion Turbine | GT |  | W | X | X |  |  | 15.2 | 0.8 | 11.5 | 12.8 | 7 | N |  |  | OP | X | 7 | 2004 |  |  | Y | Industrial CHP | 7 | X T: T; NG NG: NG; NG BLQ: OG |  |  |  | N | N |  | 12H | [7 empty] | 0.6 | 0.6 | 11 | 2023 | [12 empty] | Y | Y | N
58153 | US Magnesium | 58191 | US Magnesium | UT | Tooele | GT1 | Natural Gas Fired Combustion Turbine | GT |  | S | X | X |  |  | 16 | 0.85 | 11 | 13 | 2 | N |  |  | OP | X | 1 | 1972 |  |  | Y | Industrial CHP | 7 | X T: T; NG NG: NG; NG BLQ: DFO |  |  |  | N | N |  | 12H | [23 empty] | Y | Y | Y
58153 | US Magnesium | 58191 | US Magnesium | UT | Tooele | GT2 | Natural Gas Fired Combustion Turbine | GT |  | S | X | X |  |  | 16 | 0.85 | 11 | 13 | 2 | N |  |  | OA | X | 1 | 1972 |  |  | Y | Industrial CHP | 7 | X T: T; NG NG: NG; NG BLQ: DFO |  |  |  | N | N |  | 12H | [23 empty] | Y | Y | Y
58153 | US Magnesium | 58191 | US Magnesium | UT | Tooele | GT3 | Natural Gas Fired Combustion Turbine | GT |  | S | X | X |  |  | 16 | 0.85 | 11 | 13 | 2 | N |  |  | OP | X | 1 | 1972 |  |  | Y | Industrial CHP | 7 | X T: T; NG NG: NG; NG BLQ: DFO |  |  |  | N | N |  | 12H | [23 empty] | Y | Y | Y
63170 | Brigham Young University (BYU) | 63423 | BYU Central Heating Plant | UT | Utah | GEN1 | Natural Gas Fired Combustion Turbine | GT |  | S | X | X |  |  | 16.5 | 0.8 | 14 | 15 | 5.8 | N |  |  | OP | X | 2 | 2019 |  |  | Y | IPP CHP | 3 | [11 empty] | N | N |  | 1H | [23 empty] | N | bar: X T to NG NG; NG NG
12320 | Merck & Co Inc | 52148 | Elkton | VA | Rockingham | GEN4 | Natural Gas Internal Combustion Engine | IC |  | S | X | X |  |  | 0.3 | 0.8 | 0.3 | 0.3 | 0.1 | N |  |  | OP | X | 3 | 2016 |  |  | N | Industrial CHP | 7 | [11 empty] | N | N |  | 10M | [23 empty] | N | N | N | bar: X T to NG NG
5178 | Dinwiddie Power Inc | 54766 | Boydton Plank Road Cogen Plant | VA | Dinwiddie | GEN1 | Petroleum Liquids | IC |  | S | X | X | 36181309 | 36181309 | 0.3 | 1 | 0.3 | 0.3 | 0.1 | N |  |  | OP | X | 6 | 1993 |  |  | N | IPP Non-CHP | 2 | X T: X; NG NG: DFO; NG BLQ: NG |  |  |  | N | N |  | 1H | [23 empty] | Y | Y | N
5178 | Dinwiddie Power Inc | 54766 | Boydton Plank Road Cogen Plant | VA | Dinwiddie | GEN10 | Petroleum Liquids | IC |  | S | X | X | 36181309 | 36181309 | 0.3 | 1 | 0.3 | 0.3 | 0.1 | N |  |  | OP | X | 6 | 1993 |  |  | N | IPP Non-CHP | 2 | X T: X; NG NG: DFO; NG BLQ: NG |  |  |  | N | N |  | 1H | [23 empty] | Y | Y | N
5178 | Dinwiddie Power Inc | 54766 | Boydton Plank Road Cogen Plant | VA | Dinwiddie | GEN11 | Petroleum Liquids | IC |  | S | X | X | 36181311 | 36181311 | 0.3 | 1 | 0.3 | 0.3 | 0.1 | N |  |  | OP | X | 5 | 2000 |  |  | N | IPP Non-CHP | 2 | X T: X; NG NG: DFO; NG BLQ: NG |  |  |  | N | N |  | 1H | [23 empty] | Y | Y | N
5178 | Dinwiddie Power Inc | 54766 | Boydton Plank Road Cogen Plant | VA | Dinwiddie | GEN12 | Petroleum Liquids | IC |  | S | X | X | 36181311 | 36181311 | 0.3 | 1 | 0.3 | 0.3 | 0.1 | N |  |  | OP | X | 5 | 2000 |  |  | N | IPP Non-CHP | 2 | X T: X; NG NG: DFO; NG BLQ: NG |  |  |  | N | N |  | 1H | [23 empty] | Y | Y | N
5178 | Dinwiddie Power Inc | 54766 | Boydton Plank Road Cogen Plant | VA | Dinwiddie | GEN13 | Petroleum Liquids | IC |  | S | X | X | 36181311 | 36181311 | 0.3 | 1 | 0.3 | 0.3 | 0.1 | N |  |  | OP | X | 5 | 2000 |  |  | N | IPP Non-CHP | 2 | X T: X; NG NG: DFO; NG BLQ: NG |  |  |  | N | N |  | 1H | [23 empty] | Y | Y | N
5178 | Dinwiddie Power Inc | 54766 | Boydton Plank Road Cogen Plant | VA | Dinwiddie | GEN14 | Petroleum Liquids | IC |  | S | X | X | 36181311 | 36181311 | 0.3 | 1 | 0.3 | 0.3 | 0.1 | N |  |  | OP | X | 5 | 2000 |  |  | N | IPP Non-CHP | 2 | X T: X; NG NG: DFO; NG BLQ: NG |  |  |  | N | N |  | 1H | [23 empty] | Y | Y | N
5178 | Dinwiddie Power Inc | 54766 | Boydton Plank Road Cogen Plant | VA | Dinwiddie | GEN15 | Petroleum Liquids | IC |  | S | X | X | 36181311 | 36181311 | 0.3 | 1 | 0.3 | 0.3 | 0.1 | N |  |  | OP | X | 5 | 2000 |  |  | N | IPP Non-CHP | 2 | X T: X; NG NG: DFO; NG BLQ: NG |  |  |  | N | N |  | 1H | [23 empty] | Y | Y | N
5178 | Dinwiddie Power Inc | 54766 | Boydton Plank Road Cogen Plant | VA | Dinwiddie | GEN16 | Petroleum Liquids | IC |  | S | X | X | 36181311 | 36181311 | 0.3 | 1 | 0.3 | 0.3 | 0.1 | N |  |  | OP | X | 5 | 2000 |  |  | N | IPP Non-CHP | 2 | X T: X; NG NG: DFO; NG BLQ: NG |  |  |  | N | N |  | 1H | [23 empty] | Y | Y | N
5178 | Dinwiddie Power Inc | 54766 | Boydton Plank Road Cogen Plant | VA | Dinwiddie | GEN17 | Petroleum Liquids | IC |  | S | X | X | 36181311 | 36181311 | 0.3 | 1 | 0.3 | 0.3 | 0.1 | N |  |  | OP | X | 5 | 2000 |  |  | N | IPP Non-CHP | 2 | X T: X; NG NG: DFO; NG BLQ: NG |  |  |  | N | N |  | 1H | [23 empty] | Y | Y | N
5178 | Dinwiddie Power Inc | 54766 | Boydton Plank Road Cogen Plant | VA | Dinwiddie | GEN18 | Petroleum Liquids | IC |  | S | X | X | 36181311 | 36181311 | 0.3 | 1 | 0.3 | 0.3 | 0.1 | N |  |  | OP | X | 5 | 2000 |  |  | N | IPP Non-CHP | 2 | X T: X; NG NG: DFO; NG BLQ: NG |  |  |  | N | N |  | 1H | [23 empty] | Y | Y | N
5178 | Dinwiddie Power Inc | 54766 | Boydton Plank Road Cogen Plant | VA | Dinwiddie | GEN19 | Petroleum Liquids | IC |  | S | X | X | 36181311 | 36181311 | 0.3 | 1 | 0.3 | 0.3 | 0.1 | N |  |  | OP | X | 5 | 2000 |  |  | N | IPP Non-CHP | 2 | X T: X; NG NG: DFO; NG BLQ: NG |  |  |  | N | N |  | 1H | [23 empty] | Y | Y | N
5178 | Dinwiddie Power Inc | 54766 | Boydton Plank Road Cogen Plant | VA | Dinwiddie | GEN2 | Petroleum Liquids | IC |  | S | X | X | 36181309 | 36181309 | 0.3 | 1 | 0.3 | 0.3 | 0.1 | N |  |  | OP | X | 6 | 1993 |  |  | N | IPP Non-CHP | 2 | X T: X; NG NG: DFO; NG BLQ: NG |  |  |  | N | N |  | 1H | [23 empty] | Y | Y | N
5178 | Dinwiddie Power Inc | 54766 | Boydton Plank Road Cogen Plant | VA | Dinwiddie | GEN20 | Petroleum Liquids | IC |  | S | X | X | 36181311 | 36181311 | 0.3 | 1 | 0.3 | 0.3 | 0.1 | N |  |  | OP | X | 5 | 2000 |  |  | N | IPP Non-CHP | 2 | X T: X; NG NG: DFO; NG BLQ: NG |  |  |  | N | N |  | 1H | [23 empty] | Y | Y | N
5178 | Dinwiddie Power Inc | 54766 | Boydton Plank Road Cogen Plant | VA | Dinwiddie | GEN21 | Petroleum Liquids | IC |  | S | X | X | 36181311 | 36181311 | 0.3 | 1 | 0.3 | 0.3 | 0.1 | N |  |  | OP | X | 5 | 2000 |  |  | N | IPP Non-CHP | 2 | X T: X; NG NG: DFO; NG BLQ: NG |  |  |  | N | N |  | 1H | [23 empty] | Y | Y | N
5178 | Dinwiddie Power Inc | 54766 | Boydton Plank Road Cogen Plant | VA | Dinwiddie | GEN22 | Petroleum Liquids | IC |  | S | X | X | 36181311 | 36181311 | 0.3 | 1 | 0.3 | 0.3 | 0.1 | N |  |  | OP | X | 5 | 2000 |  |  | N | IPP Non-CHP | 2 | X T: X; NG NG: DFO; NG BLQ: NG |  |  |  | N | N |  | 1H | [23 empty] | Y | Y | N
5178 | Dinwiddie Power Inc | 54766 | Boydton Plank Road Cogen Plant | VA | Dinwiddie | GEN23 | Petroleum Liquids | IC |  | S | X | X | 36181311 | 36181311 | 0.3 | 1 | 0.3 | 0.3 | 0.1 | N |  |  | OP | X | 5 | 2000 |  |  | N | IPP Non-CHP | 2 | X T: X; NG NG: DFO; NG BLQ: NG |  |  |  | N | N |  | 1H | [23 empty] | Y | Y | N
5178 | Dinwiddie Power Inc | 54766 | Boydton Plank Road Cogen Plant | VA | Dinwiddie | GEN24 | Petroleum Liquids | IC |  | S | X | X | 36181311 | 36181311 | 0.3 | 1 | 0.3 | 0.3 | 0.1 | N |  |  | OP | X | 5 | 2000 |  |  | N | IPP Non-CHP | 2 | X T: X; NG NG: DFO; NG BLQ: NG |  |  |  | N | N |  | 1H | [23 empty] | Y | Y | N
5178 | Dinwiddie Power Inc | 54766 | Boydton Plank Road Cogen Plant | VA | Dinwiddie | GEN25 | Petroleum Liquids | IC |  | S | X | X | 36181311 | 36181311 | 0.3 | 1 | 0.3 | 0.3 | 0.1 | N |  |  | OP | X | 5 | 2000 |  |  | N | IPP Non-CHP | 2 | X T: X; NG NG: DFO; NG BLQ: NG |  |  |  | N | N |  | 1H | [23 empty] | Y | Y | N
5178 | Dinwiddie Power Inc | 54766 | Boydton Plank Road Cogen Plant | VA | Dinwiddie | GEN26 | Petroleum Liquids | IC |  | S | X | X | 36181311 | 36181311 | 0.3 | 1 | 0.3 | 0.3 | 0.1 | N |  |  | OP | X | 5 | 2000 |  |  | N | IPP Non-CHP | 2 | X T: X; NG NG: DFO; NG BLQ: NG |  |  |  | N | N |  | 1H | [23 empty] | Y | Y | N
5178 | Dinwiddie Power Inc | 54766 | Boydton Plank Road Cogen Plant | VA | Dinwiddie | GEN27 | Petroleum Liquids | IC |  | S | X | X | 36181311 | 36181311 | 0.3 | 1 | 0.3 | 0.3 | 0.1 | N |  |  | OP | X | 5 | 2000 |  |  | N | IPP Non-CHP | 2 | X T: X; NG NG: DFO; NG BLQ: NG |  |  |  | N | N |  | 1H | [23 empty] | Y | Y | N
5178 | Dinwiddie Power Inc | 54766 | Boydton Plank Road Cogen Plant | VA | Dinwiddie | GEN28 | Petroleum Liquids | IC |  | S | X | X | 36181311 | 36181311 | 0.3 | 1 | 0.3 | 0.3 | 0.1 | N |  |  | OP | X | 5 | 2000 |  |  | N | IPP Non-CHP | 2 | X T: X; NG NG: DFO; NG BLQ: NG |  |  |  | N | N |  | 1H | [23 empty] | Y | Y | N
5178 | Dinwiddie Power Inc | 54766 | Boydton Plank Road Cogen Plant | VA | Dinwiddie | GEN29 | Petroleum Liquids | IC |  | S | X | X | 36181311 | 36181311 | 0.3 | 1 | 0.3 | 0.3 | 0.1 | N |  |  | OP | X | 5 | 2000 |  |  | N | IPP Non-CHP | 2 | X T: X; NG NG: DFO; NG BLQ: NG |  |  |  | N | N |  | 1H | [23 empty] | Y | Y | N
5178 | Dinwiddie Power Inc | 54766 | Boydton Plank Road Cogen Plant | VA | Dinwiddie | GEN3 | Petroleum Liquids | IC |  | S | X | X | 36181309 | 36181309 | 0.3 | 1 | 0.3 | 0.3 | 0.1 | N |  |  | OP | X | 6 | 1993 |  |  | N | IPP Non-CHP | 2 | X T: X; NG NG: DFO; NG BLQ: NG |  |  |  | N | N |  | 1H | [23 empty] | Y | Y | N
5178 | Dinwiddie Power Inc | 54766 | Boydton Plank Road Cogen Plant | VA | Dinwiddie | GEN30 | Petroleum Liquids | IC |  | S | X | X | 36181311 | 36181311 | 0.3 | 1 | 0.3 | 0.3 | 0.1 | N |  |  | OP | X | 5 | 2000 |  |  | N | IPP Non-CHP | 2 | X T: X; NG NG: DFO; NG BLQ: NG |  |  |  | N | N |  | 1H | [23 empty] | Y | Y | N
5178 | Dinwiddie Power Inc | 54766 | Boydton Plank Road Cogen Plant | VA | Dinwiddie | GEN31 | Petroleum Liquids | IC |  | S | X | X | 36181311 | 36181311 | 0.3 | 1 | 0.3 | 0.3 | 0.1 | N |  |  | OP | X | 5 | 2000 |  |  | N | IPP Non-CHP | 2 | X T: X; NG NG: DFO; NG BLQ: NG |  |  |  | N | N |  | 1H | [23 empty] | Y | Y | N
5178 | Dinwiddie Power Inc | 54766 | Boydton Plank Road Cogen Plant | VA | Dinwiddie | GEN32 | Petroleum Liquids | IC |  | S | X | X | 36181311 | 36181311 | 0.3 | 1 | 0.3 | 0.3 | 0.1 | N |  |  | OP | X | 5 | 2000 |  |  | N | IPP Non-CHP | 2 | X T: X; NG NG: DFO; NG BLQ: NG |  |  |  | N | N |  | 1H | [23 empty] | Y | Y | N
5178 | Dinwiddie Power Inc | 54766 | Boydton Plank Road Cogen Plant | VA | Dinwiddie | GEN33 | Petroleum Liquids | IC |  | S | X | X | 36181311 | 36181311 | 0.3 | 1 | 0.3 | 0.3 | 0.1 | N |  |  | OP | X | 5 | 2000 |  |  | N | IPP Non-CHP | 2 | X T: X; NG NG: DFO; NG BLQ: NG |  |  |  | N | N |  | 1H | [23 empty] | Y | Y | N
5178 | Dinwiddie Power Inc | 54766 | Boydton Plank Road Cogen Plant | VA | Dinwiddie | GEN34 | Petroleum Liquids | IC |  | S | X | X | 36181311 | 36181311 | 0.3 | 1 | 0.3 | 0.3 | 0.1 | N |  |  | OP | X | 5 | 2000 |  |  | N | IPP Non-CHP | 2 | X T: X; NG NG: DFO; NG BLQ: NG |  |  |  | N | N |  | 1H | [23 empty] | Y | Y | N
5178 | Dinwiddie Power Inc | 54766 | Boydton Plank Road Cogen Plant | VA | Dinwiddie | GEN4 | Petroleum Liquids | IC |  | S | X | X | 36181309 | 36181309 | 0.3 | 1 | 0.3 | 0.3 | 0.1 | N |  |  | OP | X | 6 | 1993 |  |  | N | IPP Non-CHP | 2 | X T: X; NG NG: DFO; NG BLQ: NG |  |  |  | N | N |  | 1H | [23 empty] | Y | Y | N
5178 | Dinwiddie Power Inc | 54766 | Boydton Plank Road Cogen Plant | VA | Dinwiddie | GEN5 | Petroleum Liquids | IC |  | S | X | X | 36181309 | 36181309 | 0.3 | 1 | 0.3 | 0.3 | 0.1 | N |  |  | OP | X | 6 | 1993 |  |  | N | IPP Non-CHP | 2 | X T: X; NG NG: DFO; NG BLQ: NG |  |  |  | N | N |  | 1H | [23 empty] | Y | Y | N
5178 | Dinwiddie Power Inc | 54766 | Boydton Plank Road Cogen Plant | VA | Dinwiddie | GEN6 | Petroleum Liquids | IC |  | S | X | X | 36181309 | 36181309 | 0.3 | 1 | 0.3 | 0.3 | 0.1 | N |  |  | OP | X | 6 | 1993 |  |  | N | IPP Non-CHP | 2 | X T: X; NG NG: DFO; NG BLQ: NG |  |  |  | N | N |  | 1H | [23 empty] | Y | Y | N
5178 | Dinwiddie Power Inc | 54766 | Boydton Plank Road Cogen Plant | VA | Dinwiddie | GEN7 | Petroleum Liquids | IC |  | S | X | X | 36181309 | 36181309 | 0.3 | 1 | 0.3 | 0.3 | 0.1 | N |  |  | OP | X | 6 | 1993 |  |  | N | IPP Non-CHP | 2 | X T: X; NG NG: DFO; NG BLQ: NG |  |  |  | N | N |  | 1H | [23 empty] | Y | Y | N
5178 | Dinwiddie Power Inc | 54766 | Boydton Plank Road Cogen Plant | VA | Dinwiddie | GEN8 | Petroleum Liquids | IC |  | S | X | X | 36181309 | 36181309 | 0.3 | 1 | 0.3 | 0.3 | 0.1 | N |  |  | OP | X | 6 | 1993 |  |  | N | IPP Non-CHP | 2 | X T: X; NG NG: DFO; NG BLQ: NG |  |  |  | N | N |  | 1H | [23 empty] | Y | Y | N
5178 | Dinwiddie Power Inc | 54766 | Boydton Plank Road Cogen Plant | VA | Dinwiddie | GEN9 | Petroleum Liquids | IC |  | S | X | X | 36181309 | 36181309 | 0.3 | 1 | 0.3 | 0.3 | 0.1 | N |  |  | OP | X | 6 | 1993 |  |  | N | IPP Non-CHP | 2 | X T: X; NG NG: DFO; NG BLQ: NG |  |  |  | N | N |  | 1H | [23 empty] | Y | Y | N
55938 | Industrial Power Generating Company LLC | 56681 | Amelia | VA | Amelia | 1 | Landfill Gas | IC |  | S | X | X | 36181305 |  | 0.3 | 1 | 0.3 | 0.3 | 0.1 | N |  |  | OP | X | 8 | 2001 |  |  | N | IPP Non-CHP | 2 | X T: X; NG NG: LFG; NG BLQ: DFO; NG NG: DFO |  |  |  | N | N |  | 1H | [23 empty] | Y | Y | N
55938 | Industrial Power Generating Company LLC | 56681 | Amelia | VA | Amelia | 10 | Landfill Gas | IC |  | S | X | X | 36181305 |  | 0.3 | 1 | 0.3 | 0.3 | 0.1 | N |  |  | OP | X | 8 | 2001 |  |  | N | IPP Non-CHP | 2 | X T: X; NG NG: LFG; NG BLQ: DFO; NG NG: DFO |  |  |  | N | N |  | 1H | [23 empty] | Y | Y | N
55938 | Industrial Power Generating Company LLC | 56681 | Amelia | VA | Amelia | 11 | Landfill Gas | IC |  | S | X | X | 36181305 |  | 0.3 | 1 | 0.3 | 0.3 | 0.1 | N |  |  | OP | X | 8 | 2001 |  |  | N | IPP Non-CHP | 2 | X T: X; NG NG: LFG; NG BLQ: DFO; NG NG: DFO |  |  |  | N | N |  | 1H | [23 empty] | Y | Y | N
55938 | Industrial Power Generating Company LLC | 56681 | Amelia | VA | Amelia | 12 | Landfill Gas | IC |  | S | X | X | 36181305 |  | 0.3 | 1 | 0.3 | 0.3 | 0.1 | N |  |  | OP | X | 8 | 2001 |  |  | N | IPP Non-CHP | 2 | X T: X; NG NG: LFG; NG BLQ: DFO; NG NG: DFO |  |  |  | N | N |  | 1H | [23 empty] | Y | Y | N
55938 | Industrial Power Generating Company LLC | 56681 | Amelia | VA | Amelia | 13 | Landfill Gas | IC |  | S | X | X | 36181305 |  | 0.3 | 1 | 0.3 | 0.3 | 0.1 | N |  |  | OP | X | 8 | 2001 |  |  | N | IPP Non-CHP | 2 | X T: X; NG NG: LFG; NG BLQ: DFO; NG NG: DFO |  |  |  | N | N |  | 1H | [23 empty] | Y | Y | N
55938 | Industrial Power Generating Company LLC | 56681 | Amelia | VA | Amelia | 14 | Landfill Gas | IC |  | S | X | X | 36181305 |  | 0.3 | 1 | 0.3 | 0.3 | 0.1 | N |  |  | OP | X | 8 | 2001 |  |  | N | IPP Non-CHP | 2 | X T: X; NG NG: LFG; NG BLQ: DFO; NG NG: DFO |  |  |  | N | N |  | 1H | [23 empty] | Y | Y | N
55938 | Industrial Power Generating Company LLC | 56681 | Amelia | VA | Amelia | 15 | Landfill Gas | IC |  | S | X | X | 36181305 |  | 0.3 | 1 | 0.3 | 0.3 | 0.1 | N |  |  | OP | X | 8 | 2001 |  |  | N | IPP Non-CHP | 2 | X T: X; NG NG: LFG; NG BLQ: DFO; NG NG: DFO |  |  |  | N | N |  | 1H | [23 empty] | Y | Y | N
55938 | Industrial Power Generating Company LLC | 56681 | Amelia | VA | Amelia | 16 | Landfill Gas | IC |  | S | X | X | 36181305 |  | 0.3 | 1 | 0.3 | 0.3 | 0.1 | N |  |  | OP | X | 8 | 2001 |  |  | N | IPP Non-CHP | 2 | X T: X; NG NG: LFG; NG BLQ: DFO; NG NG: DFO |  |  |  | N | N |  | 1H | [23 empty] | Y | Y | N
55938 | Industrial Power Generating Company LLC | 56681 | Amelia | VA | Amelia | 17 | Landfill Gas | IC |  | S | X | X | 36181305 |  | 0.3 | 1 | 0.3 | 0.3 | 0.1 | N |  |  | OP | X | 8 | 2001 |  |  | N | IPP Non-CHP | 2 | X T: X; NG NG: LFG; NG BLQ: DFO; NG NG: DFO |  |  |  | N | N |  | 1H | [23 empty] | Y | Y | N
55938 | Industrial Power Generating Company LLC | 56681 | Amelia | VA | Amelia | 18 | Landfill Gas | IC |  | S | X | X | 36181305 |  | 0.3 | 1 | 0.3 | 0.3 | 0.1 | N |  |  | OP | X | 8 | 2001 |  |  | N | IPP Non-CHP | 2 | X T: X; NG NG: LFG; NG BLQ: DFO; NG NG: DFO |  |  |  |  | N |  | 1H | [23 empty] | Y | Y | N
55938 | Industrial Power Generating Company LLC | 56681 | Amelia | VA | Amelia | 19 | Landfill Gas | IC |  | S | X | X | 36181305 |  | 0.3 | 1 | 0.3 | 0.3 | 0.1 | N |  |  | OP | X | 8 | 2001 |  |  | N | IPP Non-CHP | 2 | X T: X; NG NG: LFG; NG BLQ: DFO; NG NG: DFO |  |  |  |  | N |  | 1H | [23 empty] | Y | Y | N
55938 | Industrial Power Generating Company LLC | 56681 | Amelia | VA | Amelia | 2 | Landfill Gas | IC |  | S | X | X | 36181305 |  | 0.3 | 1 | 0.3 | 0.3 | 0.1 | N |  |  | OP | X | 8 | 2001 |  |  | N | IPP Non-CHP | 2 | X T: X; NG NG: LFG; NG BLQ: DFO; NG NG: DFO |  |  |  |  | N |  | 1H | [23 empty] | Y | Y | N
55938 | Industrial Power Generating Company LLC | 56681 | Amelia | VA | Amelia | 20 | Landfill Gas | IC |  | S | X | X | 36181305 |  | 0.3 | 1 | 0.3 | 0.3 | 0.1 | N |  |  | OP | X | 8 | 2001 |  |  | N | IPP Non-CHP | 2 | X T: X; NG NG: LFG; NG BLQ: DFO; NG NG: DFO |  |  |  | N | N |  | 1H | [23 empty] | Y | Y | N
55938 | Industrial Power Generating Company LLC | 56681 | Amelia | VA | Amelia | 21 | Landfill Gas | IC |  | S | X | X | 36181305 |  | 0.3 | 1 | 0.3 | 0.3 | 0.1 | N |  |  | OP | X | 8 | 2001 |  |  | N | IPP Non-CHP | 2 | X T: X; NG NG: LFG; NG BLQ: DFO; NG NG: DFO |  |  |  | N | N |  | 1H | [23 empty] | Y | Y | N
55938 | Industrial Power Generating Company LLC | 56681 | Amelia | VA | Amelia | 22 | Landfill Gas | IC |  | S | X | X | 36181305 |  | 0.3 | 1 | 0.3 | 0.3 | 0.1 | N |  |  | OP | X | 8 | 2001 |  |  | N | IPP Non-CHP | 2 | X T: X; NG NG: LFG; NG BLQ: DFO; NG NG: DFO |  |  |  | N | N |  | 1H | [23 empty] | Y | Y | N
55938 | Industrial Power Generating Company LLC | 56681 | Amelia | VA | Amelia | 23 | Landfill Gas | IC |  | S | X | X | 36181305 |  | 0.3 | 1 | 0.3 | 0.3 | 0.1 | N |  |  | OP | X | 8 | 2001 |  |  | N | IPP Non-CHP | 2 | X T: X; NG NG: LFG; NG BLQ: DFO; NG NG: DFO |  |  |  | N | N |  | 1H | [23 empty] | Y | Y | N
55938 | Industrial Power Generating Company LLC | 56681 | Amelia | VA | Amelia | 24 | Landfill Gas | IC |  | S | X | X | 36181305 |  | 0.3 | 1 | 0.3 | 0.3 | 0.1 | N |  |  | OP | X | 8 | 2001 |  |  | N | IPP Non-CHP | 2 | X T: X; NG NG: LFG; NG BLQ: DFO; NG NG: DFO |  |  |  | N | N |  | 1H | [23 empty] | Y | Y | N
55938 | Industrial Power Generating Company LLC | 56681 | Amelia | VA | Amelia | 25 | Landfill Gas | IC |  | S | X | X | 36181305 |  | 0.3 | 1 | 0.3 | 0.3 | 0.1 | N |  |  | OP | X | 8 | 2001 |  |  | N | IPP Non-CHP | 2 | X T: X; NG NG: LFG; NG BLQ: DFO; NG NG: DFO |  |  |  | N | N |  | 1H | [23 empty] | Y | Y | N
55938 | Industrial Power Generating Company LLC | 56681 | Amelia | VA | Amelia | 26 | Landfill Gas | IC |  | S | X | X | 36181305 |  | 0.3 | 1 | 0.3 | 0.3 | 0.1 | N |  |  | OP | X | 8 | 2001 |  |  | N | IPP Non-CHP | 2 | X T: X; NG NG: LFG; NG BLQ: DFO; NG NG: DFO |  |  |  | N | N |  | 1H | [23 empty] | Y | Y | N
55938 | Industrial Power Generating Company LLC | 56681 | Amelia | VA | Amelia | 27 | Landfill Gas | IC |  | S | X | X | 36181305 |  | 0.3 | 1 | 0.3 | 0.3 | 0.1 | N |  |  | OP | X | 8 | 2001 |  |  | N | IPP Non-CHP | 2 | X T: X; NG NG: LFG; NG BLQ: DFO; NG NG: DFO |  |  |  | N | N |  | 1H | [23 empty] | Y | Y | N
55938 | Industrial Power Generating Company LLC | 56681 | Amelia | VA | Amelia | 28 | Landfill Gas | IC |  | S | X | X | 36181305 |  | 0.3 | 1 | 0.3 | 0.3 | 0.1 | N |  |  | OP | X | 8 | 2001 |  |  | N | IPP Non-CHP | 2 | X T: X; NG NG: LFG; NG BLQ: DFO; NG NG: DFO |  |  |  | N | N |  | 1H | [23 empty] | Y | Y | N
55938 | Industrial Power Generating Company LLC | 56681 | Amelia | VA | Amelia | 29 | Landfill Gas | IC |  | S | X | X | 36181305 |  | 0.3 | 1 | 0.3 | 0.3 | 0.1 | N |  |  | OP | X | 8 | 2001 |  |  | N | IPP Non-CHP | 2 | X T: X; NG NG: LFG; NG BLQ: DFO; NG NG: DFO |  |  |  | N | N |  | 1H | [23 empty] | Y | Y | N
55938 | Industrial Power Generating Company LLC | 56681 | Amelia | VA | Amelia | 3 | Landfill Gas | IC |  | S | X | X | 36181305 |  | 0.3 | 1 | 0.3 | 0.3 | 0.1 | N |  |  | OP | X | 8 | 2001 |  |  | N | IPP Non-CHP | 2 | X T: X; NG NG: LFG; NG BLQ: DFO; NG NG: DFO |  |  |  | N | N |  | 1H | [23 empty] | Y | Y | N
55938 | Industrial Power Generating Company LLC | 56681 | Amelia | VA | Amelia | 30 | Landfill Gas | IC |  | S | X | X | 36181305 |  | 0.3 | 1 | 0.3 | 0.3 | 0.1 | N |  |  | OP | X | 8 | 2001 |  |  | N | IPP Non-CHP | 2 | X T: X; NG NG: LFG; NG BLQ: DFO; NG NG: DFO |  |  |  | N | N |  | 1H | [23 empty] | Y | Y | N
55938 | Industrial Power Generating Company LLC | 56681 | Amelia | VA | Amelia | 31 | Landfill Gas | IC |  | S | X | X | 36181305 |  | 0.3 | 1 | 0.3 | 0.3 | 0.1 | N |  |  | OP | X | 8 | 2001 |  |  | N | IPP Non-CHP | 2 | X T: X; NG NG: LFG; NG BLQ: DFO; NG NG: DFO |  |  |  | N | N |  | 1H | [23 empty] | Y | Y | N
55938 | Industrial Power Generating Company LLC | 56681 | Amelia | VA | Amelia | 32 | Landfill Gas | IC |  | S | X | X | 36181305 |  | 0.3 | 1 | 0.3 | 0.3 | 0.1 | N |  |  | OP | X | 8 | 2001 |  |  | N | IPP Non-CHP | 2 | X T: X; NG NG: LFG; NG BLQ: DFO; NG NG: DFO |  |  |  | N | N |  | 1H | [23 empty] | Y | Y | N
55938 | Industrial Power Generating Company LLC | 56681 | Amelia | VA | Amelia | 33 | Landfill Gas | IC |  | S | X | X | 36181305 |  | 0.3 | 1 | 0.3 | 0.3 | 0.1 | N |  |  | OP | X | 8 | 2001 |  |  | N | IPP Non-CHP | 2 | X T: X; NG NG: LFG; NG BLQ: DFO; NG NG: DFO |  |  |  | N | N |  | 1H | [23 empty] | Y | Y | N
55938 | Industrial Power Generating Company LLC | 56681 | Amelia | VA | Amelia | 34 | Landfill Gas | IC |  | S | X | X | 36181305 |  | 0.3 | 1 | 0.3 | 0.3 | 0.1 | N |  |  | OP | X | 8 | 2001 |  |  | N | IPP Non-CHP | 2 | X T: X; NG NG: LFG; NG BLQ: DFO; NG NG: DFO |  |  |  | N | N |  | 1H | [23 empty] | Y | Y | N
55938 | Industrial Power Generating Company LLC | 56681 | Amelia | VA | Amelia | 35 | Landfill Gas | IC |  | S | X | X | 36181305 |  | 0.3 | 1 | 0.3 | 0.3 | 0.1 | N |  |  | OP | X | 8 | 2001 |  |  | N | IPP Non-CHP | 2 | X T: X; NG NG: LFG; NG BLQ: DFO; NG NG: DFO |  |  |  | N | N |  | 1H | [23 empty] | Y | Y | N
55938 | Industrial Power Generating Company LLC | 56681 | Amelia | VA | Amelia | 36 | Landfill Gas | IC |  | S | X | X | 36181305 |  | 0.3 | 1 | 0.3 | 0.3 | 0.1 | N |  |  | OP | X | 8 | 2001 |  |  | N | IPP Non-CHP | 2 | X T: X; NG NG: LFG; NG BLQ: DFO; NG NG: DFO |  |  |  | N | N |  | 1H | [23 empty] | Y | Y | N
55938 | Industrial Power Generating Company LLC | 56681 | Amelia | VA | Amelia | 37 | Landfill Gas | IC |  | S | X | X | 36181305 |  | 0.3 | 1 | 0.3 | 0.3 | 0.1 | N |  |  | OP | X | 8 | 2001 |  |  | N | IPP Non-CHP | 2 | X T: X; NG NG: LFG; NG BLQ: DFO; NG NG: DFO |  |  |  | N | N |  | 1H | [23 empty] | Y | Y | N
55938 | Industrial Power Generating Company LLC | 56681 | Amelia | VA | Amelia | 38 | Landfill Gas | IC |  | S | X | X | 36181305 |  | 0.3 | 1 | 0.3 | 0.3 | 0.1 | N |  |  | OP | X | 8 | 2001 |  |  | N | IPP Non-CHP | 2 | X T: X; NG NG: LFG; NG BLQ: DFO; NG NG: DFO |  |  |  | N | N |  | 1H | [23 empty] | Y | Y | N
55938 | Industrial Power Generating Company LLC | 56681 | Amelia | VA | Amelia | 39 | Landfill Gas | IC |  | S | X | X | 36181305 |  | 0.3 | 1 | 0.3 | 0.3 | 0.1 | N |  |  | OP | X | 8 | 2001 |  |  | N | IPP Non-CHP | 2 | X T: X; NG NG: LFG; NG BLQ: DFO; NG NG: DFO |  |  |  | N | N |  | 1H | [23 empty] | Y | Y | N
55938 | Industrial Power Generating Company LLC | 56681 | Amelia | VA | Amelia | 4 | Landfill Gas | IC |  | S | X | X | 36181305 |  | 0.3 | 1 | 0.3 | 0.3 | 0.1 | N |  |  | OP | X | 8 | 2001 |  |  | N | IPP Non-CHP | 2 | X T: X; NG NG: LFG; NG BLQ: DFO; NG NG: DFO |  |  |  | N | N |  | 1H | [23 empty] | Y | Y | N
55938 | Industrial Power Generating Company LLC | 56681 | Amelia | VA | Amelia | 40 | Landfill Gas | IC |  | S | X | X | 36181305 |  | 0.3 | 1 | 0.3 | 0.3 | 0.1 | N |  |  | OP | X | 8 | 2001 |  |  | N | IPP Non-CHP | 2 | X T: X; NG NG: LFG; NG BLQ: DFO; NG NG: DFO |  |  |  | N | N |  | 1H | [23 empty] | Y | Y | N
55938 | Industrial Power Generating Company LLC | 56681 | Amelia | VA | Amelia | 41 | Landfill Gas | IC |  | S | X | X | 36181305 |  | 0.3 | 1 | 0.3 | 0.3 | 0.1 | N |  |  | OP | X | 8 | 2001 |  |  | N | IPP Non-CHP | 2 | X T: X; NG NG: LFG; NG BLQ: DFO; NG NG: DFO |  |  |  | N | N |  | 1H | [23 empty] | Y | Y | N
55938 | Industrial Power Generating Company LLC | 56681 | Amelia | VA | Amelia | 42 | Landfill Gas | IC |  | S | X | X | 36181305 |  | 0.3 | 1 | 0.3 | 0.3 | 0.1 | N |  |  | OP | X | 8 | 2001 |  |  | N | IPP Non-CHP | 2 | X T: X; NG NG: LFG; NG BLQ: DFO; NG NG: DFO |  |  |  | N | N |  | 1H | [23 empty] | Y | Y | N
55938 | Industrial Power Generating Company LLC | 56681 | Amelia | VA | Amelia | 43 | Landfill Gas | IC |  | S | X | X | 36181305 |  | 0.3 | 1 | 0.3 | 0.3 | 0.1 | N |  |  | OP | X | 8 | 2001 |  |  | N | IPP Non-CHP | 2 | X T: X; NG NG: LFG; NG BLQ: DFO; NG NG: DFO |  |  |  | N | N |  | 1H | [23 empty] | Y | Y | N
55938 | Industrial Power Generating Company LLC | 56681 | Amelia | VA | Amelia | 44 | Landfill Gas | IC |  | S | X | X | 36181305 |  | 0.3 | 1 | 0.3 | 0.3 | 0.1 | N |  |  | OP | X | 8 | 2001 |  |  | N | IPP Non-CHP | 2 | X T: X; NG NG: LFG; NG BLQ: DFO; NG NG: DFO |  |  |  | N | N |  | 1H | [23 empty] | Y | Y | N
55938 | Industrial Power Generating Company LLC | 56681 | Amelia | VA | Amelia | 45 | Landfill Gas | IC |  | S | X | X | 36181305 |  | 0.3 | 1 | 0.3 | 0.3 | 0.1 | N |  |  | OP | X | 8 | 2001 |  |  | N | IPP Non-CHP | 2 | X T: X; NG NG: LFG; NG BLQ: DFO; NG NG: DFO |  |  |  | N | N |  | 1H | [23 empty] | Y | Y | N
55938 | Industrial Power Generating Company LLC | 56681 | Amelia | VA | Amelia | 46 | Landfill Gas | IC |  | S | X | X | 36181305 |  | 0.3 | 1 | 0.3 | 0.3 | 0.1 | N |  |  | OP | X | 8 | 2001 |  |  | N | IPP Non-CHP | 2 | X T: X; NG NG: LFG; NG BLQ: DFO; NG NG: DFO |  |  |  | N | N |  | 1H | [23 empty] | Y | Y | N
55938 | Industrial Power Generating Company LLC | 56681 | Amelia | VA | Amelia | 47 | Landfill Gas | IC |  | S | X | X | 36181305 |  | 0.3 | 1 | 0.3 | 0.3 | 0.1 | N |  |  | OP | X | 8 | 2001 |  |  | N | IPP Non-CHP | 2 | X T: X; NG NG: LFG; NG BLQ: DFO; NG NG: DFO |  |  |  | N | N |  | 1H | [23 empty] | Y | Y | N
55938 | Industrial Power Generating Company LLC | 56681 | Amelia | VA | Amelia | 48 | Landfill Gas | IC |  | S | X | X | 36181305 |  | 0.3 | 1 | 0.3 | 0.3 | 0.1 | N |  |  | OP | X | 8 | 2001 |  |  | N | IPP Non-CHP | 2 | X T: X; NG NG: LFG; NG BLQ: DFO; NG NG: DFO |  |  |  | N | N |  | 1H | [23 empty] | Y | Y | N
55938 | Industrial Power Generating Company LLC | 56681 | Amelia | VA | Amelia | 5 | Landfill Gas | IC |  | S | X | X | 36181305 |  | 0.3 | 1 | 0.3 | 0.3 | 0.1 | N |  |  | OP | X | 8 | 2001 |  |  | N | IPP Non-CHP | 2 | X T: X; NG NG: LFG; NG BLQ: DFO; NG NG: DFO |  |  |  | N | N |  | 1H | [23 empty] | Y | Y | N
55938 | Industrial Power Generating Company LLC | 56681 | Amelia | VA | Amelia | 6 | Landfill Gas | IC |  | S | X | X | 36181305 |  | 0.3 | 1 | 0.3 | 0.3 | 0.1 | N |  |  | OP | X | 8 | 2001 |  |  | N | IPP Non-CHP | 2 | X T: X; NG NG: LFG; NG BLQ: DFO; NG NG: DFO |  |  |  | N | N |  | 1H | [23 empty] | Y | Y | N
55938 | Industrial Power Generating Company LLC | 56681 | Amelia | VA | Amelia | 7 | Landfill Gas | IC |  | S | X | X | 36181305 |  | 0.3 | 1 | 0.3 | 0.3 | 0.1 | N |  |  | OP | X | 8 | 2001 |  |  | N | IPP Non-CHP | 2 | X T: X; NG NG: LFG; NG BLQ: DFO; NG NG: DFO |  |  |  | N | N |  | 1H | [23 empty] | Y | Y | N
55938 | Industrial Power Generating Company LLC | 56681 | Amelia | VA | Amelia | 8 | Landfill Gas | IC |  | S | X | X | 36181305 |  | 0.3 | 1 | 0.3 | 0.3 | 0.1 | N |  |  | OP | X | 8 | 2001 |  |  | N | IPP Non-CHP | 2 | X T: X; NG NG: LFG; NG BLQ: DFO; NG NG: DFO |  |  |  | N | N |  | 1H | [23 empty] | Y | Y | N
55938 | Industrial Power Generating Company LLC | 56681 | Amelia | VA | Amelia | 9 | Landfill Gas | IC |  | S | X | X | 36181305 |  | 0.3 | 1 | 0.3 | 0.3 | 0.1 | N |  |  | OP | X | 8 | 2001 |  |  | N | IPP Non-CHP | 2 | X T: X; NG NG: LFG; NG BLQ: DFO; NG NG: DFO |  |  |  | N | N |  | 1H | [23 empty] | Y | Y | N
55938 | Industrial Power Generating Company LLC | 56682 | Brunswick Landfill Gas | VA | Brunswick | 10 | Landfill Gas | IC |  | S | X | X | 57967665 |  | 0.3 | 1 | 0.3 | 0.3 | 0.1 | N |  |  | OP | X | 10 | 2007 |  |  | N | IPP Non-CHP | 2 | X T: X; NG NG: LFG; NG BLQ: DFO; NG NG: DFO |  |  |  | N | N |  | 1H | [23 empty] | Y | Y
55938 | Industrial Power Generating Company LLC | 56682 | Brunswick Landfill Gas | VA | Brunswick | 11 | Landfill Gas | IC |  | S | X | X | 57967665 |  | 0.3 | 1 | 0.3 | 0.3 | 0.1 | N |  |  | OP | X | 10 | 2007 |  |  | N | IPP Non-CHP | 2 | X T: X; NG NG: LFG; NG BLQ: DFO; NG NG: DFO |  |  |  | N | N |  | 1H | [23 empty] | Y | Y
55938 | Industrial Power Generating Company LLC | 56682 | Brunswick Landfill Gas | VA | Brunswick | 12 | Landfill Gas | IC |  | S | X | X | 57967665 |  | 0.3 | 1 | 0.3 | 0.3 | 0.1 | N |  |  | OP | X | 10 | 2007 |  |  | N | IPP Non-CHP | 2 | X T: X; NG NG: LFG; NG BLQ: DFO; NG NG: DFO |  |  |  | N | N |  | 1H | [23 empty] | Y | Y
55938 | Industrial Power Generating Company LLC | 56682 | Brunswick Landfill Gas | VA | Brunswick | 13 | Landfill Gas | IC |  | S | X | X | 57967665 |  | 0.3 | 1 | 0.3 | 0.3 | 0.1 | N |  |  | OP | X | 10 | 2007 |  |  | N | IPP Non-CHP | 2 | X T: X; NG NG: LFG; NG BLQ: DFO; NG NG: DFO |  |  |  | N | N |  | 1H | [23 empty] | Y | Y
55938 | Industrial Power Generating Company LLC | 56682 | Brunswick Landfill Gas | VA | Brunswick | 14 | Landfill Gas | IC |  | S | X | X | 57967665 |  | 0.3 | 1 | 0.3 | 0.3 | 0.1 | N |  |  | OP | X | 10 | 2007 |  |  | N | IPP Non-CHP | 2 | X T: X; NG NG: LFG; NG BLQ: DFO; NG NG: DFO |  |  |  | N | N |  | 1H | [23 empty] | Y | Y
55938 | Industrial Power Generating Company LLC | 56682 | Brunswick Landfill Gas | VA | Brunswick | 15 | Landfill Gas | IC |  | S | X | X | 57967665 |  | 0.3 | 1 | 0.3 | 0.3 | 0.1 | N |  |  | OP | X | 10 | 2007 |  |  | N | IPP Non-CHP | 2 | X T: X; NG NG: LFG; NG BLQ: DFO; NG NG: DFO |  |  |  | N | N |  | 1H | [23 empty] | Y | Y
55938 | Industrial Power Generating Company LLC | 56682 | Brunswick Landfill Gas | VA | Brunswick | 16 | Landfill Gas | IC |  | S | X | X | 57967665 |  | 0.3 | 1 | 0.3 | 0.3 | 0.1 | N |  |  | OP | X | 10 | 2007 |  |  | N | IPP Non-CHP | 2 | X T: X; NG NG: LFG; NG BLQ: DFO; NG NG: DFO |  |  |  | N | N |  | 1H | [23 empty] | Y | Y | N
55938 | Industrial Power Generating Company LLC | 56682 | Brunswick Landfill Gas | VA | Brunswick | 17 | Landfill Gas | IC |  | S | X | X | 57967665 |  | 0.3 | 1 | 0.3 | 0.3 | 0.1 | N |  |  | OP | X | 10 | 2007 |  |  | N | IPP Non-CHP | 2 | X T: X; NG NG: LFG; NG BLQ: DFO; NG NG: DFO |  |  |  | N | N |  | 1H | [23 empty] | Y | Y | N
55938 | Industrial Power Generating Company LLC | 56682 | Brunswick Landfill Gas | VA | Brunswick | 18 | Landfill Gas | IC |  | S | X | X | 57967665 |  | 0.3 | 1 | 0.3 | 0.3 | 0.1 | N |  |  | OP | X | 10 | 2007 |  |  | N | IPP Non-CHP | 2 | X T: X; NG NG: LFG; NG BLQ: DFO; NG NG: DFO |  |  |  | N | N |  | 1H | [23 empty] | Y | Y | N
55938 | Industrial Power Generating Company LLC | 56682 | Brunswick Landfill Gas | VA | Brunswick | 19 | Landfill Gas | IC |  | S | X | X | 57967665 |  | 0.3 | 1 | 0.3 | 0.3 | 0.1 | N |  |  | OP | X | 10 | 2007 |  |  | N | IPP Non-CHP | 2 | X T: X; NG NG: LFG; NG BLQ: DFO; NG NG: DFO |  |  |  | N | N |  | 1H | [23 empty] | Y | Y | N
55938 | Industrial Power Generating Company LLC | 56682 | Brunswick Landfill Gas | VA | Brunswick | 2 | Landfill Gas | IC |  | S | X | X | 57967665 |  | 0.3 | 1 | 0.3 | 0.3 | 0.1 | N |  |  | OP | X | 10 | 2007 |  |  | N | IPP Non-CHP | 2 | X T: X; NG NG: LFG; NG BLQ: DFO; NG NG: DFO |  |  |  | N | N |  | 1H | [23 empty] | Y | Y | N
55938 | Industrial Power Generating Company LLC | 56682 | Brunswick Landfill Gas | VA | Brunswick | 20 | Landfill Gas | IC |  | S | X | X | 57967665 |  | 0.3 | 1 | 0.3 | 0.3 | 0.1 | N |  |  | OP | X | 10 | 2007 |  |  | N | IPP Non-CHP | 2 | X T: X; NG NG: LFG; NG BLQ: DFO; NG NG: DFO |  |  |  | N | N |  | 1H | [23 empty] | Y | Y | N
55938 | Industrial Power Generating Company LLC | 56682 | Brunswick Landfill Gas | VA | Brunswick | 21 | Landfill Gas | IC |  | S | X | X | 57967665 |  | 0.3 | 1 | 0.3 | 0.3 | 0.1 | N |  |  | OP | X | 10 | 2007 |  |  | N | IPP Non-CHP | 2 | X T: X; NG NG: LFG; NG BLQ: DFO; NG NG: DFO |  |  |  | N | N |  | 1H | [23 empty] | Y | Y | N
55938 | Industrial Power Generating Company LLC | 56682 | Brunswick Landfill Gas | VA | Brunswick | 22 | Landfill Gas | IC |  | S | X | X | 57967665 |  | 0.3 | 1 | 0.3 | 0.3 | 0.1 | N |  |  | OP | X | 10 | 2007 |  |  | N | IPP Non-CHP | 2 | X T: X; NG NG: LFG; NG BLQ: DFO; NG NG: DFO |  |  |  | N | N |  | 1H | [23 empty] | Y | Y | N
55938 | Industrial Power Generating Company LLC | 56682 | Brunswick Landfill Gas | VA | Brunswick | 23 | Landfill Gas | IC |  | S | X | X | 57967665 |  | 0.3 | 1 | 0.3 | 0.3 | 0.1 | N |  |  | OP | X | 10 | 2007 |  |  | N | IPP Non-CHP | 2 | X T: X; NG NG: LFG; NG BLQ: DFO; NG NG: DFO |  |  |  | N | N |  | 1H | [23 empty] | Y | Y | N
55938 | Industrial Power Generating Company LLC | 56682 | Brunswick Landfill Gas | VA | Brunswick | 24 | Landfill Gas | IC |  | S | X | X | 57967665 |  | 0.3 | 1 | 0.3 | 0.3 | 0.1 | N |  |  | OP | X | 10 | 2007 |  |  | N | IPP Non-CHP | 2 | X T: X; NG NG: LFG; NG BLQ: DFO; NG NG: DFO |  |  |  | N | N |  | 1H | [23 empty] | Y | Y | N
55938 | Industrial Power Generating Company LLC | 56682 | Brunswick Landfill Gas | VA | Brunswick | 25 | Landfill Gas | IC |  | S | X | X | 57967665 |  | 0.3 | 1 | 0.3 | 0.3 | 0.1 | N |  |  | OP | X | 10 | 2007 |  |  | N | IPP Non-CHP | 2 | X T: X; NG NG: LFG; NG BLQ: DFO; NG NG: DFO |  |  |  | N | N |  | 1H | [23 empty] | Y | Y | N
55938 | Industrial Power Generating Company LLC | 56682 | Brunswick Landfill Gas | VA | Brunswick | 26 | Landfill Gas | IC |  | S | X | X | 57967665 |  | 0.3 | 1 | 0.3 | 0.3 | 0.1 | N |  |  | OP | X | 10 | 2007 |  |  | N | IPP Non-CHP | 2 | X T: X; NG NG: LFG; NG BLQ: DFO; NG NG: DFO |  |  |  | N | N |  | 1H | [23 empty] | Y | Y | N
55938 | Industrial Power Generating Company LLC | 56682 | Brunswick Landfill Gas | VA | Brunswick | 27 | Landfill Gas | IC |  | S | X | X | 57967665 |  | 0.3 | 1 | 0.3 | 0.3 | 0.1 | N |  |  | OP | X | 10 | 2007 |  |  | N | IPP Non-CHP | 2 | X T: X; NG NG: LFG; NG BLQ: DFO; NG NG: DFO |  |  |  | N | N |  | 1H | [23 empty] | Y | Y | N
55938 | Industrial Power Generating Company LLC | 56682 | Brunswick Landfill Gas | VA | Brunswick | 28 | Landfill Gas | IC |  | S | X | X | 57967665 |  | 0.3 | 1 | 0.3 | 0.3 | 0.1 | N |  |  | OP | X | 10 | 2007 |  |  | N | IPP Non-CHP | 2 | X T: X; NG NG: LFG; NG BLQ: DFO; NG NG: DFO |  |  |  |  | N |  | 1H | [23 empty] | Y | Y | N
55938 | Industrial Power Generating Company LLC | 56682 | Brunswick Landfill Gas | VA | Brunswick | 29 | Landfill Gas | IC |  | S | X | X | 57967665 |  | 0.3 | 1 | 0.3 | 0.3 | 0.1 | N |  |  | OP | X | 10 | 2007 |  |  | N | IPP Non-CHP | 2 | X T: X; NG NG: LFG; NG BLQ: DFO; NG NG: DFO |  |  |  | N | N |  | 1H | [23 empty] | Y | Y | N
55938 | Industrial Power Generating Company LLC | 56682 | Brunswick Landfill Gas | VA | Brunswick | 3 | Landfill Gas | IC |  | S | X | X | 57967665 |  | 0.3 | 1 | 0.3 | 0.3 | 0.1 | N |  |  | OP | X | 10 | 2007 |  |  | N | IPP Non-CHP | 2 | X T: X; NG NG: LFG; NG BLQ: DFO; NG NG: DFO |  |  |  | N | N |  | 1H | [23 empty] | Y | Y | N
55938 | Industrial Power Generating Company LLC | 56682 | Brunswick Landfill Gas | VA | Brunswick | 30 | Landfill Gas | IC |  | S | X | X | 57967665 |  | 0.3 | 1 | 0.3 | 0.3 | 0.1 | N |  |  | OP | X | 10 | 2007 |  |  | N | IPP Non-CHP | 2 | X T: X; NG NG: LFG; NG BLQ: DFO; NG NG: DFO |  |  |  | N | N |  | 1H | [23 empty] | Y | Y | N
55938 | Industrial Power Generating Company LLC | 56682 | Brunswick Landfill Gas | VA | Brunswick | 31 | Landfill Gas | IC |  | S | X | X | 57967665 |  | 0.3 | 1 | 0.3 | 0.3 | 0.1 | N |  |  | OP | X | 10 | 2007 |  |  | N | IPP Non-CHP | 2 | X T: X; NG NG: LFG; NG BLQ: DFO; NG NG: DFO |  |  |  | N | N |  | 1H | [23 empty] | Y | Y | N
55938 | Industrial Power Generating Company LLC | 56682 | Brunswick Landfill Gas | VA | Brunswick | 32 | Landfill Gas | IC |  | S | X | X | 57967665 |  | 0.3 | 1 | 0.3 | 0.3 | 0.1 | N |  |  | OP | X | 10 | 2007 |  |  | N | IPP Non-CHP | 2 | X T: X; NG NG: LFG; NG BLQ: DFO; NG NG: DFO |  |  |  | N | N |  | 1H | [23 empty] | Y | Y | N
55938 | Industrial Power Generating Company LLC | 56682 | Brunswick Landfill Gas | VA | Brunswick | 33 | Landfill Gas | IC |  | S | X | X | 57967665 |  | 0.3 | 1 | 0.3 | 0.3 | 0.1 | N |  |  | OP | X | 10 | 2007 |  |  | N | IPP Non-CHP | 2 | X T: X; NG NG: LFG; NG BLQ: DFO; NG NG: DFO |  |  |  | N | N |  | 1H | [23 empty] | Y | Y | N
55938 | Industrial Power Generating Company LLC | 56682 | Brunswick Landfill Gas | VA | Brunswick | 34 | Landfill Gas | IC |  | S | X | X | 57967665 |  | 0.3 | 1 | 0.3 | 0.3 | 0.1 | N |  |  | OP | X | 10 | 2007 |  |  | N | IPP Non-CHP | 2 | X T: X; NG NG: LFG; NG BLQ: DFO; NG NG: DFO |  |  |  | N | N |  | 1H | [23 empty] | Y | Y | N
55938 | Industrial Power Generating Company LLC | 56682 | Brunswick Landfill Gas | VA | Brunswick | 35 | Landfill Gas | IC |  | S | X | X | 57967665 |  | 0.3 | 1 | 0.3 | 0.3 | 0.1 | N |  |  | OP | X | 10 | 2007 |  |  | N | IPP Non-CHP | 2 | X T: X; NG NG: LFG; NG BLQ: DFO; NG NG: DFO |  |  |  | N | N |  | 1H | [23 empty] | Y | Y | N
55938 | Industrial Power Generating Company LLC | 56682 | Brunswick Landfill Gas | VA | Brunswick | 36 | Landfill Gas | IC |  | S | X | X | 57967665 |  | 0.3 | 1 | 0.3 | 0.3 | 0.1 | N |  |  | OP | X | 10 | 2007 |  |  | N | IPP Non-CHP | 2 | X T: X; NG NG: LFG; NG BLQ: DFO; NG NG: DFO |  |  |  | N | N |  | 1H | [23 empty] | Y | Y | N
55938 | Industrial Power Generating Company LLC | 56682 | Brunswick Landfill Gas | VA | Brunswick | 4 | Landfill Gas | IC |  | S | X | X | 57967665 |  | 0.3 | 1 | 0.3 | 0.3 | 0.1 | N |  |  | OP | X | 10 | 2007 |  |  | N | IPP Non-CHP | 2 | X T: X; NG NG: LFG; NG BLQ: DFO; NG NG: DFO |  |  |  | N | N |  | 1H | [23 empty] | Y | Y | N
55938 | Industrial Power Generating Company LLC | 56682 | Brunswick Landfill Gas | VA | Brunswick | 5 | Landfill Gas | IC |  | S | X | X | 57967665 |  | 0.3 | 1 | 0.3 | 0.3 | 0.1 | N |  |  | OP | X | 10 | 2007 |  |  | N | IPP Non-CHP | 2 | X T: X; NG NG: LFG; NG BLQ: DFO; NG NG: DFO |  |  |  | N | N |  | 1H | [23 empty] | Y | Y | N
55938 | Industrial Power Generating Company LLC | 56682 | Brunswick Landfill Gas | VA | Brunswick | 6 | Landfill Gas | IC |  | S | X | X | 57967665 |  | 0.3 | 1 | 0.3 | 0.3 | 0.1 | N |  |  | OP | X | 10 | 2007 |  |  | N | IPP Non-CHP | 2 | X T: X; NG NG: LFG; NG BLQ: DFO; NG NG: DFO |  |  |  | N | N |  | 1H | [23 empty] | Y | Y | N
55938 | Industrial Power Generating Company LLC | 56682 | Brunswick Landfill Gas | VA | Brunswick | 7 | Landfill Gas | IC |  | S | X | X | 57967665 |  | 0.3 | 1 | 0.3 | 0.3 | 0.1 | N |  |  | OP | X | 10 | 2007 |  |  | N | IPP Non-CHP | 2 | X T: X; NG NG: LFG; NG BLQ: DFO; NG NG: DFO |  |  |  | N | N |  | 1H | [23 empty] | Y | Y | N
55938 | Industrial Power Generating Company LLC | 56682 | Brunswick Landfill Gas | VA | Brunswick | 8 | Landfill Gas | IC |  | S | X | X | 57967665 |  | 0.3 | 1 | 0.3 | 0.3 | 0.1 | N |  |  | OP | X | 10 | 2007 |  |  | N | IPP Non-CHP | 2 | X T: X; NG NG: LFG; NG BLQ: DFO; NG NG: DFO |  |  |  | N | N |  | 1H | [23 empty] | Y | Y | N
55938 | Industrial Power Generating Company LLC | 56682 | Brunswick Landfill Gas | VA | Brunswick | 9 | Landfill Gas | IC |  | S | X | X | 57967665 |  | 0.3 | 1 | 0.3 | 0.3 | 0.1 | N |  |  | OP | X | 10 | 2007 |  |  | N | IPP Non-CHP | 2 | X T: X; NG NG: LFG; NG BLQ: DFO; NG NG: DFO |  |  |  | N | N |  | 1H | [23 empty] | Y | Y | N
55938 | Industrial Power Generating Company LLC | 56683 | Charles City | VA | Charles City | 1 | Landfill Gas | IC |  | S | X | X | 36181313 |  | 0.3 | 1 | 0.3 | 0.3 | 0.1 | N |  |  | OP | X | 11 | 2003 |  |  | N | IPP Non-CHP | 2 | X T: X; NG NG: LFG; NG BLQ: DFO; NG NG: DFO |  |  |  | N | N |  | 1H | [23 empty] | Y | Y | N
55938 | Industrial Power Generating Company LLC | 56683 | Charles City | VA | Charles City | 10 | Landfill Gas | IC |  | S | X | X | 36181313 |  | 0.3 | 1 | 0.3 | 0.3 | 0.1 | N |  |  | OP | X | 11 | 2003 |  |  | N | IPP Non-CHP | 2 | X T: X; NG NG: LFG; NG BLQ: DFO; NG NG: DFO |  |  |  | N | N |  | 1H | [23 empty] | Y | Y | N
55938 | Industrial Power Generating Company LLC | 56683 | Charles City | VA | Charles City | 11 | Landfill Gas | IC |  | S | X | X | 36181313 |  | 0.3 | 1 | 0.3 | 0.3 | 0.1 | N |  |  | OP | X | 11 | 2003 |  |  | N | IPP Non-CHP | 2 | X T: X; NG NG: LFG; NG BLQ: DFO; NG NG: DFO |  |  |  | N | N |  | 1H | [23 empty] | Y | Y | N
55938 | Industrial Power Generating Company LLC | 56683 | Charles City | VA | Charles City | 12 | Landfill Gas | IC |  | S | X | X | 36181313 |  | 0.3 | 1 | 0.3 | 0.3 | 0.1 | N |  |  | OP | X | 11 | 2003 |  |  | N | IPP Non-CHP | 2 | X T: X; NG NG: LFG; NG BLQ: DFO; NG NG: DFO |  |  |  | N | N |  | 1H | [23 empty] | Y | Y
55938 | Industrial Power Generating Company LLC | 56683 | Charles City | VA | Charles City | 13 | Landfill Gas | IC |  | S | X | X | 36181313 |  | 0.3 | 1 | 0.3 | 0.3 | 0.1 | N |  |  | OP | X | 11 | 2003 |  |  | N | IPP Non-CHP | 2 | X T: X; NG NG: LFG; NG BLQ: DFO; NG NG: DFO |  |  |  | N | N |  | 1H | [23 empty] | Y | Y
55938 | Industrial Power Generating Company LLC | 56683 | Charles City | VA | Charles City | 14 | Landfill Gas | IC |  | S | X | X | 36181313 |  | 0.3 | 1 | 0.3 | 0.3 | 0.1 | N |  |  | OP | X | 11 | 2003 |  |  | N | IPP Non-CHP | 2 | X T: X; NG NG: LFG; NG BLQ: DFO; NG NG: DFO |  |  |  | N | N |  | 1H | [23 empty] | Y | Y
55938 | Industrial Power Generating Company LLC | 56683 | Charles City | VA | Charles City | 15 | Landfill Gas | IC |  | S | X | X | 36181313 |  | 0.3 | 1 | 0.3 | 0.3 | 0.1 | N |  |  | OP | X | 11 | 2003 |  |  | N | IPP Non-CHP | 2 | X T: X; NG NG: LFG; NG BLQ: DFO; NG NG: DFO |  |  |  | N | N |  | 1H | [23 empty] | Y | Y | N
55938 | Industrial Power Generating Company LLC | 56683 | Charles City | VA | Charles City | 16 | Landfill Gas | IC |  | S | X | X | 36181313 |  | 0.3 | 1 | 0.3 | 0.3 | 0.1 | N |  |  | OP | X | 11 | 2003 |  |  | N | IPP Non-CHP | 2 | X T: X; NG NG: LFG; NG BLQ: DFO; NG NG: DFO |  |  |  | N | N |  | 1H | [23 empty] | Y | Y | N
55938 | Industrial Power Generating Company LLC | 56683 | Charles City | VA | Charles City | 17 | Landfill Gas | IC |  | S | X | X | 36181313 |  | 0.3 | 1 | 0.3 | 0.3 | 0.1 | N |  |  | OP | X | 11 | 2003 |  |  | N | IPP Non-CHP | 2 | X T: X; NG NG: LFG; NG BLQ: DFO; NG NG: DFO |  |  |  | N | N |  | 1H | [23 empty] | Y | Y | N
55938 | Industrial Power Generating Company LLC | 56683 | Charles City | VA | Charles City | 18 | Landfill Gas | IC |  | S | X | X | 36181313 |  | 0.3 | 1 | 0.3 | 0.3 | 0.1 | N |  |  | OP | X | 11 | 2003 |  |  | N | IPP Non-CHP | 2 | X T: X; NG NG: LFG; NG BLQ: DFO; NG NG: DFO |  |  |  | N | N |  | 1H | [23 empty] | Y | Y | N
55938 | Industrial Power Generating Company LLC | 56683 | Charles City | VA | Charles City | 19 | Landfill Gas | IC |  | S | X | X | 36181313 |  | 0.3 | 1 | 0.3 | 0.3 | 0.1 | N |  |  | OP | X | 11 | 2003 |  |  | N | IPP Non-CHP | 2 | X T: X; NG NG: LFG; NG BLQ: DFO; NG NG: DFO |  |  |  | N | N |  | 1H | [23 empty] | Y | Y | N
55938 | Industrial Power Generating Company LLC | 56683 | Charles City | VA | Charles City | 2 | Landfill Gas | IC |  | S | X | X | 36181313 |  | 0.3 | 1 | 0.3 | 0.3 | 0.1 | N |  |  | OP | X | 11 | 2003 |  |  | N | IPP Non-CHP | 2 | X T: X; NG NG: LFG; NG BLQ: DFO; NG NG: DFO |  |  |  | N | N |  | 1H | [23 empty] | Y | Y | N
55938 | Industrial Power Generating Company LLC | 56683 | Charles City | VA | Charles City | 20 | Landfill Gas | IC |  | S | X | X | 36181313 |  | 0.3 | 1 | 0.3 | 0.3 | 0.1 | N |  |  | OP | X | 11 | 2003 |  |  | N | IPP Non-CHP | 2 | X T: X; NG NG: LFG; NG BLQ: DFO; NG NG: DFO |  |  |  | N | N |  | 1H | [23 empty] | Y | Y | N
55938 | Industrial Power Generating Company LLC | 56683 | Charles City | VA | Charles City | 21 | Landfill Gas | IC |  | S | X | X | 36181313 |  | 0.3 | 1 | 0.3 | 0.3 | 0.1 | N |  |  | OP | X | 11 | 2003 |  |  | N | IPP Non-CHP | 2 | X T: X; NG NG: LFG; NG BLQ: DFO; NG NG: DFO |  |  |  | N | N |  | 1H | [23 empty] | Y | Y | N
55938 | Industrial Power Generating Company LLC | 56683 | Charles City | VA | Charles City | 22 | Landfill Gas | IC |  | S | X | X | 36181313 |  | 0.3 | 1 | 0.3 | 0.3 | 0.1 | N |  |  | OP | X | 11 | 2003 |  |  | N | IPP Non-CHP | 2 | X T: X; NG NG: LFG; NG BLQ: DFO; NG NG: DFO |  |  |  | N | N |  | 1H | [23 empty] | Y | Y | N
55938 | Industrial Power Generating Company LLC | 56683 | Charles City | VA | Charles City | 23 | Landfill Gas | IC |  | S | X | X | 36181313 |  | 0.3 | 1 | 0.3 | 0.3 | 0.1 | N |  |  | OP | X | 11 | 2003 |  |  | N | IPP Non-CHP | 2 | X T: X; NG NG: LFG; NG BLQ: DFO; NG NG: DFO |  |  |  | N | N |  | 1H | [23 empty] | Y | Y | N
55938 | Industrial Power Generating Company LLC | 56683 | Charles City | VA | Charles City | 24 | Landfill Gas | IC |  | S | X | X | 36181313 |  | 0.3 | 1 | 0.3 | 0.3 | 0.1 | N |  |  | OP | X | 11 | 2003 |  |  | N | IPP Non-CHP | 2 | X T: X; NG NG: LFG; NG BLQ: DFO; NG NG: DFO |  |  |  | N | N |  | 1H | [23 empty] | Y | Y | N
55938 | Industrial Power Generating Company LLC | 56683 | Charles City | VA | Charles City | 25 | Landfill Gas | IC |  | S | X | X | 36181313 |  | 0.3 | 1 | 0.3 | 0.3 | 0.1 | N |  |  | OP | X | 11 | 2003 |  |  | N | IPP Non-CHP | 2 | X T: X; NG NG: LFG; NG BLQ: DFO; NG NG: DFO |  |  |  | N | N |  | 1H | [23 empty] | Y | Y | N
55938 | Industrial Power Generating Company LLC | 56683 | Charles City | VA | Charles City | 26 | Landfill Gas | IC |  | S | X | X | 36181313 |  | 0.3 | 1 | 0.3 | 0.3 | 0.1 | N |  |  | OP | X | 11 | 2003 |  |  | N | IPP Non-CHP | 2 | X T: X; NG NG: LFG; NG BLQ: DFO; NG NG: DFO |  |  |  | N | N |  | 1H | [23 empty] | Y | Y | N
55938 | Industrial Power Generating Company LLC | 56683 | Charles City | VA | Charles City | 27 | Landfill Gas | IC |  | S | X | X | 36181313 |  | 0.3 | 1 | 0.3 | 0.3 | 0.1 | N |  |  | OP | X | 11 | 2003 |  |  | N | IPP Non-CHP | 2 | X T: X; NG NG: LFG; NG BLQ: DFO; NG NG: DFO |  |  |  | N | N |  | 1H | [23 empty] | Y | Y | N
55938 | Industrial Power Generating Company LLC | 56683 | Charles City | VA | Charles City | 28 | Landfill Gas | IC |  | S | X | X | 36181313 |  | 0.3 | 1 | 0.3 | 0.3 | 0.1 | N |  |  | OP | X | 11 | 2003 |  |  | N | IPP Non-CHP | 2 | X T: X; NG NG: LFG; NG BLQ: DFO; NG NG: DFO |  |  |  | N | N |  | 1H | [23 empty] | Y | Y | N
55938 | Industrial Power Generating Company LLC | 56683 | Charles City | VA | Charles City | 29 | Landfill Gas | IC |  | S | X | X | 36181313 |  | 0.3 | 1 | 0.3 | 0.3 | 0.1 | N |  |  | OP | X | 11 | 2003 |  |  | N | IPP Non-CHP | 2 | X T: X; NG NG: LFG; NG BLQ: DFO; NG NG: DFO |  |  |  | N | N |  | 1H | [23 empty] | Y | Y | N
55938 | Industrial Power Generating Company LLC | 56683 | Charles City | VA | Charles City | 3 | Landfill Gas | IC |  | S | X | X | 36181313 |  | 0.3 | 1 | 0.3 | 0.3 | 0.1 | N |  |  | OP | X | 11 | 2003 |  |  | N | IPP Non-CHP | 2 | X T: X; NG NG: LFG; NG BLQ: DFO; NG NG: DFO |  |  |  | N | N |  | 1H | [23 empty] | Y | Y | N
55938 | Industrial Power Generating Company LLC | 56683 | Charles City | VA | Charles City | 30 | Landfill Gas | IC |  | S | X | X | 36181313 |  | 0.3 | 1 | 0.3 | 0.3 | 0.1 | N |  |  | OP | X | 11 | 2003 |  |  | N | IPP Non-CHP | 2 | X T: X; NG NG: LFG; NG BLQ: DFO; NG NG: DFO |  |  |  | N | N |  | 1H | [23 empty] | Y | Y | N
55938 | Industrial Power Generating Company LLC | 56683 | Charles City | VA | Charles City | 31 | Landfill Gas | IC |  | S | X | X | 36181313 |  | 0.3 | 1 | 0.3 | 0.3 | 0.1 | N |  |  | OP | X | 11 | 2003 |  |  | N | IPP Non-CHP | 2 | X T: X; NG NG: LFG; NG BLQ: DFO; NG NG: DFO |  |  |  | N | N |  | 1H | [23 empty] | Y | Y | N
55938 | Industrial Power Generating Company LLC | 56683 | Charles City | VA | Charles City | 32 | Landfill Gas | IC |  | S | X | X | 36181313 |  | 0.3 | 1 | 0.3 | 0.3 | 0.1 | N |  |  | OP | X | 11 | 2003 |  |  | N | IPP Non-CHP | 2 | X T: X; NG NG: LFG; NG BLQ: DFO; NG NG: DFO |  |  |  | N | N |  | 1H | [23 empty] | Y | Y | N
55938 | Industrial Power Generating Company LLC | 56683 | Charles City | VA | Charles City | 33 | Landfill Gas | IC |  | S | X | X | 36181313 |  | 0.3 | 1 | 0.3 | 0.3 | 0.1 | N |  |  | OP | X | 11 | 2003 |  |  | N | IPP Non-CHP | 2 | X T: X; NG NG: LFG; NG BLQ: DFO; NG NG: DFO |  |  |  | N | N |  | 1H | [23 empty] | Y | Y | N
55938 | Industrial Power Generating Company LLC | 56683 | Charles City | VA | Charles City | 34 | Landfill Gas | IC |  | S | X | X | 36181313 |  | 0.3 | 1 | 0.3 | 0.3 | 0.1 | N |  |  | OP | X | 11 | 2003 |  |  | N | IPP Non-CHP | 2 | X T: X; NG NG: LFG; NG BLQ: DFO |  |  |  | N | N |  | 1H | [23 empty] | Y | Y | N
55938 | Industrial Power Generating Company LLC | 56683 | Charles City | VA | Charles City | 35 | Landfill Gas | IC |  | S | X | X | 36181313 |  | 0.3 | 1 | 0.3 | 0.3 | 0.1 | N |  |  | OP | X | 11 | 2003 |  |  | N | IPP Non-CHP | 2 | X T: X; NG NG: LFG; NG BLQ: DFO |  |  |  | N | N |  | 1H | [23 empty] | Y | Y | N
55938 | Industrial Power Generating Company LLC | 56683 | Charles City | VA | Charles City | 36 | Landfill Gas | IC |  | S | X | X | 36181313 |  | 0.3 | 1 | 0.3 | 0.3 | 0.1 | N |  |  | OP | X | 11 | 2003 |  |  | N | IPP Non-CHP | 2 | X T: X; NG NG: LFG; NG BLQ: DFO |  |  |  | N | N |  | 1H | [23 empty] | Y | Y | N
55938 | Industrial Power Generating Company LLC | 56683 | Charles City | VA | Charles City | 37 | Landfill Gas | IC |  | S | X | X | 36181313 |  | 0.3 | 1 | 0.3 | 0.3 | 0.1 | N |  |  | OP | X | 11 | 2003 |  |  | N | IPP Non-CHP | 2 | X T: X; NG NG: LFG; NG BLQ: DFO; NG NG: DFO |  |  |  | N | N |  | 1H | [23 empty] | Y | Y | N
55938 | Industrial Power Generating Company LLC | 56683 | Charles City | VA | Charles City | 38 | Landfill Gas | IC |  | S | X | X | 36181313 |  | 0.3 | 1 | 0.3 | 0.3 | 0.1 | N |  |  | OP | X | 11 | 2003 |  |  | N | IPP Non-CHP | 2 | X T: X; NG NG: LFG; NG BLQ: DFO; NG NG: DFO |  |  |  | N | N |  | 1H | [23 empty] | Y | Y | N
55938 | Industrial Power Generating Company LLC | 56683 | Charles City | VA | Charles City | 39 | Landfill Gas | IC |  | S | X | X | 36181313 |  | 0.3 | 1 | 0.3 | 0.3 | 0.1 | N |  |  | OP | X | 11 | 2003 |  |  | N | IPP Non-CHP | 2 | X T: X; NG NG: LFG; NG BLQ: DFO; NG NG: DFO |  |  |  | N | N |  | 1H | [23 empty] | Y | Y | N
55938 | Industrial Power Generating Company LLC | 56683 | Charles City | VA | Charles City | 4 | Landfill Gas | IC |  | S | X | X | 36181313 |  | 0.3 | 1 | 0.3 | 0.3 | 0.1 | N |  |  | OP | X | 11 | 2003 |  |  | N | IPP Non-CHP | 2 | X T: X; NG NG: LFG; NG BLQ: DFO; NG NG: DFO |  |  |  | N | N |  | 1H | [23 empty] | Y | Y | N
55938 | Industrial Power Generating Company LLC | 56683 | Charles City | VA | Charles City | 40 | Landfill Gas | IC |  | S | X | X | 36181313 |  | 0.3 | 1 | 0.3 | 0.3 | 0.1 | N |  |  | OP | X | 11 | 2003 |  |  | N | IPP Non-CHP | 2 | X T: X; NG NG: LFG; NG BLQ: DFO; NG NG: DFO |  |  |  | N | N |  | 1H | [23 empty] | Y | Y | N
55938 | Industrial Power Generating Company LLC | 56683 | Charles City | VA | Charles City | 41 | Landfill Gas | IC |  | S | X | X | 36181313 |  | 0.3 | 1 | 0.3 | 0.3 | 0.1 | N |  |  | OP | X | 11 | 2003 |  |  | N | IPP Non-CHP | 2 | X T: X; NG NG: LFG; NG BLQ: DFO; NG NG: DFO |  |  |  | N | N |  | 1H | [23 empty] | Y | Y | N
55938 | Industrial Power Generating Company LLC | 56683 | Charles City | VA | Charles City | 42 | Landfill Gas | IC |  | S | X | X | 36181313 |  | 0.3 | 1 | 0.3 | 0.3 | 0.1 | N |  |  | OP | X | 11 | 2003 |  |  | N | IPP Non-CHP | 2 | X T: X; NG NG: LFG; NG BLQ: DFO; NG NG: DFO |  |  |  | N | N |  | 1H | [23 empty] | Y | Y | N
55938 | Industrial Power Generating Company LLC | 56683 | Charles City | VA | Charles City | 43 | Landfill Gas | IC |  | S | X | X | 36181313 |  | 0.3 | 1 | 0.3 | 0.3 | 0.1 | N |  |  | OP | X | 11 | 2003 |  |  | N | IPP Non-CHP | 2 | X T: X; NG NG: LFG; NG BLQ: DFO; NG NG: DFO |  |  |  | N | N |  | 1H | [23 empty] | Y | Y | N
55938 | Industrial Power Generating Company LLC | 56683 | Charles City | VA | Charles City | 44 | Landfill Gas | IC |  | S | X | X | 36181313 |  | 0.3 | 1 | 0.3 | 0.3 | 0.1 | N |  |  | OP | X | 11 | 2003 |  |  | N | IPP Non-CHP | 2 | X T: X; NG NG: LFG; NG BLQ: DFO; NG NG: DFO |  |  |  | N | N |  | 1H | [23 empty] | Y | Y | N
55938 | Industrial Power Generating Company LLC | 56683 | Charles City | VA | Charles City | 45 | Landfill Gas | IC |  | S | X | X | 36181313 |  | 0.3 | 1 | 0.3 | 0.3 | 0.1 | N |  |  | OP | X | 11 | 2003 |  |  | N | IPP Non-CHP | 2 | X T: X; NG NG: LFG; NG BLQ: DFO; NG NG: DFO |  |  |  | N | N |  | 1H | [23 empty] | Y | Y | N
55938 | Industrial Power Generating Company LLC | 56683 | Charles City | VA | Charles City | 46 | Landfill Gas | IC |  | S | X | X | 36181313 |  | 0.3 | 1 | 0.3 | 0.3 | 0.1 | N |  |  | OP | X | 11 | 2003 |  |  | N | IPP Non-CHP | 2 | X T: X; NG NG: LFG; NG BLQ: DFO; NG NG: DFO |  |  |  | N | N |  | 1H | [23 empty] | Y | Y | N
55938 | Industrial Power Generating Company LLC | 56683 | Charles City | VA | Charles City | 47 | Landfill Gas | IC |  | S | X | X | 36181313 |  | 0.3 | 1 | 0.3 | 0.3 | 0.1 | N |  |  | OP | X | 11 | 2003 |  |  | N | IPP Non-CHP | 2 | X T: X; NG NG: LFG; NG BLQ: DFO; NG NG: DFO |  |  |  | N | N |  | 1H | [23 empty] | Y | Y | N
55938 | Industrial Power Generating Company LLC | 56683 | Charles City | VA | Charles City | 48 | Landfill Gas | IC |  | S | X | X | 36181313 |  | 0.3 | 1 | 0.3 | 0.3 | 0.1 | N |  |  | OP | X | 11 | 2003 |  |  | N | IPP Non-CHP | 2 | X T: X; NG NG: LFG; NG BLQ: DFO; NG NG: DFO |  |  |  | N | N |  | 1H | [23 empty] | Y | Y | N
55938 | Industrial Power Generating Company LLC | 56683 | Charles City | VA | Charles City | 5 | Landfill Gas | IC |  | S | X | X | 36181313 |  | 0.3 | 1 | 0.3 | 0.3 | 0.1 | N |  |  | OP | X | 11 | 2003 |  |  | N | IPP Non-CHP | 2 | X T: X; NG NG: LFG; NG BLQ: DFO; NG NG: DFO |  |  |  | N | N |  | 1H | [23 empty] | Y | Y | N
55938 | Industrial Power Generating Company LLC | 56683 | Charles City | VA | Charles City | 6 | Landfill Gas | IC |  | S | X | X | 36181313 |  | 0.3 | 1 | 0.3 | 0.3 | 0.1 | N |  |  | OP | X | 11 | 2003 |  |  | N | IPP Non-CHP | 2 | X T: X; NG NG: LFG; NG BLQ: DFO; NG NG: DFO |  |  |  | N | N |  | 1H | [23 empty] | Y | Y | N
55938 | Industrial Power Generating Company LLC | 56683 | Charles City | VA | Charles City | 7 | Landfill Gas | IC |  | S | X | X | 36181313 |  | 0.3 | 1 | 0.3 | 0.3 | 0.1 | N |  |  | OP | X | 11 | 2003 |  |  | N | IPP Non-CHP | 2 | X T: X; NG NG: LFG; NG BLQ: DFO; NG NG: DFO |  |  |  | N | N |  | 1H | [23 empty] | Y | Y | N
55938 | Industrial Power Generating Company LLC | 56683 | Charles City | VA | Charles City | 8 | Landfill Gas | IC |  | S | X | X | 36181313 |  | 0.3 | 1 | 0.3 | 0.3 | 0.1 | N |  |  | OP | X | 11 | 2003 |  |  | N | IPP Non-CHP | 2 | X T: X; NG NG: LFG; NG BLQ: DFO; NG NG: DFO |  |  |  | N | N |  | 1H | [23 empty] | Y | Y | N
55938 | Industrial Power Generating Company LLC | 56683 | Charles City | VA | Charles City | 9 | Landfill Gas | IC |  | S | X | X | 36181313 |  | 0.3 | 1 | 0.3 | 0.3 | 0.1 | N |  |  | OP | X | 11 | 2003 |  |  | N | IPP Non-CHP | 2 | X T: X; NG NG: LFG; NG BLQ: DFO; NG NG: DFO |  |  |  | N | N |  | 1H | [23 empty] | Y | Y | N
55938 | Industrial Power Generating Company LLC | 56684 | Chesterfield Landfill Gas | VA | Chesterfield | 1 | Landfill Gas | IC |  | S | X | X | 36181301 |  | 0.3 | 1 | 0.3 | 0.3 | 0.1 | N |  |  | OP | X | 6 | 2004 |  |  | N | IPP Non-CHP | 2 | X T: X; NG NG: LFG; NG BLQ: DFO; NG NG: DFO |  |  |  | N | N |  | 1H | [23 empty] | Y | Y | N
55938 | Industrial Power Generating Company LLC | 56684 | Chesterfield Landfill Gas | VA | Chesterfield | 10 | Landfill Gas | IC |  | S | X | X | 36181301 |  | 0.3 | 1 | 0.3 | 0.3 | 0.1 | N |  |  | OP | X | 6 | 2004 |  |  | N | IPP Non-CHP | 2 | X T: X; NG NG: LFG; NG BLQ: DFO; NG NG: DFO |  |  |  | N | N |  | 1H | [23 empty] | Y | Y | N
55938 | Industrial Power Generating Company LLC | 56684 | Chesterfield Landfill Gas | VA | Chesterfield | 11 | Landfill Gas | IC |  | S | X | X | 36181301 |  | 0.3 | 1 | 0.3 | 0.3 | 0.1 | N |  |  | OP | X | 6 | 2004 |  |  | N | IPP Non-CHP | 2 | X T: X; NG NG: LFG; NG BLQ: DFO; NG NG: DFO |  |  |  | N | N |  | 1H | [23 empty] | Y | Y | N
55938 | Industrial Power Generating Company LLC | 56684 | Chesterfield Landfill Gas | VA | Chesterfield | 12 | Landfill Gas | IC |  | S | X | X | 36181301 |  | 0.3 | 1 | 0.3 | 0.3 | 0.1 | N |  |  | OP | X | 6 | 2004 |  |  | N | IPP Non-CHP | 2 | X T: X; NG NG: LFG; NG BLQ: DFO; NG NG: DFO |  |  |  | N | N |  | 1H | [23 empty] | Y | Y | N
55938 | Industrial Power Generating Company LLC | 56684 | Chesterfield Landfill Gas | VA | Chesterfield | 13 | Landfill Gas | IC |  | S | X | X | 36181301 |  | 0.3 | 1 | 0.3 | 0.3 | 0.1 | N |  |  | OP | X | 6 | 2004 |  |  | N | IPP Non-CHP | 2 | X T: X; NG NG: LFG; NG BLQ: DFO; NG NG: DFO |  |  |  | N | N |  | 1H | [23 empty] | Y | Y | N
55938 | Industrial Power Generating Company LLC | 56684 | Chesterfield Landfill Gas | VA | Chesterfield | 14 | Landfill Gas | IC |  | S | X | X | 36181301 |  | 0.3 | 1 | 0.3 | 0.3 | 0.1 | N |  |  | OP | X | 6 | 2004 |  |  | N | IPP Non-CHP | 2 | X T: X; NG NG: LFG; NG BLQ: DFO; NG NG: DFO |  |  |  | N | N |  | 1H | [23 empty] | Y | Y | N
55938 | Industrial Power Generating Company LLC | 56684 | Chesterfield Landfill Gas | VA | Chesterfield | 15 | Landfill Gas | IC |  | S | X | X | 36181301 |  | 0.3 | 1 | 0.3 | 0.3 | 0.1 | N |  |  | OP | X | 6 | 2004 |  |  | N | IPP Non-CHP | 2 | X T: X; NG NG: LFG; NG BLQ: DFO; NG NG: DFO |  |  |  | N | N |  | 1H | [23 empty] | Y | Y | N
55938 | Industrial Power Generating Company LLC | 56684 | Chesterfield Landfill Gas | VA | Chesterfield | 16 | Landfill Gas | IC |  | S | X | X | 36181301 |  | 0.3 | 1 | 0.3 | 0.3 | 0.1 | N |  |  | OP | X | 6 | 2004 |  |  | N | IPP Non-CHP | 2 | X T: X; NG NG: LFG; NG BLQ: DFO; NG NG: DFO |  |  |  | N | N |  | 1H | [23 empty] | Y | Y | N
55938 | Industrial Power Generating Company LLC | 56684 | Chesterfield Landfill Gas | VA | Chesterfield | 17 | Landfill Gas | IC |  | S | X | X | 36181301 |  | 0.3 | 1 | 0.3 | 0.3 | 0.1 | N |  |  | OP | X | 6 | 2004 |  |  | N | IPP Non-CHP | 2 | X T: X; NG NG: LFG; NG BLQ: DFO; NG NG: DFO |  |  |  | N | N |  | 1H | [23 empty] | Y | Y | N
55938 | Industrial Power Generating Company LLC | 56684 | Chesterfield Landfill Gas | VA | Chesterfield | 18 | Landfill Gas | IC |  | S | X | X | 36181301 |  | 0.3 | 1 | 0.3 | 0.3 | 0.1 | N |  |  | OP | X | 6 | 2004 |  |  | N | IPP Non-CHP | 2 | X T: X; NG NG: LFG; NG BLQ: DFO; NG NG: DFO |  |  |  | N | N |  | 1H | [23 empty] | Y | Y | N
55938 | Industrial Power Generating Company LLC | 56684 | Chesterfield Landfill Gas | VA | Chesterfield | 19 | Landfill Gas | IC |  | S | X | X | 36181301 |  | 0.3 | 1 | 0.3 | 0.3 | 0.1 | N |  |  | OP | X | 6 | 2004 |  |  | N | IPP Non-CHP | 2 | X T: X; NG NG: LFG; NG BLQ: DFO; NG NG: DFO |  |  |  | N | N |  | 1H | [23 empty] | Y | Y | N
55938 | Industrial Power Generating Company LLC | 56684 | Chesterfield Landfill Gas | VA | Chesterfield | 2 | Landfill Gas | IC |  | S | X | X | 36181301 |  | 0.3 | 1 | 0.3 | 0.3 | 0.1 | N |  |  | OP | X | 6 | 2004 |  |  | N | IPP Non-CHP | 2 | X T: X; NG NG: LFG; NG BLQ: DFO; NG NG: DFO |  |  |  | N | N |  | 1H | [23 empty] | Y | Y | N
55938 | Industrial Power Generating Company LLC | 56684 | Chesterfield Landfill Gas | VA | Chesterfield | 20 | Landfill Gas | IC |  | S | X | X | 36181301 |  | 0.3 | 1 | 0.3 | 0.3 | 0.1 | N |  |  | OP | X | 6 | 2004 |  |  | N | IPP Non-CHP | 2 | X T: X; NG NG: LFG; NG BLQ: DFO; NG NG: DFO |  |  |  | N | N |  | 1H | [23 empty] | Y | Y | N
55938 | Industrial Power Generating Company LLC | 56684 | Chesterfield Landfill Gas | VA | Chesterfield | 21 | Landfill Gas | IC |  | S | X | X | 36181301 |  | 0.3 | 1 | 0.3 | 0.3 | 0.1 | N |  |  | OP | X | 6 | 2004 |  |  | N | IPP Non-CHP | 2 | X T: X; NG NG: LFG; NG BLQ: DFO; NG NG: DFO |  |  |  | N | N |  | 1H | [23 empty] | Y | Y | N
55938 | Industrial Power Generating Company LLC | 56684 | Chesterfield Landfill Gas | VA | Chesterfield | 22 | Landfill Gas | IC |  | S | X | X | 36181301 |  | 0.3 | 1 | 0.3 | 0.3 | 0.1 | N |  |  | OP | X | 6 | 2004 |  |  | N | IPP Non-CHP | 2 | X T: X; NG NG: LFG; NG BLQ: DFO; NG NG: DFO |  |  |  | N | N |  | 1H | [23 empty] | Y | Y | N
55938 | Industrial Power Generating Company LLC | 56684 | Chesterfield Landfill Gas | VA | Chesterfield | 23 | Landfill Gas | IC |  | S | X | X | 36181301 |  | 0.3 | 1 | 0.3 | 0.3 | 0.1 | N |  |  | OP | X | 6 | 2004 |  |  | N | IPP Non-CHP | 2 | X T: X; NG NG: LFG; NG BLQ: DFO; NG NG: DFO |  |  |  | N | N |  | 1H | [23 empty] | Y | Y | N
55938 | Industrial Power Generating Company LLC | 56684 | Chesterfield Landfill Gas | VA | Chesterfield | 24 | Landfill Gas | IC |  | S | X | X | 36181301 |  | 0.3 | 1 | 0.3 | 0.3 | 0.1 | N |  |  | OP | X | 6 | 2004 |  |  | N | IPP Non-CHP | 2 | X T: X; NG NG: LFG; NG BLQ: DFO; NG NG: DFO |  |  |  | N | N |  | 1H | [23 empty] | Y | Y | N
55938 | Industrial Power Generating Company LLC | 56684 | Chesterfield Landfill Gas | VA | Chesterfield | 25 | Landfill Gas | IC |  | S | X | X | 36181301 |  | 0.3 | 1 | 0.3 | 0.3 | 0.1 | N |  |  | OP | X | 6 | 2004 |  |  | N | IPP Non-CHP | 2 | X T: X; NG NG: LFG; NG BLQ: DFO; NG NG: DFO |  |  |  | N | N |  | 1H | [23 empty] | Y | Y | N
55938 | Industrial Power Generating Company LLC | 56684 | Chesterfield Landfill Gas | VA | Chesterfield | 26 | Landfill Gas | IC |  | S | X | X | 36181301 |  | 0.3 | 1 | 0.3 | 0.3 | 0.1 | N |  |  | OP | X | 6 | 2004 |  |  | N | IPP Non-CHP | 2 | X T: X; NG NG: LFG; NG BLQ: DFO; NG NG: DFO |  |  |  | N | N |  | 1H | [23 empty] | Y | Y | N
55938 | Industrial Power Generating Company LLC | 56684 | Chesterfield Landfill Gas | VA | Chesterfield | 27 | Landfill Gas | IC |  | S | X | X | 36181301 |  | 0.3 | 1 | 0.3 | 0.3 | 0.1 | N |  |  | OP | X | 6 | 2004 |  |  | N | IPP Non-CHP | 2 | X T: X; NG NG: LFG; NG BLQ: DFO; NG NG: DFO |  |  |  | N | N |  | 1H | [23 empty] | Y | Y | N
55938 | Industrial Power Generating Company LLC | 56684 | Chesterfield Landfill Gas | VA | Chesterfield | 28 | Landfill Gas | IC |  | S | X | X | 36181301 |  | 0.3 | 1 | 0.3 | 0.3 | 0.1 | N |  |  | OP | X | 6 | 2004 |  |  | N | IPP Non-CHP | 2 | X T: X; NG NG: LFG; NG BLQ: DFO; NG NG: DFO |  |  |  | N | N |  | 1H | [23 empty] | Y | Y | N
55938 | Industrial Power Generating Company LLC | 56684 | Chesterfield Landfill Gas | VA | Chesterfield | 29 | Landfill Gas | IC |  | S | X | X | 36181301 |  | 0.3 | 1 | 0.3 | 0.3 | 0.1 | N |  |  | OP | X | 6 | 2004 |  |  | N | IPP Non-CHP | 2 | X T: X; NG NG: LFG; NG BLQ: DFO; NG NG: DFO |  |  |  | N | N |  | 1H | [23 empty] | Y | Y | N
55938 | Industrial Power Generating Company LLC | 56684 | Chesterfield Landfill Gas | VA | Chesterfield | 3 | Landfill Gas | IC |  | S | X | X | 36181301 |  | 0.3 | 1 | 0.3 | 0.3 | 0.1 | N |  |  | OP | X | 6 | 2004 |  |  | N | IPP Non-CHP | 2 | X T: X; NG NG: LFG; NG BLQ: DFO; NG NG: DFO |  |  |  | N | N |  | 1H | [23 empty] | Y | Y | N
55938 | Industrial Power Generating Company LLC | 56684 | Chesterfield Landfill Gas | VA | Chesterfield | 30 | Landfill Gas | IC |  | S | X | X | 36181301 |  | 0.3 | 1 | 0.3 | 0.3 | 0.1 | N |  |  | OP | X | 6 | 2004 |  |  | N | IPP Non-CHP | 2 | X T: X; NG NG: LFG; NG BLQ: DFO; NG NG: DFO |  |  |  | N | N |  | 1H | [23 empty] | Y | Y | N
55938 | Industrial Power Generating Company LLC | 56684 | Chesterfield Landfill Gas | VA | Chesterfield | 31 | Landfill Gas | IC |  | S | X | X | 36181301 |  | 0.3 | 1 | 0.3 | 0.3 | 0.1 | N |  |  | OP | X | 6 | 2004 |  |  | N | IPP Non-CHP | 2 | X T: X; NG NG: LFG; NG BLQ: DFO |  |  |  | N | N |  | 1H | [23 empty] | Y | Y | N
55938 | Industrial Power Generating Company LLC | 56684 | Chesterfield Landfill Gas | VA | Chesterfield | 32 | Landfill Gas | IC |  | S | X | X | 36181301 |  | 0.3 | 1 | 0.3 | 0.3 | 0.1 | N |  |  | OP | X | 6 | 2004 |  |  | N | IPP Non-CHP | 2 | X T: X; NG NG: LFG; NG BLQ: DFO |  |  |  | N | N |  | 1H | [23 empty] | Y | Y | N
55938 | Industrial Power Generating Company LLC | 56684 | Chesterfield Landfill Gas | VA | Chesterfield | 33 | Landfill Gas | IC |  | S | X | X | 36181301 |  | 0.3 | 1 | 0.3 | 0.3 | 0.1 | N |  |  | OP | X | 6 | 2004 |  |  | N | IPP Non-CHP | 2 | X T: X; NG NG: LFG; NG BLQ: DFO |  |  |  | N | N |  | 1H | [23 empty] | Y | Y | N
55938 | Industrial Power Generating Company LLC | 56684 | Chesterfield Landfill Gas | VA | Chesterfield | 34 | Landfill Gas | IC |  | S | X | X | 36181301 |  | 0.3 | 1 | 0.3 | 0.3 | 0.1 | N |  |  | OP | X | 6 | 2004 |  |  | N | IPP Non-CHP | 2 | X T: X; NG NG: LFG; NG BLQ: DFO; NG NG: DFO |  |  |  | N | N |  | 1H | [23 empty] | Y | Y | N
55938 | Industrial Power Generating Company LLC | 56684 | Chesterfield Landfill Gas | VA | Chesterfield | 35 | Landfill Gas | IC |  | S | X | X | 36181301 |  | 0.3 | 1 | 0.3 | 0.3 | 0.1 | N |  |  | OP | X | 6 | 2004 |  |  | N | IPP Non-CHP | 2 | X T: X; NG NG: LFG; NG BLQ: DFO; NG NG: DFO |  |  |  | N | N |  | 1H | [23 empty] | Y | Y | N
55938 | Industrial Power Generating Company LLC | 56684 | Chesterfield Landfill Gas | VA | Chesterfield | 36 | Landfill Gas | IC |  | S | X | X | 36181301 |  | 0.3 | 1 | 0.3 | 0.3 | 0.1 | N |  |  | OP | X | 6 | 2004 |  |  | N | IPP Non-CHP | 2 | X T: X; NG NG: LFG; NG BLQ: DFO; NG NG: DFO |  |  |  | N | N |  | 1H | [23 empty] | Y | Y | N
55938 | Industrial Power Generating Company LLC | 56684 | Chesterfield Landfill Gas | VA | Chesterfield | 37 | Landfill Gas | IC |  | S | X | X | 36181301 |  | 0.3 | 1 | 0.3 | 0.3 | 0.1 | N |  |  | OP | X | 6 | 2004 |  |  | N | IPP Non-CHP | 2 | X T: X; NG NG: LFG; NG BLQ: DFO; NG NG: DFO |  |  |  | N | N |  | 1H | [23 empty] | Y | Y | N
55938 | Industrial Power Generating Company LLC | 56684 | Chesterfield Landfill Gas | VA | Chesterfield | 38 | Landfill Gas | IC |  | S | X | X | 36181301 |  | 0.3 | 1 | 0.3 | 0.3 | 0.1 | N |  |  | OP | X | 6 | 2004 |  |  | N | IPP Non-CHP | 2 | X T: X; NG NG: LFG; NG BLQ: DFO; NG NG: DFO |  |  |  | N | N |  | 1H | [23 empty] | Y | Y | N
55938 | Industrial Power Generating Company LLC | 56684 | Chesterfield Landfill Gas | VA | Chesterfield | 39 | Landfill Gas | IC |  | S | X | X | 36181301 |  | 0.3 | 1 | 0.3 | 0.3 | 0.1 | N |  |  | OP | X | 6 | 2004 |  |  | N | IPP Non-CHP | 2 | X T: X; NG NG: LFG; NG BLQ: DFO; NG NG: DFO |  |  |  | N | N |  | 1H | [23 empty] | Y | Y | N
55938 | Industrial Power Generating Company LLC | 56684 | Chesterfield Landfill Gas | VA | Chesterfield | 4 | Landfill Gas | IC |  | S | X | X | 36181301 |  | 0.3 | 1 | 0.3 | 0.3 | 0.1 | N |  |  | OP | X | 6 | 2004 |  |  | N | IPP Non-CHP | 2 | X T: X; NG NG: LFG; NG BLQ: DFO; NG NG: DFO |  |  |  | N | N |  | 1H | [23 empty] | Y | Y | N
55938 | Industrial Power Generating Company LLC | 56684 | Chesterfield Landfill Gas | VA | Chesterfield | 40 | Landfill Gas | IC |  | S | X | X | 36181301 |  | 0.3 | 1 | 0.3 | 0.3 | 0.1 | N |  |  | OP | X | 6 | 2004 |  |  | N | IPP Non-CHP | 2 | X T: X; NG NG: LFG; NG BLQ: DFO; NG NG: DFO |  |  |  | N | N |  | 1H | [23 empty] | Y | Y | N
55938 | Industrial Power Generating Company LLC | 56684 | Chesterfield Landfill Gas | VA | Chesterfield | 41 | Landfill Gas | IC |  | S | X | X | 36181301 |  | 0.3 | 1 | 0.3 | 0.3 | 0.1 | N |  |  | OP | X | 6 | 2004 |  |  | N | IPP Non-CHP | 2 | X T: X; NG NG: LFG; NG BLQ: DFO; NG NG: DFO |  |  |  | N | N |  | 1H | [23 empty] | Y | Y | N
55938 | Industrial Power Generating Company LLC | 56684 | Chesterfield Landfill Gas | VA | Chesterfield | 42 | Landfill Gas | IC |  | S | X | X | 36181301 |  | 0.3 | 1 | 0.3 | 0.3 | 0.1 | N |  |  | OP | X | 6 | 2004 |  |  | N | IPP Non-CHP | 2 | X T: X; NG NG: LFG; NG BLQ: DFO; NG NG: DFO |  |  |  | N | N |  | 1H | [23 empty] | Y | Y | N
55938 | Industrial Power Generating Company LLC | 56684 | Chesterfield Landfill Gas | VA | Chesterfield | 43 | Landfill Gas | IC |  | S | X | X | 36181301 |  | 0.3 | 1 | 0.3 | 0.3 | 0.1 | N |  |  | OP | X | 6 | 2004 |  |  | N | IPP Non-CHP | 2 | X T: X; NG NG: LFG; NG BLQ: DFO; NG NG: DFO |  |  |  | N | N |  | 1H | [23 empty] | Y | Y | N
55938 | Industrial Power Generating Company LLC | 56684 | Chesterfield Landfill Gas | VA | Chesterfield | 44 | Landfill Gas | IC |  | S | X | X | 36181301 |  | 0.3 | 1 | 0.3 | 0.3 | 0.1 | N |  |  | OP | X | 6 | 2004 |  |  | N | IPP Non-CHP | 2 | X T: X; NG NG: LFG; NG BLQ: DFO; NG NG: DFO |  |  |  | N | N |  | 1H | [23 empty] | Y | Y | N
55938 | Industrial Power Generating Company LLC | 56684 | Chesterfield Landfill Gas | VA | Chesterfield | 45 | Landfill Gas | IC |  | S | X | X | 36181301 |  | 0.3 | 1 | 0.3 | 0.3 | 0.1 | N |  |  | OP | X | 6 | 2004 |  |  | N | IPP Non-CHP | 2 | X T: X; NG NG: LFG; NG BLQ: DFO; NG NG: DFO |  |  |  | N | N |  | 1H | [23 empty] | Y | Y | N
55938 | Industrial Power Generating Company LLC | 56684 | Chesterfield Landfill Gas | VA | Chesterfield | 46 | Landfill Gas | IC |  | S | X | X | 36181301 |  | 0.3 | 1 | 0.3 | 0.3 | 0.1 | N |  |  | OP | X | 6 | 2004 |  |  | N | IPP Non-CHP | 2 | X T: X; NG NG: LFG; NG BLQ: DFO; NG NG: DFO |  |  |  | N | N |  | 1H | [23 empty] | Y | Y | N
55938 | Industrial Power Generating Company LLC | 56684 | Chesterfield Landfill Gas | VA | Chesterfield | 47 | Landfill Gas | IC |  | S | X | X | 36181301 |  | 0.3 | 1 | 0.3 | 0.3 | 0.1 | N |  |  | OP | X | 6 | 2004 |  |  | N | IPP Non-CHP | 2 | X T: X; NG NG: LFG; NG BLQ: DFO; NG NG: DFO |  |  |  | N | N |  | 1H | [23 empty] | Y | Y | N
55938 | Industrial Power Generating Company LLC | 56684 | Chesterfield Landfill Gas | VA | Chesterfield | 48 | Landfill Gas | IC |  | S | X | X | 36181301 |  | 0.3 | 1 | 0.3 | 0.3 | 0.1 | N |  |  | OP | X | 6 | 2004 |  |  | N | IPP Non-CHP | 2 | X T: X; NG NG: LFG; NG BLQ: DFO; NG NG: DFO |  |  |  | N | N |  | 1H | [23 empty] | Y | Y | N
55938 | Industrial Power Generating Company LLC | 56684 | Chesterfield Landfill Gas | VA | Chesterfield | 5 | Landfill Gas | IC |  | S | X | X | 36181301 |  | 0.3 | 1 | 0.3 | 0.3 | 0.1 | N |  |  | OP | X | 6 | 2004 |  |  | N | IPP Non-CHP | 2 | X T: X; NG NG: LFG; NG BLQ: DFO; NG NG: DFO |  |  |  | N | N |  | 1H | [23 empty] | Y | Y | N
55938 | Industrial Power Generating Company LLC | 56684 | Chesterfield Landfill Gas | VA | Chesterfield | 6 | Landfill Gas | IC |  | S | X | X | 36181301 |  | 0.3 | 1 | 0.3 | 0.3 | 0.1 | N |  |  | OP | X | 6 | 2004 |  |  | N | IPP Non-CHP | 2 | X T: X; NG NG: LFG; NG BLQ: DFO; NG NG: DFO |  |  |  | N | N |  | 1H | [23 empty] | Y | Y | N
55938 | Industrial Power Generating Company LLC | 56684 | Chesterfield Landfill Gas | VA | Chesterfield | 7 | Landfill Gas | IC |  | S | X | X | 36181301 |  | 0.3 | 1 | 0.3 | 0.3 | 0.1 | N |  |  | OP | X | 6 | 2004 |  |  | N | IPP Non-CHP | 2 | X T: X; NG NG: LFG; NG BLQ: DFO; NG NG: DFO |  |  |  | N | N |  | 1H | [23 empty] | Y | Y | N
55938 | Industrial Power Generating Company LLC | 56684 | Chesterfield Landfill Gas | VA | Chesterfield | 8 | Landfill Gas | IC |  | S | X | X | 36181301 |  | 0.3 | 1 | 0.3 | 0.3 | 0.1 | N |  |  | OP | X | 6 | 2004 |  |  | N | IPP Non-CHP | 2 | X T: X; NG NG: LFG; NG BLQ: DFO; NG NG: DFO |  |  |  | N | N |  | 1H | [23 empty] | Y | Y | N
55938 | Industrial Power Generating Company LLC | 56684 | Chesterfield Landfill Gas | VA | Chesterfield | 9 | Landfill Gas | IC |  | S | X | X | 36181301 |  | 0.3 | 1 | 0.3 | 0.3 | 0.1 | N |  |  | OP | X | 6 | 2004 |  |  | N | IPP Non-CHP | 2 | X T: X; NG NG: LFG; NG BLQ: DFO; NG NG: DFO |  |  |  | N | N |  | 1H | [23 empty] | Y | Y | N
55938 | Industrial Power Generating Company LLC | 56686 | King & Queen | VA | King and Queen | 1 | Landfill Gas | IC |  | S | X | X | 61482315 |  | 0.3 | 1 | 0.3 | 0.3 | 0.1 | N |  |  | OP | X | 1 | 2008 |  |  | N | IPP Non-CHP | 2 | X T: X; NG NG: LFG; NG BLQ: DFO; NG NG: DFO |  |  |  | N | N |  | 1H | [23 empty] | Y | Y | N
55938 | Industrial Power Generating Company LLC | 56686 | King & Queen | VA | King and Queen | 10 | Landfill Gas | IC |  | S | X | X | 61482315 |  | 0.3 | 1 | 0.3 | 0.3 | 0.1 | N |  |  | OP | X | 1 | 2008 |  |  | N | IPP Non-CHP | 2 | X T: X; NG NG: LFG; NG BLQ: DFO; NG NG: DFO |  |  |  | N | N |  | 1H | [23 empty] | Y | Y | N
55938 | Industrial Power Generating Company LLC | 56686 | King & Queen | VA | King and Queen | 11 | Landfill Gas | IC |  | S | X | X | 61482315 |  | 0.3 | 1 | 0.3 | 0.3 | 0.1 | N |  |  | OP | X | 1 | 2008 |  |  | N | IPP Non-CHP | 2 | X T: X; NG NG: LFG; NG BLQ: DFO; NG NG: DFO |  |  |  | N | N |  | 1H | [23 empty] | Y | Y | N
55938 | Industrial Power Generating Company LLC | 56686 | King & Queen | VA | King and Queen | 12 | Landfill Gas | IC |  | S | X | X | 61482315 |  | 0.3 | 1 | 0.3 | 0.3 | 0.1 | N |  |  | OP | X | 1 | 2008 |  |  | N | IPP Non-CHP | 2 | X T: X; NG NG: LFG; NG BLQ: DFO; NG NG: DFO |  |  |  | N | N |  | 1H | [23 empty] | Y | Y | N
55938 | Industrial Power Generating Company LLC | 56686 | King & Queen | VA | King and Queen | 13 | Landfill Gas | IC |  | S | X | X | 61482315 |  | 0.3 | 1 | 0.3 | 0.3 | 0.1 | N |  |  | OP | X | 1 | 2008 |  |  | N | IPP Non-CHP | 2 | X T: X; NG NG: LFG; NG BLQ: DFO; NG NG: DFO |  |  |  | N | N |  | 1H | [23 empty] | Y | Y | N
55938 | Industrial Power Generating Company LLC | 56686 | King & Queen | VA | King and Queen | 14 | Landfill Gas | IC |  | S | X | X | 61482315 |  | 0.3 | 1 | 0.3 | 0.3 | 0.1 | N |  |  | OP | X | 1 | 2008 |  |  | N | IPP Non-CHP | 2 | X T: X; NG NG: LFG; NG BLQ: DFO; NG NG: DFO |  |  |  | N | N |  | 1H | [23 empty] | Y | Y | N
55938 | Industrial Power Generating Company LLC | 56686 | King & Queen | VA | King and Queen | 15 | Landfill Gas | IC |  | S | X | X | 61482315 |  | 0.3 | 1 | 0.3 | 0.3 | 0.1 | N |  |  | OP | X | 1 | 2008 |  |  | N | IPP Non-CHP | 2 | X T: X; NG NG: LFG; NG BLQ: DFO; NG NG: DFO |  |  |  | N | N |  | 1H | [23 empty] | Y | Y | N
55938 | Industrial Power Generating Company LLC | 56686 | King & Queen | VA | King and Queen | 16 | Landfill Gas | IC |  | S | X | X | 61482315 |  | 0.3 | 1 | 0.3 | 0.3 | 0.1 | N |  |  | OP | X | 1 | 2008 |  |  | N | IPP Non-CHP | 2 | X T: X; NG NG: LFG; NG BLQ: DFO; NG NG: DFO |  |  |  | N | N |  | 1H | [23 empty] | Y | Y | N
55938 | Industrial Power Generating Company LLC | 56686 | King & Queen | VA | King and Queen | 17 | Landfill Gas | IC |  | S | X | X | 61482315 |  | 0.3 | 1 | 0.3 | 0.3 | 0.1 | N |  |  | OP | X | 1 | 2008 |  |  | N | IPP Non-CHP | 2 | X T: X; NG NG: LFG; NG BLQ: DFO; NG NG: DFO |  |  |  | N | N |  | 1H | [23 empty] | Y | Y | N
55938 | Industrial Power Generating Company LLC | 56686 | King & Queen | VA | King and Queen | 18 | Landfill Gas | IC |  | S | X | X | 61482315 |  | 0.3 | 1 | 0.3 | 0.3 | 0.1 | N |  |  | OP | X | 1 | 2008 |  |  | N | IPP Non-CHP | 2 | X T: X; NG NG: LFG; NG BLQ: DFO; NG NG: DFO |  |  |  | N | N |  | 1H | [23 empty] | Y | Y | N
55938 | Industrial Power Generating Company LLC | 56686 | King & Queen | VA | King and Queen | 19 | Landfill Gas | IC |  | S | X | X | 61482315 |  | 0.3 | 1 | 0.3 | 0.3 | 0.1 | N |  |  | OP | X | 1 | 2008 |  |  | N | IPP Non-CHP | 2 | X T: X; NG NG: LFG; NG BLQ: DFO; NG NG: DFO |  |  |  | N | N |  | 1H | [23 empty] | Y | Y | N
55938 | Industrial Power Generating Company LLC | 56686 | King & Queen | VA | King and Queen | 2 | Landfill Gas | IC |  | S | X | X | 61482315 |  | 0.3 | 1 | 0.3 | 0.3 | 0.1 | N |  |  | OP | X | 1 | 2008 |  |  | N | IPP Non-CHP | 2 | X T: X; NG NG: LFG; NG BLQ: DFO; NG NG: DFO |  |  |  | N | N |  | 1H | [23 empty] | Y | Y | N
55938 | Industrial Power Generating Company LLC | 56686 | King & Queen | VA | King and Queen | 20 | Landfill Gas | IC |  | S | X | X | 61482315 |  | 0.3 | 1 | 0.3 | 0.3 | 0.1 | N |  |  | OP | X | 1 | 2008 |  |  | N | IPP Non-CHP | 2 | X T: X; NG NG: LFG; NG BLQ: DFO; NG NG: DFO |  |  |  | N | N |  | 1H | [23 empty] | Y | Y | N
55938 | Industrial Power Generating Company LLC | 56686 | King & Queen | VA | King and Queen | 21 | Landfill Gas | IC |  | S | X | X | 61482315 |  | 0.3 | 1 | 0.3 | 0.3 | 0.1 | N |  |  | OP | X | 1 | 2008 |  |  | N | IPP Non-CHP | 2 | X T: X; NG NG: LFG; NG BLQ: DFO; NG NG: DFO |  |  |  | N | N |  | 1H | [23 empty] | Y | Y | N
55938 | Industrial Power Generating Company LLC | 56686 | King & Queen | VA | King and Queen | 22 | Landfill Gas | IC |  | S | X | X | 61482315 |  | 0.3 | 1 | 0.3 | 0.3 | 0.1 | N |  |  | OP | X | 1 | 2008 |  |  | N | IPP Non-CHP | 2 | X T: X; NG NG: LFG; NG BLQ: DFO; NG NG: DFO |  |  |  | N | N |  | 1H | [23 empty] | Y | Y | N
55938 | Industrial Power Generating Company LLC | 56686 | King & Queen | VA | King and Queen | 23 | Landfill Gas | IC |  | S | X | X | 61482315 |  | 0.3 | 1 | 0.3 | 0.3 | 0.1 | N |  |  | OP | X | 1 | 2008 |  |  | N | IPP Non-CHP | 2 | X T: X; NG NG: LFG; NG BLQ: DFO; NG NG: DFO |  |  |  | N | N |  | 1H | [23 empty] | Y | Y | N
55938 | Industrial Power Generating Company LLC | 56686 | King & Queen | VA | King and Queen | 24 | Landfill Gas | IC |  | S | X | X | 61482315 |  | 0.3 | 1 | 0.3 | 0.3 | 0.1 | N |  |  | OP | X | 1 | 2008 |  |  | N | IPP Non-CHP | 2 | X T: X; NG NG: LFG; NG BLQ: DFO; NG NG: DFO |  |  |  | N | N |  | 1H | [23 empty] | Y | Y | N
55938 | Industrial Power Generating Company LLC | 56686 | King & Queen | VA | King and Queen | 25 | Landfill Gas | IC |  | S | X | X | 61482315 |  | 0.3 | 1 | 0.3 | 0.3 | 0.1 | N |  |  | OP | X | 1 | 2008 |  |  | N | IPP Non-CHP | 2 | X T: X; NG NG: LFG; NG BLQ: DFO; NG NG: DFO |  |  |  | N | N |  | 1H | [23 empty] | Y | Y | N
55938 | Industrial Power Generating Company LLC | 56686 | King & Queen | VA | King and Queen | 26 | Landfill Gas | IC |  | S | X | X | 61482315 |  | 0.3 | 1 | 0.3 | 0.3 | 0.1 | N |  |  | OP | X | 1 | 2008 |  |  | N | IPP Non-CHP | 2 | X T: X; NG NG: LFG; NG BLQ: DFO; NG NG: DFO |  |  |  | N | N |  | 1H | [23 empty] | Y | Y | N
55938 | Industrial Power Generating Company LLC | 56686 | King & Queen | VA | King and Queen | 27 | Landfill Gas | IC |  | S | X | X | 61482315 |  | 0.3 | 1 | 0.3 | 0.3 | 0.1 | N |  |  | OP | X | 1 | 2008 |  |  | N | IPP Non-CHP | 2 | X T: X; NG NG: LFG; NG BLQ: DFO; NG NG: DFO |  |  |  | N | N |  | 1H | [23 empty] | Y | Y | N
55938 | Industrial Power Generating Company LLC | 56686 | King & Queen | VA | King and Queen | 28 | Landfill Gas | IC |  | S | X | X | 61482315 |  | 0.3 | 1 | 0.3 | 0.3 | 0.1 | N |  |  | OP | X | 1 | 2008 |  |  | N | IPP Non-CHP | 2 | X T: X; NG NG: LFG; NG BLQ: DFO; NG NG: DFO |  |  |  | N | N |  | 1H | [23 empty] | Y | Y | N
55938 | Industrial Power Generating Company LLC | 56686 | King & Queen | VA | King and Queen | 29 | Landfill Gas | IC |  | S | X | X | 61482315 |  | 0.3 | 1 | 0.3 | 0.3 | 0.1 | N |  |  | OP | X | 1 | 2008 |  |  | N | IPP Non-CHP | 2 | X T: X; NG NG: LFG; NG BLQ: DFO; NG NG: DFO |  |  |  | N | N |  | 1H | [23 empty] | Y | Y | N
55938 | Industrial Power Generating Company LLC | 56686 | King & Queen | VA | King and Queen | 3 | Landfill Gas | IC |  | S | X | X | 61482315 |  | 0.3 | 1 | 0.3 | 0.3 | 0.1 | N |  |  | OP | X | 1 | 2008 |  |  | N | IPP Non-CHP | 2 | X T: X; NG NG: LFG; NG BLQ: DFO; NG NG: DFO |  |  |  | N | N |  | 1H | [23 empty] | Y | Y | N
55938 | Industrial Power Generating Company LLC | 56686 | King & Queen | VA | King and Queen | 30 | Landfill Gas | IC |  | S | X | X | 61482315 |  | 0.3 | 1 | 0.3 | 0.3 | 0.1 | N |  |  | OP | X | 1 | 2008 |  |  | N | IPP Non-CHP | 2 | X T: X; NG NG: LFG; NG BLQ: DFO; NG NG: DFO |  |  |  | N | N |  | 1H | [23 empty] | Y | Y | N
55938 | Industrial Power Generating Company LLC | 56686 | King & Queen | VA | King and Queen | 31 | Landfill Gas | IC |  | S | X | X | 61482315 |  | 0.3 | 1 | 0.3 | 0.3 | 0.1 | N |  |  | OP | X | 1 | 2008 |  |  | N | IPP Non-CHP | 2 | X T: X; NG NG: LFG; NG BLQ: DFO; NG NG: DFO |  |  |  | N | N |  | 1H | [23 empty] | Y | Y | N
55938 | Industrial Power Generating Company LLC | 56686 | King & Queen | VA | King and Queen | 32 | Landfill Gas | IC |  | S | X | X | 61482315 |  | 0.3 | 1 | 0.3 | 0.3 | 0.1 | N |  |  | OP | X | 1 | 2008 |  |  | N | IPP Non-CHP | 2 | X T: X; NG NG: LFG; NG BLQ: DFO; NG NG: DFO |  |  |  | N | N |  | 1H | [23 empty] | Y | Y | N
55938 | Industrial Power Generating Company LLC | 56686 | King & Queen | VA | King and Queen | 33 | Landfill Gas | IC |  | S | X | X | 61482315 |  | 0.3 | 1 | 0.3 | 0.3 | 0.1 | N |  |  | OP | X | 1 | 2008 |  |  | N | IPP Non-CHP | 2 | X T: X; NG NG: LFG; NG BLQ: DFO; NG NG: DFO |  |  |  | N | N |  | 1H | [23 empty] | Y | Y | N
55938 | Industrial Power Generating Company LLC | 56686 | King & Queen | VA | King and Queen | 34 | Landfill Gas | IC |  | S | X | X | 61482315 |  | 0.3 | 1 | 0.3 | 0.3 | 0.1 | N |  |  | OP | X | 1 | 2008 |  |  | N | IPP Non-CHP | 2 | X T: X; NG NG: LFG; NG BLQ: DFO; NG NG: DFO |  |  |  | N | N |  | 1H | [23 empty] | Y | Y | N
55938 | Industrial Power Generating Company LLC | 56686 | King & Queen | VA | King and Queen | 35 | Landfill Gas | IC |  | S | X | X | 61482315 |  | 0.3 | 1 | 0.3 | 0.3 | 0.1 | N |  |  | OP | X | 1 | 2008 |  |  | N | IPP Non-CHP | 2 | X T: X; NG NG: LFG; NG BLQ: DFO; NG NG: DFO |  |  |  | N | N |  | 1H | [23 empty] | Y | Y | N
55938 | Industrial Power Generating Company LLC | 56686 | King & Queen | VA | King and Queen | 36 | Landfill Gas | IC |  | S | X | X | 61482315 |  | 0.3 | 1 | 0.3 | 0.3 | 0.1 | N |  |  | OP | X | 1 | 2008 |  |  | N | IPP Non-CHP | 2 | X T: X; NG NG: LFG; NG BLQ: DFO; NG NG: DFO |  |  |  | N | N |  | 1H | [23 empty] | Y | Y | N
55938 | Industrial Power Generating Company LLC | 56686 | King & Queen | VA | King and Queen | 4 | Landfill Gas | IC |  | S | X | X | 61482315 |  | 0.3 | 1 | 0.3 | 0.3 | 0.1 | N |  |  | OP | X | 1 | 2008 |  |  | N | IPP Non-CHP | 2 | X T: X; NG NG: LFG; NG BLQ: DFO; NG NG: DFO |  |  |  | N | N |  | 1H | [23 empty] | Y | Y | N
55938 | Industrial Power Generating Company LLC | 56686 | King & Queen | VA | King and Queen | 5 | Landfill Gas | IC |  | S | X | X | 61482315 |  | 0.3 | 1 | 0.3 | 0.3 | 0.1 | N |  |  | OP | X | 1 | 2008 |  |  | N | IPP Non-CHP | 2 | X T: X; NG NG: LFG; NG BLQ: DFO; NG NG: DFO |  |  |  | N | N |  | 1H | [23 empty] | Y | Y | N
55938 | Industrial Power Generating Company LLC | 56686 | King & Queen | VA | King and Queen | 6 | Landfill Gas | IC |  | S | X | X | 61482315 |  | 0.3 | 1 | 0.3 | 0.3 | 0.1 | N |  |  | OP | X | 1 | 2008 |  |  | N | IPP Non-CHP | 2 | X T: X; NG NG: LFG; NG BLQ: DFO; NG NG: DFO |  |  |  | N | N |  | 1H | [23 empty] | Y | Y | N
55938 | Industrial Power Generating Company LLC | 56686 | King & Queen | VA | King and Queen | 7 | Landfill Gas | IC |  | S | X | X | 61482315 |  | 0.3 | 1 | 0.3 | 0.3 | 0.1 | N |  |  | OP | X | 1 | 2008 |  |  | N | IPP Non-CHP | 2 | X T: X; NG NG: LFG; NG BLQ: DFO; NG NG: DFO |  |  |  | N | N |  | 1H | [23 empty] | Y | Y | N
55938 | Industrial Power Generating Company LLC | 56686 | King & Queen | VA | King and Queen | 8 | Landfill Gas | IC |  | S | X | X | 61482315 |  | 0.3 | 1 | 0.3 | 0.3 | 0.1 | N |  |  | OP | X | 1 | 2008 |  |  | N | IPP Non-CHP | 2 | X T: X; NG NG: LFG; NG BLQ: DFO; NG NG: DFO |  |  |  | N | N |  | 1H | [23 empty] | Y | Y | N
55938 | Industrial Power Generating Company LLC | 56686 | King & Queen | VA | King and Queen | 9 | Landfill Gas | IC |  | S | X | X | 61482315 |  | 0.3 | 1 | 0.3 | 0.3 | 0.1 | N |  |  | OP | X | 1 | 2008 |  |  | N | IPP Non-CHP | 2 | X T: X; NG NG: LFG; NG BLQ: DFO; NG NG: DFO |  |  |  | N | N |  | 1H | [23 empty] | Y | Y | N
55938 | Industrial Power Generating Company LLC | 56692 | Rockville 1 & 2 | VA | Goochland | 1A | Petroleum Liquids | IC |  | S | X | X | 36181315 | 36181315 | 0.3 | 1 | 0.3 | 0.3 | 0.1 | N |  |  | OP | X | 10 | 1995 |  |  | N | IPP Non-CHP | 2 | X T: X; NG NG: DFO; NG NG: DFO |  |  |  | N | N |  | 1H | [23 empty] | N
55938 | Industrial Power Generating Company LLC | 56692 | Rockville 1 & 2 | VA | Goochland | 1B | Petroleum Liquids | IC |  | S | X | X | 36181315 | 36181315 | 0.3 | 1 | 0.3 | 0.3 | 0.1 | N |  |  | OP | X | 10 | 1995 |  |  | N | IPP Non-CHP | 2 | X T: X; NG NG: DFO; NG NG: DFO |  |  |  | N | N |  | 1H | [23 empty] | N
55938 | Industrial Power Generating Company LLC | 56692 | Rockville 1 & 2 | VA | Goochland | 1C | Petroleum Liquids | IC |  | S | X | X | 36181315 | 36181315 | 0.3 | 1 | 0.3 | 0.3 | 0.1 | N |  |  | OP | X | 10 | 1995 |  |  | N | IPP Non-CHP | 2 | X T: X; NG NG: DFO; NG NG: DFO |  |  |  | N | N |  | 1H | [23 empty] | N
55938 | Industrial Power Generating Company LLC | 56692 | Rockville 1 & 2 | VA | Goochland | 1D | Petroleum Liquids | IC |  | S | X | X | 36181315 | 36181315 | 0.3 | 1 | 0.3 | 0.3 | 0.1 | N |  |  | OP | X | 10 | 1995 |  |  | N | IPP Non-CHP | 2 | X T: X; NG NG: DFO; NG NG: DFO |  |  |  | N | N |  | 1H | [23 empty] | N
55938 | Industrial Power Generating Company LLC | 56692 | Rockville 1 & 2 | VA | Goochland | 1E | Petroleum Liquids | IC |  | S | X | X | 36181315 | 36181315 | 0.3 | 1 | 0.3 | 0.3 | 0.1 | N |  |  | OP | X | 10 | 1995 |  |  | N | IPP Non-CHP | 2 | X T: X; NG NG: DFO; NG NG: DFO |  |  |  | N | N |  | 1H | [23 empty] | N
55938 | Industrial Power Generating Company LLC | 56692 | Rockville 1 & 2 | VA | Goochland | 1F | Petroleum Liquids | IC |  | S | X | X | 36181315 | 36181315 | 0.3 | 1 | 0.3 | 0.3 | 0.1 | N |  |  | OP | X | 10 | 1995 |  |  | N | IPP Non-CHP | 2 | X T: X; NG NG: DFO; NG NG: DFO |  |  |  | N | N |  | 1H | [23 empty] | N
55938 | Industrial Power Generating Company LLC | 56692 | Rockville 1 & 2 | VA | Goochland | 1G | Petroleum Liquids | IC |  | S | X | X | 36181315 | 36181315 | 0.3 | 1 | 0.3 | 0.3 | 0.1 | N |  |  | OP | X | 10 | 1995 |  |  | N | IPP Non-CHP | 2 | X T: X; NG NG: DFO; NG NG: DFO |  |  |  | N | N |  | 1H | [23 empty] | N
55938 | Industrial Power Generating Company LLC | 56692 | Rockville 1 & 2 | VA | Goochland | 1H | Petroleum Liquids | IC |  | S | X | X | 36181315 | 36181315 | 0.3 | 1 | 0.3 | 0.3 | 0.1 | N |  |  | OP | X | 10 | 1995 |  |  | N | IPP Non-CHP | 2 | X T: X; NG NG: DFO; NG NG: DFO |  |  |  | N | N |  | 1H | [23 empty] | N
55938 | Industrial Power Generating Company LLC | 56692 | Rockville 1 & 2 | VA | Goochland | 1I | Petroleum Liquids | IC |  | S | X | X | 36181315 | 36181315 | 0.3 | 1 | 0.3 | 0.3 | 0.1 | N |  |  | OP | X | 10 | 1995 |  |  | N | IPP Non-CHP | 2 | X T: X; NG NG: DFO; NG NG: DFO |  |  |  | N | N |  | 1H | [23 empty] | N
55938 | Industrial Power Generating Company LLC | 56692 | Rockville 1 & 2 | VA | Goochland | 1J | Petroleum Liquids | IC |  | S | X | X | 36181315 | 36181315 | 0.3 | 1 | 0.3 | 0.3 | 0.1 | N |  |  | OP | X | 10 | 1995 |  |  | N | IPP Non-CHP | 2 | X T: X; NG NG: DFO; NG NG: DFO |  |  |  | N | N |  | 1H | [23 empty] | N
55938 | Industrial Power Generating Company LLC | 56692 | Rockville 1 & 2 | VA | Goochland | 1K | Petroleum Liquids | IC |  | S | X | X | 36181315 | 36181315 | 0.3 | 1 | 0.3 | 0.3 | 0.1 | N |  |  | OP | X | 10 | 1995 |  |  | N | IPP Non-CHP | 2 | X T: X; NG NG: DFO; NG NG: DFO |  |  |  | N | N |  | 1H | [23 empty] | N
55938 | Industrial Power Generating Company LLC | 56692 | Rockville 1 & 2 | VA | Goochland | 1L | Petroleum Liquids | IC |  | S | X | X | 36181315 | 36181315 | 0.3 | 1 | 0.3 | 0.3 | 0.1 | N |  |  | OP | X | 10 | 1995 |  |  | N | IPP Non-CHP | 2 | X T: X; NG NG: DFO; NG NG: DFO |  |  |  | N | N |  | 1H | [23 empty] | N
55938 | Industrial Power Generating Company LLC | 56692 | Rockville 1 & 2 | VA | Goochland | 1M | Petroleum Liquids | IC |  | S | X | X | 36181315 | 36181315 | 0.3 | 1 | 0.3 | 0.3 | 0.1 | N |  |  | OP | X | 10 | 1995 |  |  | N | IPP Non-CHP | 2 | X T: X; NG NG: DFO; NG NG: DFO |  |  |  | N | N |  | 1H | [23 empty] | N
55938 | Industrial Power Generating Company LLC | 56692 | Rockville 1 & 2 | VA | Goochland | 1N | Petroleum Liquids | IC |  | S | X | X | 36181315 | 36181315 | 0.3 | 1 | 0.3 | 0.3 | 0.1 | N |  |  | OP | X | 10 | 1995 |  |  | N | IPP Non-CHP | 2 | X T: X; NG NG: DFO; NG NG: DFO |  |  |  | N | N |  | 1H | [23 empty] | N
55938 | Industrial Power Generating Company LLC | 56692 | Rockville 1 & 2 | VA | Goochland | 1O | Petroleum Liquids | IC |  | S | X | X | 36181315 | 36181315 | 0.3 | 1 | 0.3 | 0.3 | 0.1 | N |  |  | OP | X | 10 | 1995 |  |  | N | IPP Non-CHP | 2 | X T: X; NG NG: DFO; NG NG: DFO |  |  |  | N | N |  | 1H | [23 empty] | N
55938 | Industrial Power Generating Company LLC | 56692 | Rockville 1 & 2 | VA | Goochland | 2A | Petroleum Liquids | IC |  | S | X | X | 36181317 | 36181317 | 0.3 | 1 | 0.3 | 0.3 | 0.1 | N |  |  | OP | X | 6 | 2000 |  |  | N | IPP Non-CHP | 2 | X T: X; NG NG: DFO; NG NG: DFO |  |  |  | N | N |  | 1H | [23 empty] | N
55938 | Industrial Power Generating Company LLC | 56692 | Rockville 1 & 2 | VA | Goochland | 2B | Petroleum Liquids | IC |  | S | X | X | 36181317 | 36181317 | 0.3 | 1 | 0.3 | 0.3 | 0.1 | N |  |  | OP | X | 6 | 2000 |  |  | N | IPP Non-CHP | 2 | X T: X; NG NG: DFO; NG NG: DFO |  |  |  | N | N |  | 1H | [23 empty] | N
55938 | Industrial Power Generating Company LLC | 56692 | Rockville 1 & 2 | VA | Goochland | 2C | Petroleum Liquids | IC |  | S | X | X | 36181317 | 36181317 | 0.3 | 1 | 0.3 | 0.3 | 0.1 | N |  |  | OP | X | 6 | 2000 |  |  | N | IPP Non-CHP | 2 | X T: X; NG NG: DFO; NG NG: DFO |  |  |  | N | N |  | 1H | [23 empty] | N
55938 | Industrial Power Generating Company LLC | 56692 | Rockville 1 & 2 | VA | Goochland | 2D | Petroleum Liquids | IC |  | S | X | X | 36181317 | 36181317 | 0.3 | 1 | 0.3 | 0.3 | 0.1 | N |  |  | OP | X | 6 | 2000 |  |  | N | IPP Non-CHP | 2 | X T: X; NG NG: DFO; NG NG: DFO |  |  |  | N | N |  | 1H | [23 empty] | N
55938 | Industrial Power Generating Company LLC | 56692 | Rockville 1 & 2 | VA | Goochland | 2E | Petroleum Liquids | IC |  | S | X | X | 36181317 | 36181317 | 0.3 | 1 | 0.3 | 0.3 | 0.1 | N |  |  | OP | X | 6 | 2000 |  |  | N | IPP Non-CHP | 2 | X T: X; NG NG: DFO; NG NG: DFO |  |  |  | N | N |  | 1H | [23 empty] | N
55938 | Industrial Power Generating Company LLC | 56692 | Rockville 1 & 2 | VA | Goochland | 2F | Petroleum Liquids | IC |  | S | X | X | 36181317 | 36181317 | 0.3 | 1 | 0.3 | 0.3 | 0.1 | N |  |  | OP | X | 6 | 2000 |  |  | N | IPP Non-CHP | 2 | X T: X; NG NG: DFO; NG NG: DFO |  |  |  | N | N |  | 1H | [23 empty] | N | N
55938 | Industrial Power Generating Company LLC | 56692 | Rockville 1 & 2 | VA | Goochland | 2G | Petroleum Liquids | IC |  | S | X | X | 36181317 | 36181317 | 0.3 | 1 | 0.3 | 0.3 | 0.1 | N |  |  | OP | X | 6 | 2000 |  |  | N | IPP Non-CHP | 2 | X T: X; NG NG: DFO; NG NG: DFO |  |  |  | N | N |  | 1H | [23 empty] | N | N
55938 | Industrial Power Generating Company LLC | 56692 | Rockville 1 & 2 | VA | Goochland | 2H | Petroleum Liquids | IC |  | S | X | X | 36181317 | 36181317 | 0.3 | 1 | 0.3 | 0.3 | 0.1 | N |  |  | OP | X | 6 | 2000 |  |  | N | IPP Non-CHP | 2 | X T: X; NG NG: DFO; NG NG: DFO |  |  |  | N | N |  | 1H | [23 empty] | N | N
55938 | Industrial Power Generating Company LLC | 56692 | Rockville 1 & 2 | VA | Goochland | 2I | Petroleum Liquids | IC |  | S | X | X | 36181317 | 36181317 | 0.3 | 1 | 0.3 | 0.3 | 0.1 | N |  |  | OP | X | 6 | 2000 |  |  | N | IPP Non-CHP | 2 | X T: X; NG NG: DFO; NG NG: DFO |  |  |  | N | N |  | 1H | [23 empty] | N
55938 | Industrial Power Generating Company LLC | 56692 | Rockville 1 & 2 | VA | Goochland | 2J | Petroleum Liquids | IC |  | S | X | X | 36181317 | 36181317 | 0.3 | 1 | 0.3 | 0.3 | 0.1 | N |  |  | OP | X | 6 | 2000 |  |  | N | IPP Non-CHP | 2 | X T: X; NG NG: DFO; NG NG: DFO |  |  |  | N | N |  | 1H | [23 empty] | N
55938 | Industrial Power Generating Company LLC | 56692 | Rockville 1 & 2 | VA | Goochland | 2K | Petroleum Liquids | IC |  | S | X | X | 36181317 | 36181317 | 0.3 | 1 | 0.3 | 0.3 | 0.1 | N |  |  | OP | X | 6 | 2000 |  |  | N | IPP Non-CHP | 2 | X T: X; NG NG: DFO; NG NG: DFO |  |  |  | N | N |  | 1H | [23 empty] | N
55938 | Industrial Power Generating Company LLC | 56692 | Rockville 1 & 2 | VA | Goochland | 2L | Petroleum Liquids | IC |  | S | X | X | 36181317 | 36181317 | 0.3 | 1 | 0.3 | 0.3 | 0.1 | N |  |  | OP | X | 6 | 2000 |  |  | N | IPP Non-CHP | 2 | X T: X; NG NG: DFO; NG NG: DFO |  |  |  | N | N |  | 1H | [23 empty] | N
55938 | Industrial Power Generating Company LLC | 56692 | Rockville 1 & 2 | VA | Goochland | 2M | Petroleum Liquids | IC |  | S | X | X | 36181317 | 36181317 | 0.3 | 1 | 0.3 | 0.3 | 0.1 | N |  |  | OP | X | 6 | 2000 |  |  | N | IPP Non-CHP | 2 | X T: X; NG NG: DFO; NG NG: DFO |  |  |  | N | N |  | 1H | [23 empty] | N
55938 | Industrial Power Generating Company LLC | 56692 | Rockville 1 & 2 | VA | Goochland | 2N | Petroleum Liquids | IC |  | S | X | X | 36181317 | 36181317 | 0.3 | 1 | 0.3 | 0.3 | 0.1 | N |  |  | OP | X | 6 | 2000 |  |  | N | IPP Non-CHP | 2 | X T: X; NG NG: DFO; NG NG: DFO |  |  |  | N | N |  | 1H | [23 empty] | N
55938 | Industrial Power Generating Company LLC | 56692 | Rockville 1 & 2 | VA | Goochland | 2O | Petroleum Liquids | IC |  | S | X | X | 36181317 | 36181317 | 0.3 | 1 | 0.3 | 0.3 | 0.1 | N |  |  | OP | X | 6 | 2000 |  |  | N | IPP Non-CHP | 2 | X T: X; NG NG: DFO; NG NG: DFO |  |  |  | N | N |  | 1H | [23 empty] | N
55938 | Industrial Power Generating Company LLC | 56692 | Rockville 1 & 2 | VA | Goochland | 2P | Petroleum Liquids | IC |  | S | X | X | 36181317 | 36181317 | 0.3 | 1 | 0.3 | 0.3 | 0.1 | N |  |  | OP | X | 6 | 2000 |  |  | N | IPP Non-CHP | 2 | X T: X; NG NG: DFO; NG NG: DFO |  |  |  | N | N |  | 1H | [23 empty] | N
55938 | Industrial Power Generating Company LLC | 56692 | Rockville 1 & 2 | VA | Goochland | 2Q | Petroleum Liquids | IC |  | S | X | X | 36181317 | 36181317 | 0.3 | 1 | 0.3 | 0.3 | 0.1 | N |  |  | OP | X | 6 | 2000 |  |  | N | IPP Non-CHP | 2 | X T: X; NG NG: DFO; NG NG: DFO |  |  |  | N | N |  | 1H | [23 empty] | N
55938 | Industrial Power Generating Company LLC | 56692 | Rockville 1 & 2 | VA | Goochland | 2R | Petroleum Liquids | IC |  | S | X | X | 36181317 | 36181317 | 0.3 | 1 | 0.3 | 0.3 | 0.1 | N |  |  | OP | X | 6 | 2000 |  |  | N | IPP Non-CHP | 2 | X T: X; NG NG: DFO; NG NG: DFO |  |  |  | N | N |  | 1H | [23 empty] | N
55938 | Industrial Power Generating Company LLC | 56692 | Rockville 1 & 2 | VA | Goochland | 2S | Petroleum Liquids | IC |  | S | X | X | 36181317 | 36181317 | 0.3 | 1 | 0.3 | 0.3 | 0.1 | N |  |  | OP | X | 6 | 2000 |  |  | N | IPP Non-CHP | 2 | X T: X; NG NG: DFO; NG NG: DFO |  |  |  | N | N |  | 1H | [23 empty] | N
55938 | Industrial Power Generating Company LLC | 56692 | Rockville 1 & 2 | VA | Goochland | 2T | Petroleum Liquids | IC |  | S | X | X | 36181317 | 36181317 | 0.3 | 1 | 0.3 | 0.3 | 0.1 | N |  |  | OP | X | 6 | 2000 |  |  | N | IPP Non-CHP | 2 | X T: X; NG NG: DFO; NG NG: DFO |  |  |  | N | N |  | 1H | [23 empty] | N
55938 | Industrial Power Generating Company LLC | 56692 | Rockville 1 & 2 | VA | Goochland | 2U | Petroleum Liquids | IC |  | S | X | X | 36181317 | 36181317 | 0.3 | 1 | 0.3 | 0.3 | 0.1 | N |  |  | OP | X | 6 | 2000 |  |  | N | IPP Non-CHP | 2 | X T: X; NG NG: DFO; NG NG: DFO |  |  |  | N | N |  | 1H | [23 empty] | N
55938 | Industrial Power Generating Company LLC | 56693 | Virginia Beach | VA | Virginia Beach City | 1 | Landfill Gas | IC |  | S | X | X | 36181319 |  | 0.3 | 1 | 0.3 | 0.3 | 0.1 | N |  |  | OP | X | 11 | 2001 |  |  | N | IPP Non-CHP | 2 | X T: X; NG NG: LFG; NG BLQ: DFO; NG NG: DFO |  |  |  | N | N |  | 1H | [23 empty] | Y | Y | N
55938 | Industrial Power Generating Company LLC | 56693 | Virginia Beach | VA | Virginia Beach City | 10 | Landfill Gas | IC |  | S | X | X | 36181319 |  | 0.3 | 1 | 0.3 | 0.3 | 0.1 | N |  |  | OP | X | 11 | 2001 |  |  | N | IPP Non-CHP | 2 | X T: X; NG NG: LFG; NG BLQ: DFO; NG NG: DFO |  |  |  | N | N |  | 1H | [23 empty] | Y | Y | N
55938 | Industrial Power Generating Company LLC | 56693 | Virginia Beach | VA | Virginia Beach City | 11 | Landfill Gas | IC |  | S | X | X | 36181319 |  | 0.3 | 1 | 0.3 | 0.3 | 0.1 | N |  |  | OP | X | 11 | 2001 |  |  | N | IPP Non-CHP | 2 | X T: X; NG NG: LFG; NG BLQ: DFO; NG NG: DFO |  |  |  | N | N |  | 1H | [23 empty] | Y | Y | N
55938 | Industrial Power Generating Company LLC | 56693 | Virginia Beach | VA | Virginia Beach City | 12 | Landfill Gas | IC |  | S | X | X | 36181319 |  | 0.3 | 1 | 0.3 | 0.3 | 0.1 | N |  |  | OP | X | 11 | 2001 |  |  | N | IPP Non-CHP | 2 | X T: X; NG NG: LFG; NG BLQ: DFO; NG NG: DFO |  |  |  | N | N |  | 1H | [23 empty] | Y | Y | N
55938 | Industrial Power Generating Company LLC | 56693 | Virginia Beach | VA | Virginia Beach City | 13 | Landfill Gas | IC |  | S | X | X | 36181319 |  | 0.3 | 1 | 0.3 | 0.3 | 0.1 | N |  |  | OP | X | 11 | 2001 |  |  | N | IPP Non-CHP | 2 | X T: X; NG NG: LFG; NG BLQ: DFO; NG NG: DFO |  |  |  | N | N |  | 1H | [23 empty] | Y | Y | N
55938 | Industrial Power Generating Company LLC | 56693 | Virginia Beach | VA | Virginia Beach City | 14 | Landfill Gas | IC |  | S | X | X | 36181319 |  | 0.3 | 1 | 0.3 | 0.3 | 0.1 | N |  |  | OP | X | 11 | 2001 |  |  | N | IPP Non-CHP | 2 | X T: X; NG NG: LFG; NG BLQ: DFO; NG NG: DFO |  |  |  | N | N |  | 1H | [23 empty] | Y | Y | N
55938 | Industrial Power Generating Company LLC | 56693 | Virginia Beach | VA | Virginia Beach City | 15 | Landfill Gas | IC |  | S | X | X | 36181319 |  | 0.3 | 1 | 0.3 | 0.3 | 0.1 | N |  |  | OP | X | 11 | 2001 |  |  | N | IPP Non-CHP | 2 | X T: X; NG NG: LFG; NG BLQ: DFO; NG NG: DFO |  |  |  | N | N |  | 1H | [23 empty] | Y | Y | N
55938 | Industrial Power Generating Company LLC | 56693 | Virginia Beach | VA | Virginia Beach City | 16 | Landfill Gas | IC |  | S | X | X | 36181319 |  | 0.3 | 1 | 0.3 | 0.3 | 0.1 | N |  |  | OP | X | 11 | 2001 |  |  | N | IPP Non-CHP | 2 | X T: X; NG NG: LFG; NG BLQ: DFO; NG NG: DFO |  |  |  | N | N |  | 1H | [23 empty] | Y | Y | N
55938 | Industrial Power Generating Company LLC | 56693 | Virginia Beach | VA | Virginia Beach City | 17 | Landfill Gas | IC |  | S | X | X | 36181319 |  | 0.3 | 1 | 0.3 | 0.3 | 0.1 | N |  |  | OP | X | 11 | 2001 |  |  | N | IPP Non-CHP | 2 | X T: X; NG NG: LFG; NG BLQ: DFO; NG NG: DFO |  |  |  | N | N |  | 1H | [23 empty] | Y | Y | N
55938 | Industrial Power Generating Company LLC | 56693 | Virginia Beach | VA | Virginia Beach City | 18 | Landfill Gas | IC |  | S | X | X | 36181319 |  | 0.3 | 1 | 0.3 | 0.3 | 0.1 | N |  |  | OP | X | 11 | 2001 |  |  | N | IPP Non-CHP | 2 | X T: X; NG NG: LFG; NG BLQ: DFO; NG NG: DFO |  |  |  | N | N |  | 1H | [23 empty] | Y | Y | N
55938 | Industrial Power Generating Company LLC | 56693 | Virginia Beach | VA | Virginia Beach City | 19 | Landfill Gas | IC |  | S | X | X | 36181319 |  | 0.3 | 1 | 0.3 | 0.3 | 0.1 | N |  |  | OP | X | 11 | 2001 |  |  | N | IPP Non-CHP | 2 | X T: X; NG NG: LFG; NG BLQ: DFO; NG NG: DFO |  |  |  | N | N |  | 1H | [23 empty] | Y | Y | N
55938 | Industrial Power Generating Company LLC | 56693 | Virginia Beach | VA | Virginia Beach City | 2 | Landfill Gas | IC |  | S | X | X | 36181319 |  | 0.3 | 1 | 0.3 | 0.3 | 0.1 | N |  |  | OP | X | 11 | 2001 |  |  | N | IPP Non-CHP | 2 | X T: X; NG NG: LFG; NG BLQ: DFO; NG NG: DFO |  |  |  | N | N |  | 1H | [23 empty] | Y | Y | N
55938 | Industrial Power Generating Company LLC | 56693 | Virginia Beach | VA | Virginia Beach City | 20 | Landfill Gas | IC |  | S | X | X | 36181319 |  | 0.3 | 1 | 0.3 | 0.3 | 0.1 | N |  |  | OP | X | 11 | 2001 |  |  | N | IPP Non-CHP | 2 | X T: X; NG NG: LFG; NG BLQ: DFO; NG NG: DFO |  |  |  | N | N |  | 1H | [23 empty] | Y | Y | N
55938 | Industrial Power Generating Company LLC | 56693 | Virginia Beach | VA | Virginia Beach City | 21 | Landfill Gas | IC |  | S | X | X | 36181319 |  | 0.3 | 1 | 0.3 | 0.3 | 0.1 | N |  |  | OP | X | 11 | 2001 |  |  | N | IPP Non-CHP | 2 | X T: X; NG NG: LFG; NG BLQ: DFO; NG NG: DFO |  |  |  | N | N |  | 1H | [23 empty] | Y | Y | N
55938 | Industrial Power Generating Company LLC | 56693 | Virginia Beach | VA | Virginia Beach City | 22 | Landfill Gas | IC |  | S | X | X | 36181319 |  | 0.3 | 1 | 0.3 | 0.3 | 0.1 | N |  |  | OP | X | 11 | 2001 |  |  | N | IPP Non-CHP | 2 | X T: X; NG NG: LFG; NG BLQ: DFO; NG NG: DFO |  |  |  | N | N |  | 1H | [23 empty] | Y | Y | N
55938 | Industrial Power Generating Company LLC | 56693 | Virginia Beach | VA | Virginia Beach City | 23 | Landfill Gas | IC |  | S | X | X | 36181319 |  | 0.3 | 1 | 0.3 | 0.3 | 0.1 | N |  |  | OP | X | 11 | 2001 |  |  | N | IPP Non-CHP | 2 | X T: X; NG NG: LFG; NG BLQ: DFO; NG NG: DFO |  |  |  | N | N |  | 1H | [23 empty] | Y | Y | N
55938 | Industrial Power Generating Company LLC | 56693 | Virginia Beach | VA | Virginia Beach City | 24 | Landfill Gas | IC |  | S | X | X | 36181319 |  | 0.3 | 1 | 0.3 | 0.3 | 0.1 | N |  |  | OP | X | 11 | 2001 |  |  | N | IPP Non-CHP | 2 | X T: X; NG NG: LFG; NG BLQ: DFO; NG NG: DFO |  |  |  | N | N |  | 1H | [23 empty] | Y | Y | N
55938 | Industrial Power Generating Company LLC | 56693 | Virginia Beach | VA | Virginia Beach City | 25 | Landfill Gas | IC |  | S | X | X | 36181319 |  | 0.3 | 1 | 0.3 | 0.3 | 0.1 | N |  |  | OP | X | 11 | 2001 |  |  | N | IPP Non-CHP | 2 | X T: X; NG NG: LFG; NG BLQ: DFO; NG NG: DFO |  |  |  | N | N |  | 1H | [23 empty] | Y | Y | N
55938 | Industrial Power Generating Company LLC | 56693 | Virginia Beach | VA | Virginia Beach City | 26 | Landfill Gas | IC |  | S | X | X | 36181319 |  | 0.3 | 1 | 0.3 | 0.3 | 0.1 | N |  |  | OP | X | 11 | 2001 |  |  | N | IPP Non-CHP | 2 | X T: X; NG NG: LFG; NG BLQ: DFO; NG NG: DFO |  |  |  | N | N |  | 1H | [23 empty] | Y | Y | N
55938 | Industrial Power Generating Company LLC | 56693 | Virginia Beach | VA | Virginia Beach City | 27 | Landfill Gas | IC |  | S | X | X | 36181319 |  | 0.3 | 1 | 0.3 | 0.3 | 0.1 | N |  |  | OP | X | 11 | 2001 |  |  | N | IPP Non-CHP | 2 | X T: X; NG NG: LFG; NG BLQ: DFO; NG NG: DFO |  |  |  | N | N |  | 1H | [23 empty] | Y | Y | N
55938 | Industrial Power Generating Company LLC | 56693 | Virginia Beach | VA | Virginia Beach City | 28 | Landfill Gas | IC |  | S | X | X | 36181319 |  | 0.3 | 1 | 0.3 | 0.3 | 0.1 | N |  |  | OP | X | 11 | 2001 |  |  | N | IPP Non-CHP | 2 | X T: X; NG NG: LFG; NG BLQ: DFO; NG NG: DFO |  |  |  | N | N |  | 1H | [23 empty] | Y | Y | N
55938 | Industrial Power Generating Company LLC | 56693 | Virginia Beach | VA | Virginia Beach City | 29 | Landfill Gas | IC |  | S | X | X | 36181319 |  | 0.3 | 1 | 0.3 | 0.3 | 0.1 | N |  |  | OP | X | 11 | 2001 |  |  | N | IPP Non-CHP | 2 | X T: X; NG NG: LFG; NG BLQ: DFO; NG NG: DFO |  |  |  | N | N |  | 1H | [23 empty] | Y | Y | N
55938 | Industrial Power Generating Company LLC | 56693 | Virginia Beach | VA | Virginia Beach City | 3 | Landfill Gas | IC |  | S | X | X | 36181319 |  | 0.3 | 1 | 0.3 | 0.3 | 0.1 | N |  |  | OP | X | 11 | 2001 |  |  | N | IPP Non-CHP | 2 | X T: X; NG NG: LFG; NG BLQ: DFO; NG NG: DFO |  |  |  | N | N |  | 1H | [23 empty] | Y | Y | N
55938 | Industrial Power Generating Company LLC | 56693 | Virginia Beach | VA | Virginia Beach City | 30 | Landfill Gas | IC |  | S | X | X | 36181319 |  | 0.3 | 1 | 0.3 | 0.3 | 0.1 | N |  |  | OP | X | 11 | 2001 |  |  | N | IPP Non-CHP | 2 | X T: X; NG NG: LFG; NG BLQ: DFO; NG NG: DFO |  |  |  | N | N |  | 1H | [23 empty] | Y | Y | N
55938 | Industrial Power Generating Company LLC | 56693 | Virginia Beach | VA | Virginia Beach City | 31 | Landfill Gas | IC |  | S | X | X | 36181319 |  | 0.3 | 1 | 0.3 | 0.3 | 0.1 | N |  |  | OP | X | 11 | 2001 |  |  | N | IPP Non-CHP | 2 | X T: X; NG NG: LFG; NG BLQ: DFO; NG NG: DFO |  |  |  | N | N |  | 1H | [23 empty] | Y | Y | N
55938 | Industrial Power Generating Company LLC | 56693 | Virginia Beach | VA | Virginia Beach City | 32 | Landfill Gas | IC |  | S | X | X | 36181319 |  | 0.3 | 1 | 0.3 | 0.3 | 0.1 | N |  |  | OP | X | 11 | 2001 |  |  | N | IPP Non-CHP | 2 | X T: X; NG NG: LFG; NG BLQ: DFO; NG NG: DFO |  |  |  | N | N |  | 1H | [23 empty] | Y | Y | N
55938 | Industrial Power Generating Company LLC | 56693 | Virginia Beach | VA | Virginia Beach City | 33 | Landfill Gas | IC |  | S | X | X | 36181319 |  | 0.3 | 1 | 0.3 | 0.3 | 0.1 | N |  |  | OP | X | 11 | 2001 |  |  | N | IPP Non-CHP | 2 | X T: X; NG NG: LFG; NG BLQ: DFO; NG NG: DFO |  |  |  | N | N |  | 1H | [23 empty] | Y | Y | N
55938 | Industrial Power Generating Company LLC | 56693 | Virginia Beach | VA | Virginia Beach City | 34 | Landfill Gas | IC |  | S | X | X | 36181319 |  | 0.3 | 1 | 0.3 | 0.3 | 0.1 | N |  |  | OP | X | 11 | 2001 |  |  | N | IPP Non-CHP | 2 | X T: X; NG NG: LFG; NG BLQ: DFO; NG NG: DFO |  |  |  | N | N |  | 1H | [23 empty] | Y | Y | N
55938 | Industrial Power Generating Company LLC | 56693 | Virginia Beach | VA | Virginia Beach City | 35 | Landfill Gas | IC |  | S | X | X | 36181319 |  | 0.3 | 1 | 0.3 | 0.3 | 0.1 | N |  |  | OP | X | 11 | 2001 |  |  | N | IPP Non-CHP | 2 | X T: X; NG NG: LFG; NG BLQ: DFO; NG NG: DFO |  |  |  | N | N |  | 1H | [23 empty] | Y | Y | N
55938 | Industrial Power Generating Company LLC | 56693 | Virginia Beach | VA | Virginia Beach City | 36 | Landfill Gas | IC |  | S | X | X | 36181319 |  | 0.3 | 1 | 0.3 | 0.3 | 0.1 | N |  |  | OP | X | 11 | 2001 |  |  | N | IPP Non-CHP | 2 | X T: X; NG NG: LFG; NG BLQ: DFO; NG NG: DFO |  |  |  | N | N |  | 1H | [23 empty] | Y | Y | N
55938 | Industrial Power Generating Company LLC | 56693 | Virginia Beach | VA | Virginia Beach City | 4 | Landfill Gas | IC |  | S | X | X | 36181319 |  | 0.3 | 1 | 0.3 | 0.3 | 0.1 | N |  |  | OP | X | 11 | 2001 |  |  | N | IPP Non-CHP | 2 | X T: X; NG NG: LFG; NG BLQ: DFO; NG NG: DFO |  |  |  | N | N |  | 1H | [23 empty] | Y | Y | N
55938 | Industrial Power Generating Company LLC | 56693 | Virginia Beach | VA | Virginia Beach City | 5 | Landfill Gas | IC |  | S | X | X | 36181319 |  | 0.3 | 1 | 0.3 | 0.3 | 0.1 | N |  |  | OP | X | 11 | 2001 |  |  | N | IPP Non-CHP | 2 | X T: X; NG NG: LFG; NG BLQ: DFO; NG NG: DFO |  |  |  | N | N |  | 1H | [23 empty] | Y | Y | N
55938 | Industrial Power Generating Company LLC | 56693 | Virginia Beach | VA | Virginia Beach City | 6 | Landfill Gas | IC |  | S | X | X | 36181319 |  | 0.3 | 1 | 0.3 | 0.3 | 0.1 | N |  |  | OP | X | 11 | 2001 |  |  | N | IPP Non-CHP | 2 | X T: X; NG NG: LFG; NG BLQ: DFO; NG NG: DFO |  |  |  | N | N |  | 1H | [23 empty] | Y | Y | N
55938 | Industrial Power Generating Company LLC | 56693 | Virginia Beach | VA | Virginia Beach City | 7 | Landfill Gas | IC |  | S | X | X | 36181319 |  | 0.3 | 1 | 0.3 | 0.3 | 0.1 | N |  |  | OP | X | 11 | 2001 |  |  | N | IPP Non-CHP | 2 | X T: X; NG NG: LFG; NG BLQ: DFO; NG NG: DFO |  |  |  | N | N |  | 1H | [23 empty] | Y | Y | N
55938 | Industrial Power Generating Company LLC | 56693 | Virginia Beach | VA | Virginia Beach City | 8 | Landfill Gas | IC |  | S | X | X | 36181319 |  | 0.3 | 1 | 0.3 | 0.3 | 0.1 | N |  |  | OP | X | 11 | 2001 |  |  | N | IPP Non-CHP | 2 | X T: X; NG NG: LFG; NG BLQ: DFO; NG NG: DFO |  |  |  | N | N |  | 1H | [23 empty] | Y | Y | N
55938 | Industrial Power Generating Company LLC | 56693 | Virginia Beach | VA | Virginia Beach City | 9 | Landfill Gas | IC |  | S | X | X | 36181319 |  | 0.3 | 1 | 0.3 | 0.3 | 0.1 | N |  |  | OP | X | 11 | 2001 |  |  | N | IPP Non-CHP | 2 | X T: X; NG NG: LFG; NG BLQ: DFO; NG NG: DFO |  |  |  | N | N |  | 1H | [23 empty] | Y | Y | N
55938 | Industrial Power Generating Company LLC | 57356 | Henrico | VA | Henrico | 1 | Landfill Gas | IC |  | S | X | X | 98370469 |  | 0.3 | 1 | 0.3 | 0.3 | 0.1 | N |  |  | OP | X | 9 | 2010 |  |  | N | IPP Non-CHP | 2 | X T: X; NG NG: LFG; NG BLQ: DFO; NG NG: DFO |  |  |  | N | N |  | 1H | [23 empty] | Y | Y | N
55938 | Industrial Power Generating Company LLC | 57356 | Henrico | VA | Henrico | 10 | Landfill Gas | IC |  | S | X | X | 98370469 |  | 0.3 | 1 | 0.3 | 0.3 | 0.1 | N |  |  | OP | X | 9 | 2010 |  |  | N | IPP Non-CHP | 2 | X T: X; NG NG: LFG; NG BLQ: DFO; NG NG: DFO |  |  |  | N | N |  | 1H | [23 empty] | Y | Y | N
55938 | Industrial Power Generating Company LLC | 57356 | Henrico | VA | Henrico | 11 | Landfill Gas | IC |  | S | X | X | 98370469 |  | 0.3 | 1 | 0.3 | 0.3 | 0.1 | N |  |  | OP | X | 9 | 2010 |  |  | N | IPP Non-CHP | 2 | X T: X; NG NG: LFG; NG BLQ: DFO; NG NG: DFO |  |  |  | N | N |  | 1H | [23 empty] | Y | Y | N
55938 | Industrial Power Generating Company LLC | 57356 | Henrico | VA | Henrico | 12 | Landfill Gas | IC |  | S | X | X | 98370469 |  | 0.3 | 1 | 0.3 | 0.3 | 0.1 | N |  |  | OP | X | 9 | 2010 |  |  | N | IPP Non-CHP | 2 | X T: X; NG NG: LFG; NG BLQ: DFO; NG NG: DFO |  |  |  | N | N |  | 1H | [23 empty] | Y | Y | N
55938 | Industrial Power Generating Company LLC | 57356 | Henrico | VA | Henrico | 2 | Landfill Gas | IC |  | S | X | X | 98370469 |  | 0.3 | 1 | 0.3 | 0.3 | 0.1 | N |  |  | OP | X | 9 | 2010 |  |  | N | IPP Non-CHP | 2 | X T: X; NG NG: LFG; NG BLQ: DFO; NG NG: DFO |  |  |  | N | N |  | 1H | [23 empty] | Y | Y | N
55938 | Industrial Power Generating Company LLC | 57356 | Henrico | VA | Henrico | 3 | Landfill Gas | IC |  | S | X | X | 98370469 |  | 0.3 | 1 | 0.3 | 0.3 | 0.1 | N |  |  | OP | X | 9 | 2010 |  |  | N | IPP Non-CHP | 2 | X T: X; NG NG: LFG; NG BLQ: DFO; NG NG: DFO |  |  |  | N | N |  | 1H | [23 empty] | Y | Y | N
55938 | Industrial Power Generating Company LLC | 57356 | Henrico | VA | Henrico | 4 | Landfill Gas | IC |  | S | X | X | 98370469 |  | 0.3 | 1 | 0.3 | 0.3 | 0.1 | N |  |  | OP | X | 9 | 2010 |  |  | N | IPP Non-CHP | 2 | X T: X; NG NG: LFG; NG BLQ: DFO; NG NG: DFO |  |  |  | N | N |  | 1H | [23 empty] | Y | Y | N
55938 | Industrial Power Generating Company LLC | 57356 | Henrico | VA | Henrico | 5 | Landfill Gas | IC |  | S | X | X | 98370469 |  | 0.3 | 1 | 0.3 | 0.3 | 0.1 | N |  |  | OP | X | 9 | 2010 |  |  | N | IPP Non-CHP | 2 | X T: X; NG NG: LFG; NG BLQ: DFO; NG NG: DFO |  |  |  | N | N |  | 1H | [23 empty] | Y | Y | N
55938 | Industrial Power Generating Company LLC | 57356 | Henrico | VA | Henrico | 6 | Landfill Gas | IC |  | S | X | X | 98370469 |  | 0.3 | 1 | 0.3 | 0.3 | 0.1 | N |  |  | OP | X | 9 | 2010 |  |  | N | IPP Non-CHP | 2 | X T: X; NG NG: LFG; NG BLQ: DFO; NG NG: DFO |  |  |  | N | N |  | 1H | [23 empty] | Y | Y | N
55938 | Industrial Power Generating Company LLC | 57356 | Henrico | VA | Henrico | 7 | Landfill Gas | IC |  | S | X | X | 98370469 |  | 0.3 | 1 | 0.3 | 0.3 | 0.1 | N |  |  | OP | X | 9 | 2010 |  |  | N | IPP Non-CHP | 2 | X T: X; NG NG: LFG; NG BLQ: DFO; NG NG: DFO |  |  |  | N | N |  | 1H | [23 empty] | Y | Y | N
55938 | Industrial Power Generating Company LLC | 57356 | Henrico | VA | Henrico | 8 | Landfill Gas | IC |  | S | X | X | 98370469 |  | 0.3 | 1 | 0.3 | 0.3 | 0.1 | N |  |  | OP | X | 9 | 2010 |  |  | N | IPP Non-CHP | 2 | X T: X; NG NG: LFG; NG BLQ: DFO; NG NG: DFO |  |  |  | N | N |  | 1H | [23 empty] | Y | Y | N
55938 | Industrial Power Generating Company LLC | 57356 | Henrico | VA | Henrico | 9 | Landfill Gas | IC |  | S | X | X | 98370469 |  | 0.3 | 1 | 0.3 | 0.3 | 0.1 | N |  |  | OP | X | 9 | 2010 |  |  | N | IPP Non-CHP | 2 | X T: X; NG NG: LFG; NG BLQ: DFO; NG NG: DFO |  |  |  | N | N |  | 1H | [23 empty] | Y | Y | N
59452 | Ingenco Renewable Development, LLC | 59845 | New River | VA | Pulaski | E1 | Landfill Gas | IC |  | S | X | X | 1165480777 |  | 0.3 | 1 | 0.3 | 0.3 | 0.1 | N |  |  | OP | X | 9 | 2013 |  |  | N | IPP Non-CHP | 2 | X T: X; NG NG: LFG; NG BLQ: DFO; NG NG: DFO |  |  |  | N | N |  | 1H | [23 empty] | Y | Y
59452 | Ingenco Renewable Development, LLC | 59845 | New River | VA | Pulaski | E10 | Landfill Gas | IC |  | S | X | X | 1165480777 |  | 0.3 | 1 | 0.3 | 0.3 | 0.1 | N |  |  | OP | X | 9 | 2013 |  |  | N | IPP Non-CHP | 2 | X T: X; NG NG: LFG; NG BLQ: DFO; NG NG: DFO |  |  |  | N | N |  | 1H | [23 empty] | Y | Y
59452 | Ingenco Renewable Development, LLC | 59845 | New River | VA | Pulaski | E11 | Landfill Gas | IC |  | S | X | X | 1165480777 |  | 0.3 | 1 | 0.3 | 0.3 | 0.1 | N |  |  | OP | X | 9 | 2013 |  |  | N | IPP Non-CHP | 2 | X T: X; NG NG: LFG; NG BLQ: DFO; NG NG: DFO |  |  |  | N | N |  | 1H | [23 empty] | Y | Y
59452 | Ingenco Renewable Development, LLC | 59845 | New River | VA | Pulaski | E12 | Landfill Gas | IC |  | S | X | X | 1165480777 |  | 0.3 | 1 | 0.3 | 0.3 | 0.1 | N |  |  | OP | X | 9 | 2013 |  |  | N | IPP Non-CHP | 2 | X T: X; NG NG: LFG; NG BLQ: DFO; NG NG: DFO |  |  |  | N | N |  | 1H | [23 empty] | Y | Y
59452 | Ingenco Renewable Development, LLC | 59845 | New River | VA | Pulaski | E13 | Landfill Gas | IC |  | S | X | X | 1165480777 |  | 0.3 | 1 | 0.3 | 0.3 | 0.1 | N |  |  | OP | X | 9 | 2013 |  |  | N | IPP Non-CHP | 2 | X T: X; NG NG: LFG; NG BLQ: DFO; NG NG: DFO |  |  |  | N | N |  | 1H | [23 empty] | Y | Y
59452 | Ingenco Renewable Development, LLC | 59845 | New River | VA | Pulaski | E14 | Landfill Gas | IC |  | S | X | X | 1165480777 |  | 0.3 | 1 | 0.3 | 0.3 | 0.1 | N |  |  | OP | X | 9 | 2013 |  |  | N | IPP Non-CHP | 2 | X T: X; NG NG: LFG; NG BLQ: DFO; NG NG: DFO |  |  |  | N | N |  | 1H | [23 empty] | Y | Y
59452 | Ingenco Renewable Development, LLC | 59845 | New River | VA | Pulaski | E15 | Landfill Gas | IC |  | S | X | X | 1165480777 |  | 0.3 | 1 | 0.3 | 0.3 | 0.1 | N |  |  | OP | X | 9 | 2013 |  |  | N | IPP Non-CHP | 2 | X T: X; NG NG: LFG; NG BLQ: DFO; NG NG: DFO |  |  |  | N | N |  | 1H | [23 empty] | Y | Y
59452 | Ingenco Renewable Development, LLC | 59845 | New River | VA | Pulaski | E16 | Landfill Gas | IC |  | S | X | X | 1165480777 |  | 0.3 | 1 | 0.3 | 0.3 | 0.1 | N |  |  | OP | X | 9 | 2013 |  |  | N | IPP Non-CHP | 2 | X T: X; NG NG: LFG; NG BLQ: DFO; NG NG: DFO |  |  |  | N | N |  | 1H | [23 empty] | Y | Y
59452 | Ingenco Renewable Development, LLC | 59845 | New River | VA | Pulaski | E17 | Landfill Gas | IC |  | S | X | X | 1165480777 |  | 0.3 | 1 | 0.3 | 0.3 | 0.1 | N |  |  | OP | X | 9 | 2013 |  |  | N | IPP Non-CHP | 2 | X T: X; NG NG: LFG; NG BLQ: DFO; NG NG: DFO |  |  |  | N | N |  | 1H | [23 empty] | Y | Y
59452 | Ingenco Renewable Development, LLC | 59845 | New River | VA | Pulaski | E18 | Landfill Gas | IC |  | S | X | X | 1165480777 |  | 0.3 | 1 | 0.3 | 0.3 | 0.1 | N |  |  | OP | X | 9 | 2013 |  |  | N | IPP Non-CHP | 2 | X T: X; NG NG: LFG; NG BLQ: DFO; NG NG: DFO |  |  |  | N | N |  | 1H | [23 empty] | Y | Y
59452 | Ingenco Renewable Development, LLC | 59845 | New River | VA | Pulaski | E2 | Landfill Gas | IC |  | S | X | X | 1165480777 |  | 0.3 | 1 | 0.3 | 0.3 | 0.1 | N |  |  | OP | X | 9 | 2013 |  |  | N | IPP Non-CHP | 2 | X T: X; NG NG: LFG; NG BLQ: DFO; NG NG: DFO |  |  |  | N | N |  | 1H | [23 empty] | Y | Y
59452 | Ingenco Renewable Development, LLC | 59845 | New River | VA | Pulaski | E3 | Landfill Gas | IC |  | S | X | X | 1165480777 |  | 0.3 | 1 | 0.3 | 0.3 | 0.1 | N |  |  | OP | X | 9 | 2013 |  |  | N | IPP Non-CHP | 2 | X T: X; NG NG: LFG; NG BLQ: DFO; NG NG: DFO |  |  |  | N | N |  | 1H | [23 empty] | Y | Y
59452 | Ingenco Renewable Development, LLC | 59845 | New River | VA | Pulaski | E4 | Landfill Gas | IC |  | S | X | X | 1165480777 |  | 0.3 | 1 | 0.3 | 0.3 | 0.1 | N |  |  | OP | X | 9 | 2013 |  |  | N | IPP Non-CHP | 2 | X T: X; NG NG: LFG; NG BLQ: DFO; NG NG: DFO |  |  |  | N | N |  | 1H | [23 empty] | Y | Y
59452 | Ingenco Renewable Development, LLC | 59845 | New River | VA | Pulaski | E5 | Landfill Gas | IC |  | S | X | X | 1165480777 |  | 0.3 | 1 | 0.3 | 0.3 | 0.1 | N |  |  | OP | X | 9 | 2013 |  |  | N | IPP Non-CHP | 2 | X T: X; NG NG: LFG; NG BLQ: DFO; NG NG: DFO |  |  |  | N | N |  | 1H | [23 empty] | Y | Y
59452 | Ingenco Renewable Development, LLC | 59845 | New River | VA | Pulaski | E6 | Landfill Gas | IC |  | S | X | X | 1165480777 |  | 0.3 | 1 | 0.3 | 0.3 | 0.1 | N |  |  | OP | X | 9 | 2013 |  |  | N | IPP Non-CHP | 2 | X T: X; NG NG: LFG; NG BLQ: DFO; NG NG: DFO |  |  |  | N | N |  | 1H | [23 empty] | Y | Y
59452 | Ingenco Renewable Development, LLC | 59845 | New River | VA | Pulaski | E7 | Landfill Gas | IC |  | S | X | X | 1165480777 |  | 0.3 | 1 | 0.3 | 0.3 | 0.1 | N |  |  | OP | X | 9 | 2013 |  |  | N | IPP Non-CHP | 2 | X T: X; NG NG: LFG; NG BLQ: DFO; NG NG: DFO |  |  |  | N | N |  | 1H | [23 empty] | Y | Y
59452 | Ingenco Renewable Development, LLC | 59845 | New River | VA | Pulaski | E8 | Landfill Gas | IC |  | S | X | X | 1165480777 |  | 0.3 | 1 | 0.3 | 0.3 | 0.1 | N |  |  | OP | X | 9 | 2013 |  |  | N | IPP Non-CHP | 2 | X T: X; NG NG: LFG; NG BLQ: DFO; NG NG: DFO |  |  |  | N | N |  | 1H | [23 empty] | Y | Y
59452 | Ingenco Renewable Development, LLC | 59845 | New River | VA | Pulaski | E9 | Landfill Gas | IC |  | S | X | X | 1165480777 |  | 0.3 | 1 | 0.3 | 0.3 | 0.1 | N |  |  | OP | X | 9 | 2013 |  |  | N | IPP Non-CHP | 2 | X T: X; NG NG: LFG; NG BLQ: DFO; NG NG: DFO |  |  |  | N | N |  | 1H | [23 empty] | Y | Y
59452 | Ingenco Renewable Development, LLC | 60222 | Bristol Plant | VA | Bristol City | A1 | Landfill Gas | IC |  | S | X | X |  |  | 0.3 | 1 | 0.3 | 0.3 | 0.1 | N |  |  | OP | X | 10 | 2016 |  |  | N | IPP Non-CHP | 2 | X T: X; NG NG: LFG; NG BLQ: DFO; NG NG: DFO |  |  |  | N | N |  | 1H | [23 empty] | Y | Y | N
59452 | Ingenco Renewable Development, LLC | 60222 | Bristol Plant | VA | Bristol City | A2 | Landfill Gas | IC |  | S | X | X |  |  | 0.3 | 1 | 0.3 | 0.3 | 0.1 | N |  |  | OP | X | 10 | 2016 |  |  | N | IPP Non-CHP | 2 | X T: X; NG NG: LFG; NG BLQ: DFO; NG NG: DFO |  |  |  | N | N |  | 1H | [23 empty] | Y | Y | N
59452 | Ingenco Renewable Development, LLC | 60222 | Bristol Plant | VA | Bristol City | A3 | Landfill Gas | IC |  | S | X | X |  |  | 0.3 | 1 | 0.3 | 0.3 | 0.1 | N |  |  | OP | X | 10 | 2016 |  |  | N | IPP Non-CHP | 2 | X T: X; NG NG: LFG; NG BLQ: DFO; NG NG: DFO |  |  |  | N | N |  | 1H | [23 empty] | Y | Y | N
59452 | Ingenco Renewable Development, LLC | 60222 | Bristol Plant | VA | Bristol City | A4 | Landfill Gas | IC |  | S | X | X |  |  | 0.3 | 1 | 0.3 | 0.3 | 0.1 | N |  |  | OP | X | 10 | 2016 |  |  | N | IPP Non-CHP | 2 | X T: X; NG NG: LFG; NG BLQ: DFO; NG NG: DFO |  |  |  | N | N |  | 1H | [23 empty] | Y | Y | N
59452 | Ingenco Renewable Development, LLC | 60222 | Bristol Plant | VA | Bristol City | A5 | Landfill Gas | IC |  | S | X | X |  |  | 0.3 | 1 | 0.3 | 0.3 | 0.1 | N |  |  | OP | X | 10 | 2016 |  |  | N | IPP Non-CHP | 2 | X T: X; NG NG: LFG; NG BLQ: DFO; NG NG: DFO |  |  |  | N | N |  | 1H | [23 empty] | Y | Y | N
59452 | Ingenco Renewable Development, LLC | 60222 | Bristol Plant | VA | Bristol City | A6 | Landfill Gas | IC |  | S | X | X |  |  | 0.3 | 1 | 0.3 | 0.3 | 0.1 | N |  |  | OP | X | 10 | 2016 |  |  | N | IPP Non-CHP | 2 | X T: X; NG NG: LFG; NG BLQ: DFO; NG NG: DFO |  |  |  | N | N |  | 1H | [23 empty] | Y | Y | N
59452 | Ingenco Renewable Development, LLC | 60222 | Bristol Plant | VA | Bristol City | C1 | Landfill Gas | IC |  | S | X | X |  |  | 0.3 | 1 | 0.3 | 0.3 | 0.1 | N |  |  | OP | X | 12 | 2015 |  |  | N | IPP Non-CHP | 2 | X T: X; NG NG: LFG; NG BLQ: DFO; NG NG: DFO |  |  |  | N | N |  | 1H | [23 empty] | Y | Y
59452 | Ingenco Renewable Development, LLC | 60222 | Bristol Plant | VA | Bristol City | C2 | Landfill Gas | IC |  | S | X | X |  |  | 0.3 | 1 | 0.3 | 0.3 | 0.1 | N |  |  | OP | X | 12 | 2015 |  |  | N | IPP Non-CHP | 2 | X T: X; NG NG: LFG; NG BLQ: DFO; NG NG: DFO |  |  |  | N | N |  | 1H | [23 empty] | Y | Y
59452 | Ingenco Renewable Development, LLC | 60222 | Bristol Plant | VA | Bristol City | C3 | Landfill Gas | IC |  | S | X | X |  |  | 0.3 | 1 | 0.3 | 0.3 | 0.1 | N |  |  | OP | X | 12 | 2015 |  |  | N | IPP Non-CHP | 2 | X T: X; NG NG: LFG; NG BLQ: DFO; NG NG: DFO |  |  |  | N | N |  | 1H | [23 empty] | Y | Y
59452 | Ingenco Renewable Development, LLC | 60222 | Bristol Plant | VA | Bristol City | C4 | Landfill Gas | IC |  | S | X | X |  |  | 0.3 | 1 | 0.3 | 0.3 | 0.1 | N |  |  | OP | X | 12 | 2015 |  |  | N | IPP Non-CHP | 2 | X T: X; NG NG: LFG; NG BLQ: DFO; NG NG: DFO |  |  |  | N | N |  | 1H | [23 empty] | Y | Y
59452 | Ingenco Renewable Development, LLC | 60222 | Bristol Plant | VA | Bristol City | C5 | Landfill Gas | IC |  | S | X | X |  |  | 0.3 | 1 | 0.3 | 0.3 | 0.1 | N |  |  | OP | X | 12 | 2015 |  |  | N | IPP Non-CHP | 2 | X T: X; NG NG: LFG; NG BLQ: DFO; NG NG: DFO |  |  |  | N | N |  | 1H | [23 empty] | Y | Y
59452 | Ingenco Renewable Development, LLC | 60222 | Bristol Plant | VA | Bristol City | C6 | Landfill Gas | IC |  | S | X | X |  |  | 0.3 | 1 | 0.3 | 0.3 | 0.1 | N |  |  | OP | X | 12 | 2015 |  |  | N | IPP Non-CHP | 2 | X T: X; NG NG: LFG; NG BLQ: DFO; NG NG: DFO |  |  |  | N | N |  | 1H | [23 empty] | Y | Y
12320 | Merck & Co Inc | 52148 | Elkton | VA | Rockingham | GEN5 | Natural Gas Steam Turbine | ST |  | S | X | X |  |  | 0.4 | 0.8 | 0.4 | 0.4 | 0.1 | N |  |  | OP | X | 6 | 1982 |  |  | Y | Industrial CHP | 7 | X T: T; NG NG: NG; NG BLQ: DFO; NG NG: NG |  |  |  | N | N |  | 12H | [23 empty] | Y | N | Y
40229 | Old Dominion Electric Coop | 59614 | Monterey Diesel Generation Facility | VA | Highland | MDG1 | Petroleum Liquids | IC |  | S | X | X | NA | NA | 0.6 | 0.8 | 0.6 | 0.6 | 0 | N |  |  | OP | X | 5 | 2016 |  |  | N | Electric Utility | 1 | X T: X; NG NG: DFO |  |  |  | N | N |  | 10M | [20 empty] | N |  |  | N | N | N
40229 | Old Dominion Electric Coop | 59614 | Monterey Diesel Generation Facility | VA | Highland | MDG10 | Petroleum Liquids | IC |  | S | X | X | NA | NA | 0.6 | 0.8 | 0.6 | 0.6 | 0 | N |  |  | OP | X | 5 | 2016 |  |  | N | Electric Utility | 1 | X T: X; NG NG: DFO |  |  |  | N | N |  | 10M | [20 empty] | N |  |  | N | N | N
40229 | Old Dominion Electric Coop | 59614 | Monterey Diesel Generation Facility | VA | Highland | MDG2 | Petroleum Liquids | IC |  | S | X | X | NA | NA | 0.6 | 0.8 | 0.6 | 0.6 | 0 | N |  |  | OP | X | 5 | 2016 |  |  | N | Electric Utility | 1 | X T: X; NG NG: DFO |  |  |  | N | N |  | 10M | [20 empty] | N |  |  | N | N | N
40229 | Old Dominion Electric Coop | 59614 | Monterey Diesel Generation Facility | VA | Highland | MDG3 | Petroleum Liquids | IC |  | S | X | X | NA | NA | 0.6 | 0.8 | 0.6 | 0.6 | 0 | N |  |  | OP | X | 5 | 2016 |  |  | N | Electric Utility | 1 | X T: X; NG NG: DFO |  |  |  | N | N |  | 10M | [20 empty] | N |  |  | N | N | N
40229 | Old Dominion Electric Coop | 59614 | Monterey Diesel Generation Facility | VA | Highland | MDG4 | Petroleum Liquids | IC |  | S | X | X | NA | NA | 0.6 | 0.8 | 0.6 | 0.6 | 0 | N |  |  | OP | X | 5 | 2016 |  |  | N | Electric Utility | 1 | X T: X; NG NG: DFO |  |  |  | N | N |  | 10M | [20 empty] | N |  |  | N | N | N
40229 | Old Dominion Electric Coop | 59614 | Monterey Diesel Generation Facility | VA | Highland | MDG5 | Petroleum Liquids | IC |  | S | X | X | NA | NA | 0.6 | 0.8 | 0.6 | 0.6 | 0 | N |  |  | OP | X | 5 | 2016 |  |  | N | Electric Utility | 1 | X T: X; NG NG: DFO |  |  |  | N | N |  | 10M | [20 empty] | N |  |  | N | N | N
40229 | Old Dominion Electric Coop | 59614 | Monterey Diesel Generation Facility | VA | Highland | MDG6 | Petroleum Liquids | IC |  | S | X | X | NA | NA | 0.6 | 0.8 | 0.6 | 0.6 | 0 | N |  |  | OP | X | 5 | 2016 |  |  | N | Electric Utility | 1 | X T: X; NG NG: DFO |  |  |  | N | N |  | 10M | [20 empty] | N |  |  | N | N | N
40229 | Old Dominion Electric Coop | 59614 | Monterey Diesel Generation Facility | VA | Highland | MDG7 | Petroleum Liquids | IC |  | S | X | X | NA | NA | 0.6 | 0.8 | 0.6 | 0.6 | 0 | N |  |  | OP | X | 5 | 2016 |  |  | N | Electric Utility | 1 | X T: X; NG NG: DFO |  |  |  | N | N |  | 10M | [20 empty] | N |  |  | N | N | N
40229 | Old Dominion Electric Coop | 59614 | Monterey Diesel Generation Facility | VA | Highland | MDG8 | Petroleum Liquids | IC |  | S | X | X | NA | NA | 0.6 | 0.8 | 0.6 | 0.6 | 0 | N |  |  | OP | X | 5 | 2016 |  |  | N | Electric Utility | 1 | X T: X; NG NG: DFO |  |  |  | N | N |  | 10M | [20 empty] | N |  |  | N | N | N
40229 | Old Dominion Electric Coop | 59614 | Monterey Diesel Generation Facility | VA | Highland | MDG9 | Petroleum Liquids | IC |  | S | X | X | NA | NA | 0.6 | 0.8 | 0.6 | 0.6 | 0 | N |  |  | OP | X | 5 | 2016 |  |  | N | Electric Utility | 1 | X T: X; NG NG: DFO |  |  |  | N | N |  | 10M | [20 empty] | N |  |  | N | N | N
56355 | LES Project Holdings LLC | 54723 | I 95 Landfill Phase II | VA | Fairfax | UNT1 | Landfill Gas | IC |  | S | X | X |  |  | 0.8 | 0.95 | 0.8 | 0.8 | 0.3 | N |  |  | OP | X | 3 | 1993 |  |  | N | IPP Non-CHP | 2 | X T: X; NG NG: LFG |  |  |  | N | N |  | 10M | [23 empty] | N
56355 | LES Project Holdings LLC | 54723 | I 95 Landfill Phase II | VA | Fairfax | UNT2 | Landfill Gas | IC |  | S | X | X |  |  | 0.8 | 0.95 | 0.8 | 0.8 | 0.3 | N |  |  | OP | X | 3 | 1993 |  |  | N | IPP Non-CHP | 2 | X T: X; NG NG: LFG |  |  |  | N | N |  | 10M | [23 empty] | N
56355 | LES Project Holdings LLC | 54723 | I 95 Landfill Phase II | VA | Fairfax | UNT3 | Landfill Gas | IC |  | S | X | X |  |  | 0.8 | 0.95 | 0.8 | 0.8 | 0.3 | N |  |  | OP | X | 3 | 1993 |  |  | N | IPP Non-CHP | 2 | X T: X; NG NG: LFG |  |  |  | N | N |  | 10M | [23 empty] | N
56355 | LES Project Holdings LLC | 54723 | I 95 Landfill Phase II | VA | Fairfax | UNT4 | Landfill Gas | IC |  | S | X | X |  |  | 0.8 | 0.95 | 0.8 | 0.8 | 0.3 | N |  |  | OP | X | 3 | 1993 |  |  | N | IPP Non-CHP | 2 | X T: X; NG NG: LFG |  |  |  | N | N |  | 10M | [23 empty] | N
18190 | Mas Suffolk RNG, LLC | 54781 | Mas Suffolk RNG, LLC | VA | Suffolk City | SU1 | Landfill Gas | IC |  | S | X | X |  |  | 0.8 | 0.8 | 0.7 | 0.7 | 0.6 | N |  |  | OP | X | 11 | 1994 | 10 | 2021 | N | IPP Non-CHP | 2 | X T: X; NG NG: LFG | [6 empty] | 10M | [23 empty] | N
18190 | Mas Suffolk RNG, LLC | 54781 | Mas Suffolk RNG, LLC | VA | Suffolk City | SU2 | Landfill Gas | IC |  | S | X | X |  |  | 0.8 | 0.8 | 0.7 | 0.7 | 0.6 | N |  |  | OP | X | 11 | 1994 | 10 | 2021 | N | IPP Non-CHP | 2 | X T: X; NG NG: LFG |  |  |  | N | N |  | 10M | [23 empty] | N
18190 | Mas Suffolk RNG, LLC | 54781 | Mas Suffolk RNG, LLC | VA | Suffolk City | SU3 | Landfill Gas | IC |  | S | X | X |  |  | 0.8 | 0.8 | 0.7 | 0.7 | 0.6 | N |  |  | OP | X | 11 | 1994 | 10 | 2021 | N | IPP Non-CHP | 2 | X T: X; NG NG: LFG |  |  |  | N | N |  | 10M | [23 empty] | N
18190 | Mas Suffolk RNG, LLC | 54781 | Mas Suffolk RNG, LLC | VA | Suffolk City | SU4 | Landfill Gas | IC |  | S | X | X |  |  | 0.8 | 0.8 | 0.7 | 0.7 | 0.6 | N |  |  | OP | X | 11 | 1994 | 10 | 2021 | N | IPP Non-CHP | 2 | X T: X; NG NG: LFG |  |  |  | N | N |  | 10M | [23 empty] | N
54842 | WM Renewable Energy LLC | 56531 | Waste Management Bethel LFGTE | VA | Hampton City | GEN1 | Landfill Gas | IC |  | S | X | X | 53049067 | 53049067 | 0.8 | 0.98 | 0.8 | 0.8 | 0.5 | N |  |  | OP | X | 2 | 2008 |  |  | N | IPP Non-CHP | 2 | X T: X; NG NG: LFG | [6 empty] | 1H | [23 empty] | N | N | N
54842 | WM Renewable Energy LLC | 56531 | Waste Management Bethel LFGTE | VA | Hampton City | GEN2 | Landfill Gas | IC |  | S | X | X | 53049067 | 53049067 | 0.8 | 0.98 | 0.8 | 0.8 | 0.5 | N |  |  | OP | X | 2 | 2008 |  |  | N | IPP Non-CHP | 2 | X T: X; NG NG: LFG | [6 empty] | 1H | [23 empty] | N | N | N
54842 | WM Renewable Energy LLC | 56531 | Waste Management Bethel LFGTE | VA | Hampton City | GEN3 | Landfill Gas | IC |  | S | X | X | 53049067 | 53049067 | 0.8 | 0.98 | 0.8 | 0.8 | 0.5 | N |  |  | OP | X | 2 | 2008 |  |  | N | IPP Non-CHP | 2 | X T: X; NG NG: LFG | [6 empty] | 1H | [23 empty] | N | N | N
54842 | WM Renewable Energy LLC | 56531 | Waste Management Bethel LFGTE | VA | Hampton City | GEN4 | Landfill Gas | IC |  | S | X | X | 53049067 | 53049067 | 0.8 | 0.98 | 0.8 | 0.8 | 0.5 | N |  |  | OP | X | 2 | 2008 |  |  | N | IPP Non-CHP | 2 | X T: X; NG NG: LFG | [6 empty] | 1H | [23 empty] | N | N | N
54842 | WM Renewable Energy LLC | 56531 | Waste Management Bethel LFGTE | VA | Hampton City | GEN5 | Landfill Gas | IC |  | S | X | X | 53049067 | 53049067 | 0.8 | 0.98 | 0.8 | 0.8 | 0.5 | N |  |  | OP | X | 2 | 2008 |  |  | N | IPP Non-CHP | 2 | X T: X; NG NG: LFG | [6 empty] | 1H | [23 empty] | N | N | N
54842 | WM Renewable Energy LLC | 56531 | Waste Management Bethel LFGTE | VA | Hampton City | GEN6 | Landfill Gas | IC |  | S | X | X | 53049067 | 53049067 | 0.8 | 0.98 | 0.8 | 0.8 | 0.5 | N |  |  | OP | X | 2 | 2008 |  |  | N | IPP Non-CHP | 2 | X T: X; NG NG: LFG | [6 empty] | 1H | [23 empty] | N | N | N
54842 | WM Renewable Energy LLC | 57018 | Waste Management Middle Peninsula LFGTE | VA | Middlesex | GEN1 | Landfill Gas | IC |  | S | X | X | PNODE74008741 | PNODE74008741 | 0.8 | 0.98 | 0.8 | 0.8 | 0.5 | N |  |  | OP | X | 9 | 2009 |  |  | N | IPP Non-CHP | 2 | X T: X; NG NG: LFG |  |  |  | N |  |  | 1H | [23 empty] | N | N | N
54842 | WM Renewable Energy LLC | 57018 | Waste Management Middle Peninsula LFGTE | VA | Middlesex | GEN2 | Landfill Gas | IC |  | S | X | X | PNODE74008741 | PNODE74008741 | 0.8 | 0.98 | 0.8 | 0.8 | 0.5 | N |  |  | OP | X | 9 | 2009 |  |  | N | IPP Non-CHP | 2 | X T: X; NG NG: LFG |  |  |  | N |  |  | 1H | [23 empty] | N | N | N
54842 | WM Renewable Energy LLC | 57018 | Waste Management Middle Peninsula LFGTE | VA | Middlesex | GEN3 | Landfill Gas | IC |  | S | X | X | PNODE74008741 | PNODE74008741 | 0.8 | 0.98 | 0.8 | 0.8 | 0.5 | N |  |  | OP | X | 9 | 2009 |  |  | N | IPP Non-CHP | 2 | X T: X; NG NG: LFG |  |  |  | N |  |  | 1H | [23 empty] | N | N | N
54842 | WM Renewable Energy LLC | 57018 | Waste Management Middle Peninsula LFGTE | VA | Middlesex | GEN4 | Landfill Gas | IC |  | S | X | X | PNODE74008741 | PNODE74008741 | 0.8 | 0.98 | 0.8 | 0.8 | 0.5 | N |  |  | OP | X | 9 | 2009 |  |  | N | IPP Non-CHP | 2 | X T: X; NG NG: LFG |  |  |  | N |  |  | 1H | [23 empty] | N | N | N
54842 | WM Renewable Energy LLC | 57018 | Waste Management Middle Peninsula LFGTE | VA | Middlesex | GEN5 | Landfill Gas | IC |  | S | X | X | PNODE74008741 | PNODE74008741 | 0.8 | 0.98 | 0.8 | 0.8 | 0.5 | N |  |  | OP | X | 9 | 2009 |  |  | N | IPP Non-CHP | 2 | X T: X; NG NG: LFG |  |  |  | N |  |  | 1H | [23 empty] | N | N | N
54842 | WM Renewable Energy LLC | 57018 | Waste Management Middle Peninsula LFGTE | VA | Middlesex | GEN6 | Landfill Gas | IC |  | S | X | X | PNODE74008741 | PNODE74008741 | 0.8 | 0.98 | 0.8 | 0.8 | 0.5 | N |  |  | OP | X | 9 | 2009 |  |  | N | IPP Non-CHP | 2 | X T: X; NG NG: LFG |  |  |  | N |  |  | 1H | [23 empty] | N | N | N
54842 | WM Renewable Energy LLC | 57018 | Waste Management Middle Peninsula LFGTE | VA | Middlesex | GEN7 | Landfill Gas | IC |  | S | X | X | PNODE74008741 | PNODE74008741 | 0.8 | 0.98 | 0.8 | 0.8 | 0.5 | N |  |  | OP | X | 9 | 2009 |  |  | N | IPP Non-CHP | 2 | X T: X; NG NG: LFG |  |  |  | N |  |  | 1H | [23 empty] | N | N | N
54842 | WM Renewable Energy LLC | 57018 | Waste Management Middle Peninsula LFGTE | VA | Middlesex | GEN8 | Landfill Gas | IC |  | S | X | X | PNODE74008741 | PNODE74008741 | 0.8 | 0.98 | 0.8 | 0.8 | 0.5 | N |  |  | OP | X | 9 | 2009 |  |  | N | IPP Non-CHP | 2 | X T: X; NG NG: LFG |  |  |  | N |  |  | 1H | [23 empty] | N | N | N
12320 | Merck & Co Inc | 52148 | Elkton | VA | Rockingham | GEN2 | Petroleum Liquids | IC |  | S | X | X |  |  | 0.9 | 0.8 | 0.8 | 0.8 | 0.1 | N |  |  | SB | Y | 6 | 1982 |  |  | N | Industrial CHP | 7 | X T: X; NG NG: DFO |  |  |  | N | N |  | 1H | [23 empty] | N | N | N
57230 | MM Prince William Energy LLC | 55156 | MM Prince William Energy | VA | Prince William | UNT1 | Landfill Gas | IC |  | S | X | X |  |  | 0.9 | 0.98 | 0.9 | 0.9 | 0.7 | N |  |  | OP | X | 11 | 1998 |  |  | N | IPP Non-CHP | 2 | X T: X; NG NG: LFG |  |  |  | N | N |  | 1H | [23 empty] | N
57230 | MM Prince William Energy LLC | 55156 | MM Prince William Energy | VA | Prince William | UNT2 | Landfill Gas | IC |  | S | X | X |  |  | 0.9 | 0.98 | 0.9 | 0.9 | 0.7 | N |  |  | OP | X | 11 | 1998 |  |  | N | IPP Non-CHP | 2 | X T: X; NG NG: LFG |  |  |  | N | N |  | 1H | [23 empty] | N
57051 | Frederick County Virginia | 57754 | Frederick County LFGTE Facility | VA | Frederick | 1 | Landfill Gas | IC |  | S | X | X | 83734407 | 83734407 | 1 | 0.99 | 1 | 1 | 0.5 | N |  |  | OP | X | 11 | 2010 |  |  | N | Commercial Non-CHP | 4 | X T: X; NG NG: LFG |  |  |  | N | N |  | 10M | [23 empty] | N | N | N
57051 | Frederick County Virginia | 57754 | Frederick County LFGTE Facility | VA | Frederick | 2 | Landfill Gas | IC |  | S | X | X | 83734407 | 83734407 | 1 | 0.99 | 1 | 1 | 0.5 | N |  |  | OP | X | 11 | 2010 |  |  | N | Commercial Non-CHP | 4 | X T: X; NG NG: LFG |  |  |  | N | N |  | 10M | [23 empty] | N | N | N
11560 | City of Manassas - (VA) | 7438 | Church Street Plant | VA | Prince William | C3A | Petroleum Liquids | IC |  | S | X | X |  |  | 1.1 | 0.8 | 1 | 1 | 0.3 | N |  |  | OP | X | 6 | 1996 |  |  | N | Electric Utility | 1 | X T: X; NG NG: DFO |  |  |  | N | N |  | 10M | [23 empty] | N | N | N
12320 | Merck & Co Inc | 52148 | Elkton | VA | Rockingham | GEN3 | Natural Gas Internal Combustion Engine | IC |  | S | X | X |  |  | 1.1 | 0.8 | 1 | 1 | 0.1 | N |  |  | OP | X | 3 | 2016 |  |  | N | Industrial CHP | 7 | [11 empty] | N | N |  | 10M | [23 empty] | N | N | N | bar: X T to NG NG
56100 | AMERESCO Stafford LLC | 56894 | Ameresco Stafford | VA | Stafford | 1 | Landfill Gas | IC |  | S | X | X |  |  | 1.1 | 1 | 1 | 1 | 0.5 | N |  |  | OP | X | 5 | 2009 |  |  | N | IPP Non-CHP | 2 | X T: X; NG NG: LFG |  |  |  | N | N |  | 10M | [23 empty] | N
56100 | AMERESCO Stafford LLC | 56894 | Ameresco Stafford | VA | Stafford | 2 | Landfill Gas | IC |  | S | X | X |  |  | 1.1 | 1 | 1 | 1 | 0.5 | N |  |  | OP | X | 5 | 2009 |  |  | N | IPP Non-CHP | 2 | X T: X; NG NG: LFG |  |  |  | N | N |  | 10M | [23 empty] | N
11770 | City of Martinsville - (VA) | 57893 | Martinsville LFG Generator | VA | Henry | LFG1 | Landfill Gas | IC |  | S | X | X |  |  | 1.1 | 1 | 1 | 1 | 0.6 | N |  |  | OP | X | 3 | 2012 |  |  | N | Electric Utility | 1 | X T: X; NG NG: LFG; NG BLQ: NG |  |  |  | N | N |  | 1H | [23 empty] | Y | Y | N
84 | A & N Electric Coop | 6390 | Tangier | VA | Accomack | 5 | Petroleum Liquids | IC |  | S | X | X |  |  | 1.2 | 0.8 | 1.2 | 1.2 | 0.1 | N |  |  | OP | X | 12 | 1993 |  |  | N | Electric Utility | 1 | X T: X; NG NG: DFO |  |  |  | N | N |  | 1H | [23 empty] | N | N | N
84 | A & N Electric Coop | 6390 | Tangier | VA | Accomack | 6 | Petroleum Liquids | IC |  | S | X | X |  |  | 1.2 | 0.8 | 1.2 | 1.2 | 0.1 | N |  |  | OP | X | 12 | 1993 |  |  | N | Electric Utility | 1 | X T: X; NG NG: DFO |  |  |  | N | N |  | 1H | [23 empty] | N | N
16558 | City of Salem - (VA) | 56519 | Salem Electric Department | VA | Salem City | 1 | Petroleum Liquids | IC |  | S | X | X |  |  | 1.3 | 0.8 | 1.3 | 1.3 | 0.1 | N |  |  | SB | Y | 12 | 2007 |  |  | N | Electric Utility | 1 | X T: X; NG NG: DFO |  |  |  | N | N |  | 10M | [23 empty] | N | N | N
57436 | Molson Coors Shenandoah Brewery | 58057 | Molson Coors Shenandoah Brewery | VA | Rockingham | WWTP | Other Waste Biomass | GT |  | S | X | X |  |  | 1.4 | 1 | 1.4 | 1.4 | 0.5 | N |  |  | OP | X | 6 | 2012 |  |  | N | Industrial Non-CHP | 6 | X T: X; NG NG: OBG |  |  |  | N |  |  | 12H | [23 empty] | N | N | N
11560 | City of Manassas - (VA) | 7439 | Godwin Drive Plant | VA | Prince William | C10 | Petroleum Liquids | IC |  | S | X | X |  |  | 1.5 | 0.8 | 1.5 | 1.5 | 0.3 | N |  |  | OP | X | 11 | 1992 |  |  | N | Electric Utility | 1 | X T: X; NG NG: DFO |  |  |  | N | N |  | 10M | [23 empty] | N | N | N
4619 | Town of Culpeper- (VA) | 56367 | Electric Avenue Facility | VA | Culpeper | 4 | Petroleum Liquids | IC |  | S | X | X |  |  | 1.5 | 0.8 | 1.5 | 1.5 | 1 | N |  |  | OP | X | 2 | 1997 |  |  | N | Electric Utility | 1 | X T: X; NG NG: DFO |  |  |  | N | N |  | 10M | [23 empty] | N
11560 | City of Manassas - (VA) | 7438 | Church Street Plant | VA | Prince William | C5 | Petroleum Liquids | IC |  | S | X | X |  |  | 1.6 | 0.8 | 1.5 | 1.5 | 0.3 | N |  |  | OP | X | 2 | 1987 |  |  | N | Electric Utility | 1 | X T: X; NG NG: DFO |  |  |  | N | N |  | 10M | [23 empty] | N | N | N
11560 | City of Manassas - (VA) | 7438 | Church Street Plant | VA | Prince William | C6 | Petroleum Liquids | IC |  | S | X | X |  |  | 1.6 | 0.8 | 1.5 | 1.5 | 0.3 | N |  |  | OP | X | 2 | 1987 |  |  | N | Electric Utility | 1 | X T: X; NG NG: DFO |  |  |  | N | N |  | 10M | [23 empty] | N | N | N
11560 | City of Manassas - (VA) | 7439 | Godwin Drive Plant | VA | Prince William | C7 | Petroleum Liquids | IC |  | S | X | X |  |  | 1.6 | 0.8 | 1.5 | 1.5 | 0.3 | N |  |  | OP | X | 5 | 1990 |  |  | N | Electric Utility | 1 | X T: X; NG NG: DFO |  |  |  | N | N |  | 10M | [23 empty] | N | N | N
11560 | City of Manassas - (VA) | 7439 | Godwin Drive Plant | VA | Prince William | C8 | Petroleum Liquids | IC |  | S | X | X |  |  | 1.6 | 0.8 | 1.5 | 1.5 | 0.3 | N |  |  | OP | X | 5 | 1990 |  |  | N | Electric Utility | 1 | X T: X; NG NG: DFO |  |  |  | N | N |  | 10M | [23 empty] | N | N | N
11560 | City of Manassas - (VA) | 7439 | Godwin Drive Plant | VA | Prince William | C9 | Petroleum Liquids | IC |  | S | X | X |  |  | 1.6 | 0.8 | 1.5 | 1.5 | 0.3 | N |  |  | OP | X | 11 | 1992 |  |  | N | Electric Utility | 1 | X T: X; NG NG: DFO |  |  |  | N | N |  | 10M | [23 empty] | N | N | N
11560 | City of Manassas - (VA) | 7440 | VMEA 1 Credit Gen | VA | Prince William | V10 | Petroleum Liquids | IC |  | J | X | X |  |  | 1.6 | 0.8 | 1.5 | 1.5 | 0.3 | N |  |  | OP | X | 5 | 1990 |  |  | N | Electric Utility | 1 | X T: X; NG NG: DFO |  |  |  | N | N |  | 10M | [23 empty] | N | N | N
11560 | City of Manassas - (VA) | 7440 | VMEA 1 Credit Gen | VA | Prince William | V3 | Petroleum Liquids | IC |  | J | X | X |  |  | 1.6 | 0.8 | 1.5 | 1.5 | 0.3 | N |  |  | OP | X | 5 | 1990 |  |  | N | Electric Utility | 1 | X T: X; NG NG: DFO |  |  |  | N | N |  | 10M | [23 empty] | N | N | N
11560 | City of Manassas - (VA) | 7440 | VMEA 1 Credit Gen | VA | Prince William | V4 | Petroleum Liquids | IC |  | J | X | X |  |  | 1.6 | 0.8 | 1.5 | 1.5 | 0.3 | N |  |  | OP | X | 5 | 1990 |  |  | N | Electric Utility | 1 | X T: X; NG NG: DFO |  |  |  | N | N |  | 10M | [23 empty] | N | N | N
11560 | City of Manassas - (VA) | 7440 | VMEA 1 Credit Gen | VA | Prince William | V5 | Petroleum Liquids | IC |  | J | X | X |  |  | 1.6 | 0.8 | 1.5 | 1.5 | 0.3 | N |  |  | OP | X | 5 | 1990 |  |  | N | Electric Utility | 1 | X T: X; NG NG: DFO |  |  |  | N | N |  | 10M | [23 empty] | N | N | N
11560 | City of Manassas - (VA) | 7440 | VMEA 1 Credit Gen | VA | Prince William | V6 | Petroleum Liquids | IC |  | J | X | X |  |  | 1.6 | 0.8 | 1.5 | 1.5 | 0.3 | N |  |  | OP | X | 5 | 1990 |  |  | N | Electric Utility | 1 | X T: X; NG NG: DFO |  |  |  | N | N |  | 10M | [23 empty] | N | N | N
11560 | City of Manassas - (VA) | 7440 | VMEA 1 Credit Gen | VA | Prince William | V7 | Petroleum Liquids | IC |  | J | X | X |  |  | 1.6 | 0.8 | 1.5 | 1.5 | 0.3 | N |  |  | OP | X | 5 | 1990 |  |  | N | Electric Utility | 1 | X T: X; NG NG: DFO |  |  |  | N | N |  | 10M | [23 empty] | N | N | N
11560 | City of Manassas - (VA) | 7440 | VMEA 1 Credit Gen | VA | Prince William | V8 | Petroleum Liquids | IC |  | J | X | X |  |  | 1.6 | 0.8 | 1.5 | 1.5 | 0.3 | N |  |  | OP | X | 5 | 1990 |  |  | N | Electric Utility | 1 | X T: X; NG NG: DFO |  |  |  | N | N |  | 10M | [23 empty] | N | N | N
11560 | City of Manassas - (VA) | 7441 | VMEA Peaking Gen | VA | Prince William | V1 | Petroleum Liquids | IC |  | J | X | X |  |  | 1.6 | 0.8 | 1.5 | 1.5 | 0.3 | N |  |  | OP | X | 11 | 1992 |  |  | N | Electric Utility | 1 | X T: X; NG NG: DFO |  |  |  | N | N |  | 10M | [23 empty] | N | N | N
11560 | City of Manassas - (VA) | 7441 | VMEA Peaking Gen | VA | Prince William | V11 | Petroleum Liquids | IC |  | J | X | X |  |  | 1.6 | 0.8 | 1.5 | 1.5 | 0.3 | N |  |  | OP | X | 7 | 1993 |  |  | N | Electric Utility | 1 | X T: X; NG NG: DFO |  |  |  | N | N |  | 10M | [23 empty] | N | N | N
11560 | City of Manassas - (VA) | 7441 | VMEA Peaking Gen | VA | Prince William | V12 | Petroleum Liquids | IC |  | J | X | X |  |  | 1.6 | 0.8 | 1.5 | 1.5 | 0.3 | N |  |  | OP | X | 7 | 1993 |  |  | N | Electric Utility | 1 | X T: X; NG NG: DFO |  |  |  | N | N |  | 10M | [23 empty] | N | N | N
11560 | City of Manassas - (VA) | 7441 | VMEA Peaking Gen | VA | Prince William | V2 | Petroleum Liquids | IC |  | J | X | X |  |  | 1.6 | 0.8 | 1.5 | 1.5 | 0.3 | N |  |  | OP | X | 11 | 1992 |  |  | N | Electric Utility | 1 | X T: X; NG NG: DFO |  |  |  | N | N |  | 10M | [23 empty] | N | N | N
57230 | MM Prince William Energy LLC | 55156 | MM Prince William Energy | VA | Prince William | UNT3 | Landfill Gas | IC |  | S | X | X |  |  | 1.6 | 0.98 | 1.6 | 1.6 | 0.8 | N |  |  | OP | X | 10 | 2013 |  |  | N | IPP Non-CHP | 2 | X T: X; NG NG: LFG |  |  |  | N | N |  | 10M | [23 empty] | N
57230 | MM Prince William Energy LLC | 55156 | MM Prince William Energy | VA | Prince William | UNT4 | Landfill Gas | IC |  | S | X | X |  |  | 1.6 | 0.98 | 1.6 | 1.6 | 0.8 | N |  |  | OP | X | 10 | 2013 |  |  | N | IPP Non-CHP | 2 | X T: X; NG NG: LFG |  |  |  | N | N |  | 10M | [23 empty] | N
57230 | MM Prince William Energy LLC | 55156 | MM Prince William Energy | VA | Prince William | UNT5 | Landfill Gas | IC |  | S | X | X |  |  | 1.6 | 0.98 | 1.6 | 1.6 | 0.8 | N |  |  | OP | X | 10 | 2013 |  |  | N | IPP Non-CHP | 2 | X T: X; NG NG: LFG |  |  |  | N | N |  | 10M | [23 empty] | N
6715 | City of Franklin - (VA) | 55953 | Pretlow | VA | Southampton | 1 | Petroleum Liquids | IC |  | S | X | X |  |  | 1.6 | 0.8 | 1.6 | 1.6 | 0.5 | N |  |  | OP | X | 4 | 2001 |  |  | N | Electric Utility | 1 | X T: X; NG NG: DFO |  |  |  | N | N |  | 10M | [23 empty] | N |  | N
6715 | City of Franklin - (VA) | 55953 | Pretlow | VA | Southampton | 2 | Petroleum Liquids | IC |  | S | X | X |  |  | 1.6 | 0.8 | 1.6 | 1.6 | 0.5 | N |  |  | OP | X | 4 | 2001 |  |  | N | Electric Utility | 1 | X T: X; NG NG: DFO |  |  |  | N | N |  | 10M | [23 empty] | N |  | N
6715 | City of Franklin - (VA) | 55954 | Downtown | VA | Southampton | 1 | Petroleum Liquids | IC |  | S | X | X |  |  | 1.6 | 0.8 | 1.6 | 1.6 | 0.5 | N |  |  | OP | X | 11 | 1992 |  |  | N | Electric Utility | 1 | X T: X; NG NG: DFO |  |  |  | N | N |  | 10M | [23 empty] | N | N | N
6715 | City of Franklin - (VA) | 55954 | Downtown | VA | Southampton | 2 | Petroleum Liquids | IC |  | S | X | X |  |  | 1.6 | 0.8 | 1.6 | 1.6 | 0.5 | N |  |  | OP | X | 11 | 1992 |  |  | N | Electric Utility | 1 | X T: X; NG NG: DFO |  |  |  | N | N |  | 10M | [23 empty] | N | N | N
57259 | Richmond Energy LLC | 57897 | Richmond Energy | VA | Henrico | UNT1 | Landfill Gas | IC |  | S | X | X |  |  | 1.6 | 0.98 | 1.6 | 1.6 | 1.3 | N |  |  | OP | X | 1 | 2012 |  |  | N | IPP Non-CHP | 2 | X T: X; NG NG: LFG |  |  |  | N | N |  | 1H | [23 empty] | N
57259 | Richmond Energy LLC | 57897 | Richmond Energy | VA | Henrico | UNT2 | Landfill Gas | IC |  | S | X | X |  |  | 1.6 | 0.98 | 1.6 | 1.6 | 1.3 | N |  |  | OP | X | 1 | 2012 |  |  | N | IPP Non-CHP | 2 | X T: X; NG NG: LFG |  |  |  | N | N |  | 1H | [23 empty] | N
57259 | Richmond Energy LLC | 57897 | Richmond Energy | VA | Henrico | UNT3 | Landfill Gas | IC |  | S | X | X |  |  | 1.6 | 0.98 | 1.6 | 1.6 | 1.3 | N |  |  | OP | X | 1 | 2012 |  |  | N | IPP Non-CHP | 2 | X T: X; NG NG: LFG |  |  |  | N | N |  | 1H | [23 empty] | N
57259 | Richmond Energy LLC | 57897 | Richmond Energy | VA | Henrico | UNT4 | Landfill Gas | IC |  | S | X | X |  |  | 1.6 | 0.98 | 1.6 | 1.6 | 1.3 | N |  |  | OP | X | 1 | 2012 |  |  | N | IPP Non-CHP | 2 | X T: X; NG NG: LFG |  |  |  | N | N |  | 1H | [23 empty] | N
11560 | City of Manassas - (VA) | 7797 | Dominion/Lo Mar | VA | Prince William | DOM2 | Petroleum Liquids | IC |  | S | X | X |  |  | 1.8 | 0.8 | 1.7 | 1.7 | 0.3 | N |  |  | OP | X | 8 | 1997 |  |  | N | Electric Utility | 1 | X T: X; NG NG: DFO |  |  |  | N | N |  | 10M | [23 empty] | N | N | N
11560 | City of Manassas - (VA) | 7797 | Dominion/Lo Mar | VA | Prince William | LOM1 | Petroleum Liquids | IC |  | S | X | X |  |  | 1.8 | 0.8 | 1.7 | 1.7 | 0.3 | N |  |  | OP | X | 8 | 1997 |  |  | N | Electric Utility | 1 | X T: X; NG NG: DFO |  |  |  | N | N |  | 10M | [23 empty] | N
11560 | City of Manassas - (VA) | 7797 | Dominion/Lo Mar | VA | Prince William | LOM2 | Petroleum Liquids | IC |  | S | X | X |  |  | 1.8 | 0.8 | 1.7 | 1.7 | 0.3 | N |  |  | OP | X | 8 | 1997 |  |  | N | Electric Utility | 1 | X T: X; NG NG: DFO |  |  |  | N | N |  | 10M | [23 empty] | N
11560 | City of Manassas - (VA) | 7797 | Dominion/Lo Mar | VA | Prince William | LOM3 | Petroleum Liquids | IC |  | S | X | X |  |  | 1.8 | 0.8 | 1.7 | 1.7 | 0.3 | N |  |  | OP | X | 8 | 1997 |  |  | N | Electric Utility | 1 | X T: X; NG NG: DFO |  |  |  | N | N |  | 10M | [23 empty] | N
11560 | City of Manassas - (VA) | 7798 | Gateway Gen | VA | Prince William | 1 | Petroleum Liquids | IC |  | S | X | X |  |  | 1.8 | 0.8 | 1.7 | 1.7 | 0.3 | N |  |  | OP | X | 3 | 1996 |  |  | N | Electric Utility | 1 | X T: X; NG NG: DFO |  |  |  | N | N |  | 10M | [23 empty] | N | N | N
11560 | City of Manassas - (VA) | 7798 | Gateway Gen | VA | Prince William | 2 | Petroleum Liquids | IC |  | S | X | X |  |  | 1.8 | 0.8 | 1.7 | 1.7 | 0.3 | N |  |  | OP | X | 6 | 2009 |  |  | N | Electric Utility | 1 | X T: X; NG NG: DFO |  |  |  | N | N |  | 10M | [23 empty] | N | N | N
16558 | City of Salem - (VA) | 56289 | Salem Street Dept | VA | Salem City | 1 | Petroleum Liquids | IC |  | S | X | X |  |  | 1.8 | 0.8 | 2 | 2 | 0.1 | N |  |  | SB | Y | 7 | 2005 |  |  | N | Commercial Non-CHP | 4 | X T: X; NG NG: DFO |  |  |  | N | N |  | 10M | [20 empty] | N |  |  | N | N | N
4794 | City of Danville - (VA) | 56363 | Danville New Design Plant | VA | Danville City | GEN 1 | Petroleum Liquids | IC |  | S | X | X |  |  | 1.8 | 0.9 | 1.2 | 1.2 | 0.5 | N |  |  | OS | X | 7 | 2005 |  |  | N | Electric Utility | 1 | X T: X; NG NG: DFO |  |  |  | N | N |  | 1H | [23 empty] | N | N | N
4794 | City of Danville - (VA) | 56364 | Danville Kentuck Road Plant | VA | Pittsylvania | GEN 1 | Petroleum Liquids | IC |  | S | X | X |  |  | 1.8 | 0.9 | 1.2 | 1.2 | 0.5 |  |  |  | OS | X | 7 | 2005 |  |  | N | Electric Utility | 1 | X T: X; NG NG: DFO |  |  |  | N | N |  | 1H | [23 empty] | N | N | N
4619 | Town of Culpeper- (VA) | 56367 | Electric Avenue Facility | VA | Culpeper | 1 | Petroleum Liquids | IC |  | S | X | X |  |  | 1.8 | 0.8 | 1.8 | 1.8 | 1.8 | N |  |  | OP | X | 12 | 2004 |  |  | N | Electric Utility | 1 | X T: X; NG NG: DFO |  |  |  | N |  |  | 10M | [23 empty] | N |  | N
4619 | Town of Culpeper- (VA) | 56367 | Electric Avenue Facility | VA | Culpeper | 2 | Petroleum Liquids | IC |  | S | X | X |  |  | 1.8 | 0.8 | 1.8 | 1.8 | 1.8 | N |  |  | OP | X | 12 | 2004 |  |  | N | Electric Utility | 1 | X T: X; NG NG: DFO |  |  |  | N | N |  | 10M | [23 empty] | N |  | N
4619 | Town of Culpeper- (VA) | 56367 | Electric Avenue Facility | VA | Culpeper | 3 | Petroleum Liquids | IC |  | S | X | X |  |  | 1.8 | 0.8 | 1.8 | 1.8 | 1.8 | N |  |  | OP | X | 12 | 2004 |  |  | N | Electric Utility | 1 | X T: X; NG NG: DFO |  |  |  | N | N |  | 10M | [23 empty] | N |  | N
11560 | City of Manassas - (VA) | 56368 | Water Treatment Plant Generators | VA | Prince William | WP1 | Petroleum Liquids | IC |  | S | X | X |  |  | 1.8 | 0.8 | 1.7 | 1.7 | 0.3 | N |  |  | OP | X | 4 | 2007 |  |  | N | Electric Utility | 1 | X T: X; NG NG: DFO |  |  |  | N | N |  | 10M | [23 empty] | N | N | N
1456 | Town of Bedford - (VA) | 63173 | Orange Street G1 | VA | Bedford | 1 | Petroleum Liquids | IC |  | S | X | X | Blue Ridge | Blue Ridge | 1.8 | 0.8 | 1.8 | 1.8 | 1.8 | N |  |  | OP | X | 7 | 2005 |  |  | N | Electric Utility | 1 | X T: X; NG NG: DFO |  |  |  | N | N |  | 10M | [23 empty] | N | N | N
56609 | Calpine Mid-Atlantic Generation LLC | 3782 | Bayview | VA | Northampton | BAYV | Petroleum Liquids | IC |  | S | X | X | 50872 | 50872 | 2 | 0.8 | 2.1 | 2.1 | 2 | N |  |  | SB | Y | 10 | 1963 |  |  | N | IPP Non-CHP | 2 | X T: X; NG NG: DFO |  |  |  | N | N |  | 1H | [23 empty] | N | N
56609 | Calpine Mid-Atlantic Generation LLC | 3782 | Bayview | VA | Northampton | BYV2 | Petroleum Liquids | IC |  | S | X | X | 50873 | 50873 | 2 | 0.8 | 2.1 | 2.1 | 2 | N |  |  | SB | Y | 10 | 1963 |  |  | N | IPP Non-CHP | 2 | X T: X; NG NG: DFO |  |  |  | N | N |  | 1H | [23 empty] | N | N
56609 | Calpine Mid-Atlantic Generation LLC | 3782 | Bayview | VA | Northampton | BYV3 | Petroleum Liquids | IC |  | S | X | X | 50874 | 50874 | 2 | 0.8 | 2.1 | 2.1 | 2 | N |  |  | SB | Y | 10 | 1963 |  |  | N | IPP Non-CHP | 2 | X T: X; NG NG: DFO |  |  |  | N | N |  | 1H | [23 empty] | N | N
56609 | Calpine Mid-Atlantic Generation LLC | 3782 | Bayview | VA | Northampton | BYV4 | Petroleum Liquids | IC |  | S | X | X | 50875 | 50875 | 2 | 0.8 | 2.1 | 2.1 | 2 | N |  |  | SB | Y | 10 | 1963 |  |  | N | IPP Non-CHP | 2 | X T: X; NG NG: DFO |  |  |  | N |  |  | 1H | [23 empty] | N
56609 | Calpine Mid-Atlantic Generation LLC | 3782 | Bayview | VA | Northampton | BYV5 | Petroleum Liquids | IC |  | S | X | X | 50876 | 50876 | 2 | 0.8 | 2.1 | 2.1 | 2 | N |  |  | SB | Y | 10 | 1963 |  |  | N | IPP Non-CHP | 2 | X T: X; NG NG: DFO |  |  |  | N |  |  | 1H | [23 empty] | N
56609 | Calpine Mid-Atlantic Generation LLC | 3782 | Bayview | VA | Northampton | BYV6 | Petroleum Liquids | IC |  | S | X | X | 50877 | 50877 | 2 | 0.8 | 2.1 | 2.1 | 2 | N |  |  | SB | Y | 10 | 1963 |  |  | N | IPP Non-CHP | 2 | X T: X; NG NG: DFO |  |  |  | N |  |  | 1H | [23 empty] | N
11560 | City of Manassas - (VA) | 7440 | VMEA 1 Credit Gen | VA | Prince William | V9-1 | Petroleum Liquids | IC |  | J | X | X |  |  | 2 | 0.8 | 1.8 | 1.8 | 0.3 | N |  |  | OP | X | 4 | 2009 |  |  | N | Electric Utility | 1 | X T: X; NG NG: DFO |  |  |  | N | N |  | 10M | [23 empty] | N | N | N
40229 | Old Dominion Electric Coop | 7940 | Ponton Diesel Generating Facility | VA | Amelia | 1 | Petroleum Liquids | IC |  | S | X | X |  |  | 2 | 0.8 | 2 | 2 | 0.2 | N |  |  | SB | Y | 12 | 2002 |  |  | N | Electric Utility | 1 | X T: X; NG NG: DFO |  |  |  | N | N |  | 10M | [20 empty] | N |  |  | N | N
40229 | Old Dominion Electric Coop | 7940 | Ponton Diesel Generating Facility | VA | Amelia | 2 | Petroleum Liquids | IC |  | S | X | X |  |  | 2 | 0.8 | 2 | 2 | 0.2 | N |  |  | SB | Y | 12 | 2002 |  |  | N | Electric Utility | 1 | X T: X; NG NG: DFO |  |  |  | N | N |  | 10M | [20 empty] | N |  |  | N | N
40229 | Old Dominion Electric Coop | 7941 | Nottoway Diesel Generating Facility | VA | Southampton | 1 | Petroleum Liquids | IC |  | S | X | X |  |  | 2 | 0.8 | 2 | 2 | 0.2 | N |  |  | SB | Y | 11 | 2002 |  |  | N | Electric Utility | 1 | X T: X; NG NG: DFO |  |  |  | N | N |  | 10M | [20 empty] | N |  |  | N | N
40229 | Old Dominion Electric Coop | 7941 | Nottoway Diesel Generating Facility | VA | Southampton | 2 | Petroleum Liquids | IC |  | S | X | X |  |  | 2 | 0.8 | 2 | 2 | 0.2 | N |  |  | SB | Y | 11 | 2002 |  |  | N | Electric Utility | 1 | X T: X; NG NG: DFO |  |  |  | N | N |  | 10M | [20 empty] | N |  |  | N | N
8198 | City of Harrisonburg - (VA) | 56004 | Mount Clinton | VA | Rockingham | D-2 | Petroleum Liquids | IC |  | S | X | X |  |  | 2 | 0.8 | 2 | 2 | 0.5 | N |  |  | OP | X | 9 | 2002 |  |  | N | Electric Utility | 1 | X T: X; NG NG: DFO |  |  |  | N | N |  | 10M | [23 empty] | N | N | N
8198 | City of Harrisonburg - (VA) | 56004 | Mount Clinton | VA | Rockingham | D-3 | Petroleum Liquids | IC |  | S | X | X |  |  | 2 | 0.8 | 2 | 2 | 0.5 | N |  |  | OP | X | 9 | 2002 |  |  | N | Electric Utility | 1 | X T: X; NG NG: DFO |  |  |  | N | N |  | 10M | [23 empty] | N | N | N
8198 | City of Harrisonburg - (VA) | 56004 | Mount Clinton | VA | Rockingham | D-5 | Petroleum Liquids | IC |  | S | X | X |  |  | 2 | 0.8 | 2 | 2 | 0.5 | N |  |  | OP | X | 4 | 2004 |  |  | N | Electric Utility | 1 | X T: X; NG NG: DFO |  |  |  | N | N |  | 10M | [23 empty] | N | N | N
8198 | City of Harrisonburg - (VA) | 56004 | Mount Clinton | VA | Rockingham | D-7 | Petroleum Liquids | IC |  | S | X | X |  |  | 2 | 0.8 | 2 | 2 | 0.5 | N |  |  | OP | X | 11 | 2009 |  |  | N | Electric Utility | 1 | X T: X; NG NG: DFO |  |  |  | N | N |  | 10M | [23 empty] | N | N | N
8198 | City of Harrisonburg - (VA) | 56004 | Mount Clinton | VA | Rockingham | D-8 | Petroleum Liquids | IC |  | S | X | X |  |  | 2 | 0.8 | 2 | 2 | 0.5 | N |  |  | OP | X | 11 | 2009 |  |  | N | Electric Utility | 1 | X T: X; NG NG: DFO |  |  |  | N | N |  | 10M | [23 empty] | N | N | N
8198 | City of Harrisonburg - (VA) | 56005 | Pleasant Valley (VA) | VA | Rockingham | D-4 | Petroleum Liquids | IC |  | S | X | X |  |  | 2 | 0.8 | 2 | 2 | 0.5 | N |  |  | OP | X | 9 | 2002 |  |  | N | Electric Utility | 1 | X T: X; NG NG: DFO |  |  |  | N | N |  | 10M | [23 empty] | N | N | N
8198 | City of Harrisonburg - (VA) | 56005 | Pleasant Valley (VA) | VA | Rockingham | D-6 | Petroleum Liquids | IC |  | S | X | X |  |  | 2 | 0.8 | 2 | 2 | 0.5 | N |  |  | OP | X | 9 | 2006 |  |  | N | Electric Utility | 1 | X T: X; NG NG: DFO |  |  |  | N | N |  | 10M | [23 empty] | N | N | N
16558 | City of Salem - (VA) | 56288 | Salem Water Plant | VA | Salem City | 1 | Petroleum Liquids | IC |  | S | X | X |  |  | 2 | 0.8 | 2 | 2 | 0.1 | N |  |  | SB | Y | 8 | 2003 |  |  | N | Commercial Non-CHP | 4 | X T: X; NG NG: DFO |  |  |  | N | N |  | 10M | [20 empty] | Y | 6 | 2021 | N | N | N
40229 | Old Dominion Electric Coop | 60234 | Belle Haven Diesel Generation Facility | VA | Accomack | BDG10 | Petroleum Liquids | IC |  | S | X | X |  |  | 2 | 0.8 | 2 | 2 | 0.2 | N |  |  | SB | Y | 11 | 2002 |  |  | N | Electric Utility | 1 | X T: X; NG NG: DFO |  |  |  | N | N |  | 10M | [20 empty] | N |  |  | N | N
40229 | Old Dominion Electric Coop | 60234 | Belle Haven Diesel Generation Facility | VA | Accomack | BDG9 | Petroleum Liquids | IC |  | S | X | X |  |  | 2 | 0.8 | 2 | 2 | 0.2 | N |  |  | SB | Y | 11 | 2002 |  |  | N | Electric Utility | 1 | X T: X; NG NG: DFO |  |  |  | N | N |  | 10M | [20 empty] | N |  |  | N | N
40229 | Old Dominion Electric Coop | 60235 | Perdue Diesel Generation Facility | VA | Accomack | PDG5 | Petroleum Liquids | IC |  | S | X | X |  |  | 2 | 0.8 | 2 | 2 | 0.2 | N |  |  | SB | Y | 11 | 2002 |  |  | N | Electric Utility | 1 | X T: X; NG NG: DFO |  |  |  | N | N |  | 10M | [20 empty] | N |  |  | N | N
40229 | Old Dominion Electric Coop | 60235 | Perdue Diesel Generation Facility | VA | Accomack | PDG6 | Petroleum Liquids | IC |  | S | X | X |  |  | 2 | 0.8 | 2 | 2 | 0.2 | N |  |  | SB | Y | 11 | 2002 |  |  | N | Electric Utility | 1 | X T: X; NG NG: DFO |  |  |  | N | N |  | 10M | [20 empty] | N |  |  | N | N
40229 | Old Dominion Electric Coop | 60236 | Onancock Diesel Generation Facility | VA | Accomack | ODG7 | Petroleum Liquids | IC |  | S | X | X |  |  | 2 | 0.8 | 2 | 2 | 0.2 | N |  |  | SB | Y | 11 | 2002 |  |  | N | Electric Utility | 1 | X T: X; NG NG: DFO |  |  |  | N | N |  | 10M | [20 empty] | N |  |  | N | N
40229 | Old Dominion Electric Coop | 60236 | Onancock Diesel Generation Facility | VA | Accomack | ODG8 | Petroleum Liquids | IC |  | S | X | X |  |  | 2 | 0.8 | 2 | 2 | 0.2 | N |  |  | SB | Y | 11 | 2002 |  |  | N | Electric Utility | 1 | X T: X; NG NG: DFO |  |  |  | N | N |  | 10M | [20 empty] | N |  |  | N | N
54842 | WM Renewable Energy LLC | 57022 | Waste Management King George LFGTE | VA | King George | GEN1 | Landfill Gas | GT |  | S | X | X | PNODE74008741 | PNODE74008741 | 3.3 | 0.98 | 2.8 | 3.2 | 1 | N |  |  | OP | X | 5 | 2010 |  |  | N | IPP Non-CHP | 2 | X T: X; NG NG: LFG | [6 empty] | 1H | [23 empty] | N | N | N
54842 | WM Renewable Energy LLC | 57022 | Waste Management King George LFGTE | VA | King George | GEN2 | Landfill Gas | GT |  | S | X | X | PNODE74008741 | PNODE74008741 | 3.3 | 0.98 | 2.8 | 3.2 | 1 | N |  |  | OP | X | 5 | 2010 |  |  | N | IPP Non-CHP | 2 | X T: X; NG NG: LFG | [6 empty] | 1H | [23 empty] | N | N | N
54842 | WM Renewable Energy LLC | 57022 | Waste Management King George LFGTE | VA | King George | GEN3 | Landfill Gas | GT |  | S | X | X | PNODE74008741 | PNODE74008741 | 3.3 | 0.98 | 2.8 | 3.2 | 1 | N |  |  | OP | X | 5 | 2010 |  |  | N | IPP Non-CHP | 2 | X T: X; NG NG: LFG | [6 empty] | 1H | [23 empty] | N | N | N
54842 | WM Renewable Energy LLC | 57022 | Waste Management King George LFGTE | VA | King George | GEN4 | Landfill Gas | GT |  | S | X | X | PNODE74008741 | PNODE74008741 | 3.3 | 0.98 | 2.9 | 3.3 | 1 | N |  |  | OP | X | 6 | 2011 |  |  | N | IPP Non-CHP | 2 | X T: X; NG NG: LFG |  |  |  | N |  |  | 1H | [23 empty] | N | N | N
17465 | WestRock-West Point Mill | 10017 | WestRock-West Point Mill | VA | King William | GEN8 | Wood/Wood Waste Biomass | ST |  | S | X | X |  |  | 5 | 0.8 | 5 | 5 | 1.8 | N |  |  | OS | X | 1 | 1954 |  |  | Y | Industrial CHP | 7 | T | BLQ | NG | WDS | BIT | SLW | RFO | NG |  |  |  | N | N |  | OVER |  | Y |  | Y | Y | [18 empty] | Y | Y | N
22218 | U S Army-Radford | 52072 | Radford Army Ammunition Plant | VA | Montgomery | GEN1 | Natural Gas Steam Turbine | ST |  | S | X | X |  |  | 6 | 0.85 | 5.6 | 5.6 | 2 | N |  |  | OP | X | 1 | 1990 |  |  | N | Industrial Non-CHP | 6 | X T: X; LFG BLQ: NG; LFG NG: DFO; LFG NG: NG |  |  |  | N | N |  | 12H |  | N | [21 empty] | Y | N | N
22218 | U S Army-Radford | 52072 | Radford Army Ammunition Plant | VA | Montgomery | GEN2 | Natural Gas Steam Turbine | ST |  | S | X | X |  |  | 6 | 0.85 | 5.6 | 5.6 | 2 | N |  |  | OP | X | 1 | 1990 |  |  | N | Industrial Non-CHP | 6 | X T: X; LFG BLQ: NG; LFG NG: DFO; LFG NG: NG |  |  |  | N | N |  | 12H |  | N | [21 empty] | Y | N | N
22218 | U S Army-Radford | 52072 | Radford Army Ammunition Plant | VA | Montgomery | GEN3 | Natural Gas Steam Turbine | ST |  | S | X | X |  |  | 6 | 0.85 | 5.6 | 5.6 | 2 | N |  |  | OP | X | 1 | 1990 |  |  | N | Industrial Non-CHP | 6 | X T: X; LFG BLQ: NG; LFG NG: DFO; LFG NG: NG |  |  |  | N | N |  | 12H |  | N | [21 empty] | Y | N | N
57151 | Celanese Acetate LLC | 52089 | Celanese Acetate LLC | VA | Giles | GEN1 | Natural Gas Steam Turbine | ST |  | S | X | X |  |  | 6 | 0.7 | 6 | 6 | 2 | N |  |  | OP | X | 1 | 1942 |  |  | Y | Industrial CHP | 7 | X T: T; LFG BLQ: NG; LFG NG: DFO; LFG NG: NG |  |  |  | N | N |  | 12H |  | N |  |  | N | [15 empty] | N |  |  | Y | Y | Y
57151 | Celanese Acetate LLC | 52089 | Celanese Acetate LLC | VA | Giles | GEN2 | Natural Gas Steam Turbine | ST |  | S | X | X |  |  | 6 | 0.7 | 6 | 6 | 2 | N |  |  | OP | X | 1 | 1942 |  |  | Y | Industrial CHP | 7 | X T: T; LFG BLQ: NG; LFG NG: DFO; LFG NG: NG |  |  |  | N | N |  | 12H |  | N |  |  | N | [15 empty] | N |  |  | Y | Y | Y
57151 | Celanese Acetate LLC | 52089 | Celanese Acetate LLC | VA | Giles | GEN3 | Natural Gas Steam Turbine | ST |  | S | X | X |  |  | 6 | 0.7 | 6 | 6 | 2 | N |  |  | OP | X | 1 | 1944 |  |  | Y | Industrial CHP | 7 | X T: T; LFG BLQ: NG; LFG NG: DFO; LFG NG: NG |  |  |  | N | N |  | 12H |  | N |  |  | N | [18 empty] | Y | Y | Y
55988 | Virginia Polytechnic Inst and State Unv | 56785 | Virginia Tech Power Plant | VA | Montgomery | WG01 | Natural Gas Steam Turbine | ST |  | S | X | X |  |  | 6.3 | 0.833 | 2.5 | 6.3 | 1 | N |  |  | OA | X | 3 | 1976 |  |  | Y | Commercial CHP | 5 | T | NG | BIT | DFO |  |  |  | WDS |  |  |  | N | N |  | OVER |  | N | Y |  | Y | [18 empty] | Y | Y | Y
12320 | Merck & Co Inc | 52148 | Elkton | VA | Rockingham | GEN1 | Natural Gas Steam Turbine | ST |  | S | X | X |  |  | 7.2 | 0.8 | 6 | 6 | 0.5 | N |  |  | OP | X | 6 | 1982 |  |  | Y | Industrial CHP | 7 | X T: T; LFG BLQ: NG; LFG NG: DFO; LFG NG: NG |  |  |  | N | N |  | 12H | [23 empty] | Y | N | Y
7167 | GP Big Island LLC | 50479 | Georgia-Pacific Big Island | VA | Bedford | GEN1 | Wood/Wood Waste Biomass | ST |  | S | X | X |  |  | 7.5 | 1 | 7 | 7 | 3.5 | N |  |  | OP | X | 6 | 1965 |  |  | Y | Industrial CHP | 7 | T | WDS | NG | OBS |  |  |  | WDS | NG |  |  | N | N |  | 12H |  | N |  |  | N | [18 empty] | Y | Y | N
57151 | Celanese Acetate LLC | 52089 | Celanese Acetate LLC | VA | Giles | GEN4 | Natural Gas Steam Turbine | ST |  | S | X | X |  |  | 9.2 | 0.9 | 9.2 | 9.2 | 2 | N |  |  | OP | X | 1 | 1966 |  |  | Y | Industrial CHP | 7 | X T: T; LFG BLQ: NG; LFG NG: DFO; LFG NG: NG |  |  |  | N | N |  | 12H |  | N |  |  | N | [18 empty] | Y | Y | Y
17465 | WestRock-West Point Mill | 10017 | WestRock-West Point Mill | VA | King William | GEN9 | Wood/Wood Waste Biomass | ST |  | S | X | X |  |  | 10 | 0.8 | 10 | 10 | 4 | N |  |  | OP | X | 10 | 1960 |  |  | Y | Industrial CHP | 7 | T | BLQ | NG | WDS | BIT | SLW | RFO | NG |  |  |  | N | N |  | OVER |  | Y |  | Y | Y | [18 empty] | Y | Y | N
20508 | WestRock Corp | 50900 | Covington Facility | VA | Covington City | GEN3 | Conventional Steam Coal | ST |  | S | X | X |  |  | 10.5 | 0.85 | 10.5 | 10.5 | 5 | N |  |  | OP | X | 1 | 1951 |  |  | Y | Industrial CHP | 7 | T | BIT | NG | WDS | RFO | DFO | BLQ | NG | RFO |  |  | N | N |  | 12H |  | Y |  |  | Y | [18 empty] | Y | Y | Y
11560 | City of Manassas - (VA) | 7797 | Dominion/Lo Mar | VA | Prince William | DOM1 | Petroleum Liquids | GT |  | J | X | X |  |  | 12 | 0.8 | 9 | 9 | 3 | N |  |  | OP | X | 8 | 1997 |  |  | N | Electric Utility | 1 | T T: X; BLQ BIT: DFO |  |  | N | N |  | 10M | [23 empty] | N | N | N
14465 | Philip Morris USA - Park 500 | 50275 | Park 500 Philip Morris USA | VA | Chesterfield | TG3 | Natural Gas Steam Turbine | ST |  | S | X | X |  |  | 13 | 0.8 | 10.5 | 11.5 | 4.5 | N |  |  | OP | X | 9 | 1983 |  |  | Y | Industrial CHP | 7 | T T: T; BLQ BIT: NG; NG NG: DFO; NG NG: NG |  |  | N | N |  | 12H |  | N |  |  | N | [18 empty] | Y | N | Y
8198 | City of Harrisonburg - (VA) | 56004 | Mount Clinton | VA | Rockingham | MC-1 | Petroleum Liquids | GT |  | S | X | X |  |  | 14 | 0.8 | 9 | 12 | 0.5 | N |  |  | OP | X | 5 | 1999 |  |  | N | Electric Utility | 1 | T T: X; BLQ BIT: DFO |  |  | N | N |  | 1H | [23 empty] | N | N | N
4496 | Covanta Alexandria/Arlington | 50663 | Covanta Alexandria/Arlington Energy | VA | Alexandria City | GEN1 | Municipal Solid Waste | ST |  | S | X | X |  |  | 14.5 | 0.9 | 14.5 | 14.5 | 1.5 | N |  |  | OP | X | 10 | 1987 |  |  | N | Commercial Non-CHP | 4 | T T: X; BLQ BIT: MSW; NG NG: MSW |  |  | N | N |  | 12H | [23 empty] | N
4496 | Covanta Alexandria/Arlington | 50663 | Covanta Alexandria/Arlington Energy | VA | Alexandria City | GEN2 | Municipal Solid Waste | ST |  | S | X | X |  |  | 14.5 | 0.9 | 14.5 | 14.5 | 1.5 | N |  |  | OP | X | 10 | 1987 |  |  | N | Commercial Non-CHP | 4 | T T: X; BLQ BIT: MSW; NG NG: MSW |  |  | N | N |  | 12H | [23 empty] | N
17465 | WestRock-West Point Mill | 10017 | WestRock-West Point Mill | VA | King William | GN11 | Wood/Wood Waste Biomass | ST |  | S | X | X |  |  | 15 | 0.85 | 15 | 15 | 7 | N |  |  | OP | X | 8 | 1977 |  |  | Y | Industrial CHP | 7 | T | BLQ | NG | WDS | BIT | SLW | RFO | NG |  |  |  | N | N |  | OVER |  | Y |  | Y | Y | [18 empty] | Y | Y | N
59636 | HP Hood LLC | 59860 | HP Hood CT | VA | Frederick | HHOOD | Natural Gas Fired Combustion Turbine | GT |  | S | X | X | BARTONVI 34.5 KV HPHOODCT | BARTONVI 24.5 KV HPHOODCT | 15 | 0.95 | 15 | 15 | 7 | N |  |  | OP | X | 6 | 2015 |  |  | Y | Industrial CHP | 7 | [11 empty] | N | N |  | 1H | [23 empty] | N | N | N | bar: X T to MSW BLQ
19876 | Virginia Electric & Power Co | 3804 | Possum Point | VA | Prince William | GT1 | Petroleum Liquids | GT |  | S | X | X |  |  | 16 | 0.85 | 12 | 19 | 3 | N |  |  | OP | X | 5 | 1968 |  |  | N | Electric Utility | 1 | X T: X; MSW BLQ: DFO | [6 empty] | 1H | [23 empty] | N
19876 | Virginia Electric & Power Co | 3804 | Possum Point | VA | Prince William | GT2 | Petroleum Liquids | GT |  | S | X | X |  |  | 16 | 0.85 | 12 | 17 | 3 | N |  |  | OP | X | 5 | 1968 |  |  | N | Electric Utility | 1 | X T: X; MSW BLQ: DFO | [6 empty] | 1H | [23 empty] | N
19876 | Virginia Electric & Power Co | 3804 | Possum Point | VA | Prince William | GT3 | Petroleum Liquids | GT |  | S | X | X |  |  | 16 | 0.85 | 12 | 16 | 3 | N |  |  | OP | X | 5 | 1968 |  |  | N | Electric Utility | 1 | X T: X; MSW BLQ: DFO | [6 empty] | 1H | [23 empty] | N
19876 | Virginia Electric & Power Co | 3804 | Possum Point | VA | Prince William | GT4 | Petroleum Liquids | GT |  | S | X | X |  |  | 16 | 0.85 | 12 | 18 | 3 | N |  |  | OP | X | 5 | 1968 |  |  | N | Electric Utility | 1 | X T: X; MSW BLQ: DFO | [6 empty] | 1H | [23 empty] | N
19876 | Virginia Electric & Power Co | 3804 | Possum Point | VA | Prince William | GT5 | Petroleum Liquids | GT |  | S | X | X |  |  | 16 | 0.85 | 12 | 17 | 3 | N |  |  | OP | X | 5 | 1968 |  |  | N | Electric Utility | 1 | X T: X; MSW BLQ: DFO | [6 empty] | 1H | [23 empty] | N
19876 | Virginia Electric & Power Co | 3804 | Possum Point | VA | Prince William | GT6 | Petroleum Liquids | GT |  | S | X | X |  |  | 16 | 0.85 | 12 | 19 | 3 | N |  |  | OP | X | 5 | 1968 |  |  | N | Electric Utility | 1 | X T: X; MSW BLQ: DFO | [6 empty] | 1H | [23 empty] | N
19876 | Virginia Electric & Power Co | 3803 | Chesapeake | VA | Chesapeake City | 6 | Petroleum Liquids | GT |  | S | X | X |  |  | 16.3 | 0.85 | 12 | 16 | 3 | N |  |  | OP | X | 7 | 1969 |  |  | N | Electric Utility | 1 | X T: X; MSW BLQ: DFO |  |  |  | N |  |  | 1H | [23 empty] | N
19876 | Virginia Electric & Power Co | 3803 | Chesapeake | VA | Chesapeake City | GT2 | Petroleum Liquids | GT |  | S | X | X |  |  | 16.3 | 0.85 | 12 | 17 | 3 | N |  |  | OP | X | 3 | 1969 |  |  | N | Electric Utility | 1 | X T: X; MSW BLQ: DFO |  |  |  | N |  |  | 1H | [23 empty] | N
19876 | Virginia Electric & Power Co | 3803 | Chesapeake | VA | Chesapeake City | GT4 | Petroleum Liquids | GT |  | S | X | X |  |  | 16.3 | 0.85 | 12 | 16 | 3 | N |  |  | OP | X | 5 | 1969 |  |  | N | Electric Utility | 1 | X T: X; MSW BLQ: DFO |  |  |  | N |  |  | 1H | [23 empty] | N
19876 | Virginia Electric & Power Co | 7032 | Gravel Neck | VA | Surry | 1 | Petroleum Liquids | GT |  | S | X | X |  |  | 16.3 | 0.85 | 12 | 15 | 0 | N |  |  | OP | X | 8 | 1970 |  |  | N | Electric Utility | 1 | X T: X; MSW BLQ: DFO |  |  |  | N |  |  | 1H | [23 empty] | N
8198 | City of Harrisonburg - (VA) | 56005 | Pleasant Valley (VA) | VA | Rockingham | PV-1 | Petroleum Liquids | GT |  | S | X | X |  |  | 16.5 | 0.8 | 9 | 13 | 0.5 | N |  |  | OP | X | 4 | 1997 |  |  | N | Electric Utility | 1 | X T: X; MSW BLQ: DFO |  |  |  | N | N |  | 1H | [23 empty] | N | N | N
19876 | Virginia Electric & Power Co | 3803 | Chesapeake | VA | Chesapeake City | GT1 | Petroleum Liquids | GT |  | S | X | X |  |  | 18.5 | 0.85 | 15 | 20 | 3 | N |  |  | OP | X | 12 | 1967 |  |  | N | Electric Utility | 1 | X T: X; MSW BLQ: DFO |  |  |  | N |  |  | 1H | [23 empty] | N
20541 | Wheelabrator Environmental Systems | 54998 | Wheelabrator Portsmouth | VA | Portsmouth City | 1410 | Municipal Solid Waste | ST |  | S | X | X |  |  | 20 | 0.8 | 15.5 | 15.3 | 2 | N |  |  | OP | X | 10 | 1987 |  |  | Y | Commercial CHP | 5 | X T: B; MSW BLQ: MSW; MSW NG: DFO; MSW NG: DFO |  |  |  | N | N |  | 12H | [23 empty] | N | N | N
20541 | Wheelabrator Environmental Systems | 54998 | Wheelabrator Portsmouth | VA | Portsmouth City | 1420 | Municipal Solid Waste | ST |  | S | X | X |  |  | 20 | 0.8 | 15.5 | 15.3 | 2 | N |  |  | OP | X | 3 | 1987 |  |  | Y | Commercial CHP | 5 | X T: B; MSW BLQ: MSW; MSW NG: DFO; MSW NG: DFO |  |  |  | N | N |  | 12H | [23 empty] | N | N | N
20541 | Wheelabrator Environmental Systems | 54998 | Wheelabrator Portsmouth | VA | Portsmouth City | 1430 | Municipal Solid Waste | ST |  | S | X | X |  |  | 20 | 0.8 | 15.5 | 15.3 | 2 | N |  |  | OP | X | 2 | 1987 |  |  | Y | Commercial CHP | 5 | X T: B; MSW BLQ: MSW; MSW NG: DFO; MSW NG: DFO |  |  |  | N | N |  | 12H | [23 empty] | N | N | N
19876 | Virginia Electric & Power Co | 3799 | Low Moor | VA | Alleghany | GT1 | Petroleum Liquids | GT |  | S | X | X |  |  | 20.7 | 0.85 | 12 | 17 | 3 | N |  |  | OP | X | 7 | 1971 |  |  | N | Electric Utility | 1 | X T: X; MSW BLQ: DFO | [6 empty] | 1H | [23 empty] | N
19876 | Virginia Electric & Power Co | 3799 | Low Moor | VA | Alleghany | GT2 | Petroleum Liquids | GT |  | S | X | X |  |  | 20.7 | 0.85 | 12 | 16 | 3 | N |  |  | OP | X | 7 | 1971 |  |  | N | Electric Utility | 1 | X T: X; MSW BLQ: DFO | [6 empty] | 1H | [23 empty] | N
19876 | Virginia Electric & Power Co | 3799 | Low Moor | VA | Alleghany | GT3 | Petroleum Liquids | GT |  | S | X | X |  |  | 20.7 | 0.85 | 12 | 15 | 3 | N |  |  | OP | X | 8 | 1971 |  |  | N | Electric Utility | 1 | X T: X; MSW BLQ: DFO | [6 empty] | 1H | [23 empty] | N
19876 | Virginia Electric & Power Co | 3799 | Low Moor | VA | Alleghany | GT4 | Petroleum Liquids | GT |  | S | X | X |  |  | 20.7 | 0.85 | 12 | 17 | 3 | N |  |  | OP | X | 8 | 1971 |  |  | N | Electric Utility | 1 | X T: X; MSW BLQ: DFO | [6 empty] | 1H | [23 empty] | N
19876 | Virginia Electric & Power Co | 3800 | Northern Neck | VA | Richmond | GT1 | Petroleum Liquids | GT |  | S | X | X |  |  | 20.7 | 0.85 | 12 | 18 | 3 | N |  |  | OP | X | 7 | 1971 |  |  | N | Electric Utility | 1 | X T: X; MSW BLQ: DFO | [6 empty] | 1H | [23 empty] | N
19876 | Virginia Electric & Power Co | 3800 | Northern Neck | VA | Richmond | GT2 | Petroleum Liquids | GT |  | S | X | X |  |  | 20.7 | 0.85 | 11 | 17 | 3 | N |  |  | OP | X | 8 | 1971 |  |  | N | Electric Utility | 1 | X T: X; MSW BLQ: DFO | [6 empty] | 1H | [23 empty] | N
19876 | Virginia Electric & Power Co | 3800 | Northern Neck | VA | Richmond | GT3 | Petroleum Liquids | GT |  | S | X | X |  |  | 20.7 | 0.85 | 12 | 17 | 3 | N |  |  | OP | X | 7 | 1971 |  |  | N | Electric Utility | 1 | X T: X; MSW BLQ: DFO | [6 empty] | 1H | [23 empty] | N
19876 | Virginia Electric & Power Co | 3800 | Northern Neck | VA | Richmond | GT4 | Petroleum Liquids | GT |  | S | X | X |  |  | 20.7 | 0.85 | 12 | 18 | 3 | N |  |  | OP | X | 8 | 1971 |  |  | N | Electric Utility | 1 | X T: X; MSW BLQ: DFO | [6 empty] | 1H | [23 empty] | N
19876 | Virginia Electric & Power Co | 7032 | Gravel Neck | VA | Surry | 2 | Petroleum Liquids | GT |  | S | X | X |  |  | 23.8 | 0.85 | 16 | 23 | 0 | N |  |  | OP | X | 12 | 1970 |  |  | N | Electric Utility | 1 | X T: X; MSW BLQ: DFO |  |  |  | N |  |  | 1H | [23 empty] | N
62998 | Cox Enterprises | 63246 | New River Clean Energy | WV | Raleigh | NEW2 | Landfill Gas | IC |  | S | X | X |  |  | 1.6 | 1 | 1.6 | 1.6 | 0.8 | N |  |  | OP | X | 2 | 2017 |  |  | N | IPP Non-CHP | 2 | X T: X; MSW BLQ: LFG |  |  |  | N | N |  | 1H | [23 empty] | N
62998 | Cox Enterprises | 63246 | New River Clean Energy | WV | Raleigh | NEWR1 | Landfill Gas | IC |  | S | X | X |  |  | 1.6 | 1 | 1.6 | 1.6 | 0.8 | N |  |  | OP | X | 2 | 2017 |  |  | N | IPP Non-CHP | 2 | X T: X; MSW BLQ: LFG |  |  |  | N | N |  | 1H | [23 empty] | N
60586 | Westlake Chemical Natrium Plant | 50491 | Axiall Natrium Plant | WV | Marshall | GEN4 | Natural Gas Steam Turbine | ST |  | S | X | X |  |  | 7.5 | 0.9 | 7.5 | 7.5 | 0.5 | N |  |  | OP | X | 1 | 1943 |  |  | Y | Industrial CHP | 7 | X T: T; MSW BLQ: NG; MSW NG: OG; MSW NG: NG |  |  |  | N | N |  | 12H | [23 empty] | N | N | N
19876 | Virginia Electric & Power Co | 3954 | Mt Storm | WV | Grant | JF1 | Petroleum Liquids | GT |  | S | X | X |  |  | 18.5 | 0.85 | 11 | 15 | 5 | N |  |  | OP | X | 10 | 1967 |  |  | N | Electric Utility | 1 | [14 empty] | 1H | [23 empty] | N | bar: X T to MSW BLQ
20153 | Washington Island El Coop, Inc | 4148 | Washington Island | WI | Door | 2 | Petroleum Liquids | IC |  | S | X | X |  |  | 0.1 | 0.8 | 0.1 | 0.1 | 0.1 | N |  |  | OP | X | 8 | 1952 |  |  | N | Electric Utility | 1 | X T: X; MSW BLQ: DFO | [6 empty] | 1H | [23 empty] | N | N | N
20153 | Washington Island El Coop, Inc | 4148 | Washington Island | WI | Door | 3 | Petroleum Liquids | IC |  | S | X | X |  |  | 0.1 | 0.8 | 0.1 | 0.1 | 0.1 | N |  |  | OP | X | 12 | 1945 |  |  | N | Electric Utility | 1 | X T: X; MSW BLQ: DFO | [6 empty] | 1H | [23 empty] | N | N | N
765 | City of Arcadia - (WI) | 4100 | Arcadia Electric | WI | Trempealeau | 4 | Petroleum Liquids | IC |  | S | X | X |  |  | 0.2 | 0.8 | 0.2 | 0.2 | 0.2 | N |  |  | SB | Y | 1 | 1930 |  |  | N | Electric Utility | 1 | X T: X; MSW BLQ: DFO |  |  |  | N | N |  | 1H | [23 empty] | N | N | N
20153 | Washington Island El Coop, Inc | 4148 | Washington Island | WI | Door | 4 | Petroleum Liquids | IC |  | S | X | X |  |  | 0.2 | 0.8 | 0.2 | 0.2 | 0.2 | N |  |  | OP | X | 4 | 1951 |  |  | N | Electric Utility | 1 | X T: X; MSW BLQ: DFO | [6 empty] | 1H | [23 empty] | N | N | N
4627 | City of Cumberland - (WI) | 4112 | Cumberland (WI) | WI | Barron | 2 | Petroleum Liquids | IC |  | S | X | X |  |  | 0.3 | 0.8 | 0.3 | 0.3 | 0.2 | N |  |  | OP | X | 8 | 1939 |  |  | N | Electric Utility | 1 | X T: X; MSW BLQ: DFO; MSW NG: DFO |  |  |  | N | N |  | 1H | [20 empty] | N |  |  | N | N
4627 | City of Cumberland - (WI) | 4112 | Cumberland (WI) | WI | Barron | 3 | Petroleum Liquids | IC |  | S | X | X |  |  | 0.3 | 0.8 | 0.3 | 0.3 | 0.2 | N |  |  | OP | X | 8 | 1939 |  |  | N | Electric Utility | 1 | X T: X; MSW BLQ: DFO; MSW NG: DFO |  |  |  | N | N |  | 1H | [20 empty] | N |  |  | N | N
765 | City of Arcadia - (WI) | 4100 | Arcadia Electric | WI | Trempealeau | 3 | Petroleum Liquids | IC |  | S | X | X |  |  | 0.4 | 0.8 | 0.4 | 0.4 | 0.4 | N |  |  | SB | Y | 1 | 1940 |  |  | N | Electric Utility | 1 | X T: X; MSW BLQ: DFO |  |  |  | N | N |  | 1H | [23 empty] | N | N | N
3156 | Village of Cashton - (WI) | 4107 | Cashton | WI | Monroe | 3 | Petroleum Liquids | IC |  | S | X | X |  |  | 0.4 | 0.8 | 0.4 | 0.4 | 0.4 | N |  |  | OP | X | 8 | 1932 |  |  | N | Electric Utility | 1 | X T: X; MSW BLQ: DFO |  |  |  | N |  |  | 1H | [23 empty] | N
20153 | Washington Island El Coop, Inc | 4148 | Washington Island | WI | Door | 5 | Petroleum Liquids | IC |  | S | X | X |  |  | 0.5 | 0.8 | 0.5 | 0.5 | 0.1 | N |  |  | OP | X | 6 | 1968 |  |  | N | Electric Utility | 1 | X T: X; MSW BLQ: DFO | [6 empty] | 1H | [23 empty] | N | N | N
13815 | Northwestern Wisconsin Elec Co | 55998 | Danbury Diesel | WI | Burnett | IC1 | Petroleum Liquids | IC |  | S | X | X | dpc.nweload | dpc.nweload | 0.5 | 0.8 | 0.5 | 0.5 | 0.1 | N |  |  | OP | X | 3 | 1982 |  |  | N | Electric Utility | 1 | X T: X; MSW BLQ: DFO |  |  |  | N |  |  | 1H | [23 empty] | N
13815 | Northwestern Wisconsin Elec Co | 4020 | Frederic Diesel | WI | Polk | 5 | Petroleum Liquids | IC |  | S | X | X | dpc.nweload | dpc.nweload | 0.6 | 0.8 | 0.5 | 0.5 | 0.1 | N |  |  | OP | X | 12 | 1955 |  |  | N | Electric Utility | 1 | X T: X; MSW BLQ: DFO |  |  |  | N |  |  | 1H | [23 empty] | N
20854 | Winnebago County | 50936 | Winnebago County Landfill Gas | WI | Winnebago | EG2R | Landfill Gas | IC |  | S | X | X |  |  | 0.6 | 1 | 0.6 | 0.6 | 0.4 | N |  |  | OP | X | 1 | 2020 |  |  | N | IPP CHP | 3 | X T: X; MSW BLQ: LFG |  |  |  | N | N |  | 1H | [20 empty] | N |  |  | N | N | N
13815 | Northwestern Wisconsin Elec Co | 55998 | Danbury Diesel | WI | Burnett | IC2 | Petroleum Liquids | IC |  | S | X | X | dpc.nweload | dpc.nweload | 0.6 | 0.8 | 0.5 | 0.5 | 0.1 | N |  |  | OP | X | 12 | 1966 |  |  | N | Electric Utility | 1 | X T: X; MSW BLQ: DFO |  |  |  | N |  |  | 1H | [23 empty] | N
58186 | GL Dairy Biogas LLC | 58219 | GL Dairy Biogas | WI | Dane | 633 | Other Waste Biomass | IC |  | S | X | X |  |  | 0.6 | 1 | 0.6 | 0.6 | 0.3 | N |  |  | OP | X | 11 | 2013 |  |  | N | IPP Non-CHP | 2 | X T: X; MSW BLQ: OBG | [6 empty] | 1H | [23 empty] | N
4715 | Dahlberg Light & Power Co | 3976 | Gordon | WI | Douglas | 3 | Petroleum Liquids | IC |  | S | X | X |  |  | 0.7 | 0.8 | 0.7 | 0.7 | 0.7 | N |  |  | SB | Y | 8 | 1955 |  |  | N | Electric Utility | 1 | X T: X; MSW BLQ: DFO |  |  |  | N | N |  | 1H | [23 empty] | N
4715 | Dahlberg Light & Power Co | 3976 | Gordon | WI | Douglas | 4 | Petroleum Liquids | IC |  | S | X | X |  |  | 0.7 | 0.8 | 0.7 | 0.7 | 0.7 | N |  |  | SB | Y | 8 | 1949 |  |  | N | Electric Utility | 1 | X T: X; MSW BLQ: DFO |  |  |  | N |  |  | 1H | [23 empty] | N
13815 | Northwestern Wisconsin Elec Co | 4020 | Frederic Diesel | WI | Polk | 2 | Petroleum Liquids | IC |  | S | X | X | dpc.nweload | dpc.nweload | 0.7 | 0.8 | 0.7 | 0.7 | 0.1 | N |  |  | OP | X | 12 | 1948 |  |  | N | Electric Utility | 1 | X T: X; MSW BLQ: DFO |  |  |  | N |  |  | 1H | [23 empty] | N
13815 | Northwestern Wisconsin Elec Co | 4020 | Frederic Diesel | WI | Polk | 3 | Petroleum Liquids | IC |  | S | X | X | dpc.nweload | dpc.nweload | 0.7 | 0.8 | 0.7 | 0.7 | 0.1 | N |  |  | OP | X | 12 | 1949 |  |  | N | Electric Utility | 1 | X T: X; MSW BLQ: DFO |  |  |  | N |  |  | 1H | [23 empty] | N
13815 | Northwestern Wisconsin Elec Co | 4020 | Frederic Diesel | WI | Polk | 4 | Petroleum Liquids | IC |  | S | X | X | dpc.nweload | dpc.nweload | 0.7 | 0.8 | 0.6 | 0.6 | 0.1 | N |  |  | OP | X | 12 | 1955 |  |  | N | Electric Utility | 1 | X T: X; MSW BLQ: DFO |  |  |  | N |  |  | 1H | [23 empty] | N
13815 | Northwestern Wisconsin Elec Co | 4021 | Grantsburg Diesel | WI | Burnett | 1A | Petroleum Liquids | IC |  | S | X | X | nsp.nweload | nsp.nweload | 0.7 | 0.8 | 0.8 | 0.8 | 0.1 | N |  |  | OP | X | 3 | 1995 |  |  | N | Electric Utility | 1 | X T: X; MSW BLQ: DFO |  |  |  | N |  |  | 1H | [23 empty] | N
13815 | Northwestern Wisconsin Elec Co | 4021 | Grantsburg Diesel | WI | Burnett | 2 | Petroleum Liquids | IC |  | S | X | X | nsp.nweload | sp.nweload | 0.7 | 0.8 | 0.8 | 0.8 | 0.1 | N |  |  | OP | X | 12 | 1963 |  |  | N | Electric Utility | 1 | X T: X; MSW BLQ: DFO |  |  |  | N |  |  | 1H | [23 empty] | N
4627 | City of Cumberland - (WI) | 4112 | Cumberland (WI) | WI | Barron | 1 | Petroleum Liquids | IC |  | S | X | X |  |  | 0.7 | 0.8 | 0.7 | 0.7 | 0.6 | N |  |  | OP | X | 2 | 1945 |  |  | N | Electric Utility | 1 | X T: X; MSW BLQ: DFO; MSW NG: DFO |  |  |  | N | N |  | 1H | [20 empty] | N |  |  | N | N
58303 | Energy Systems Group LLC | 59810 | Dairyland WTE Plant | WI | Brown | GEN1 | Other Waste Biomass | IC |  | W | X | X |  |  | 0.7 | 0.8 | 0.7 | 0.7 | 0.1 | N |  |  | OP | X | 1 | 2012 |  |  | N | IPP Non-CHP | 2 | X T: X; MSW BLQ: OBG |  |  |  | N | N |  | 1H | [23 empty] | N | N | N
58303 | Energy Systems Group LLC | 59810 | Dairyland WTE Plant | WI | Brown | GEN2 | Other Waste Biomass | IC |  | W | X | X |  |  | 0.7 | 0.8 | 0.7 | 0.7 | 0.1 | N |  |  | OP | X | 1 | 2012 |  |  | N | IPP Non-CHP | 2 | X T: X; MSW BLQ: OBG |  |  |  | N | N |  | 1H | [23 empty] | N | N | N
1278 | City of Barron - (WI) | 4102 | Barron | WI | Barron | 7 | Petroleum Liquids | IC |  | S | X | X |  |  | 0.8 | 0.8 | 0.6 | 0.6 | 0.4 | N |  |  | OS | X | 3 | 1944 |  |  | N | Electric Utility | 1 | X T: X; MSW BLQ: DFO |  |  |  | N | N |  | 1H | [23 empty] | N | N | N
54842 | WM Renewable Energy LLC | 50576 | Metro Gas Recovery | WI | Milwaukee | GEN3 | Landfill Gas | IC |  | S | X | X | WE | WE | 0.8 | 0.98 | 0.8 | 0.8 | 0.5 | N |  |  | OP | X | 2 | 2000 |  |  | N | IPP Non-CHP | 2 | X T: X; MSW BLQ: LFG |  |  |  | N |  |  | 1H | [23 empty] | N | N | N
54842 | WM Renewable Energy LLC | 50576 | Metro Gas Recovery | WI | Milwaukee | GEN4 | Landfill Gas | IC |  | S | X | X | WE | WE | 0.8 | 0.98 | 0.8 | 0.8 | 0.5 | N |  |  | OP | X | 2 | 2000 |  |  | N | IPP Non-CHP | 2 | X T: X; MSW BLQ: LFG |  |  |  | N | N |  | 1H | [23 empty] | N | N | N
54842 | WM Renewable Energy LLC | 50576 | Metro Gas Recovery | WI | Milwaukee | GEN5 | Landfill Gas | IC |  | S | X | X | WE | WE | 0.8 | 0.98 | 0.8 | 0.8 | 0.5 | N |  |  | OP | X | 2 | 2000 |  |  | N | IPP Non-CHP | 2 | X T: X; MSW BLQ: LFG |  |  |  | N | N |  | 1H | [23 empty] | N | N | N
54842 | WM Renewable Energy LLC | 50576 | Metro Gas Recovery | WI | Milwaukee | GEN6 | Landfill Gas | IC |  | S | X | X | WE | WE | 0.8 | 0.98 | 0.8 | 0.8 | 0.5 | N |  |  | OP | X | 2 | 2000 |  |  | N | IPP Non-CHP | 2 | X T: X; MSW BLQ: LFG |  |  |  | N | N |  | 1H | [23 empty] | N | N | N
18028 | State of Wisconsin | 54407 | Waupun Correctional Central Heating Plt | WI | Dodge | 3 | Petroleum Liquids | IC |  | S | X | X |  |  | 0.8 | 0.8 | 0.8 | 0.8 | 0.1 | N |  |  | SB | Y | 6 | 1991 |  |  | N | Commercial CHP | 5 | X T: X; MSW BLQ: DFO; MSW NG: DFO |  |  |  | N | N |  | 10M | [23 empty] | N | N | N
54842 | WM Renewable Energy LLC | 54661 | Pheasant Run Landfill Gas Recovery | WI | Kenosha | GE10 | Landfill Gas | IC |  | S | X | X | WE | WE | 0.8 | 0.98 | 0.8 | 0.8 | 0.5 | N |  |  | OP | X | 7 | 2002 |  |  | N | IPP Non-CHP | 2 | X T: X; MSW BLQ: LFG |  |  |  | N | N |  | 1H | [23 empty] | N | N | N
54842 | WM Renewable Energy LLC | 54661 | Pheasant Run Landfill Gas Recovery | WI | Kenosha | GE11 | Landfill Gas | IC |  | S | X | X | WE | WE | 0.8 | 0.98 | 0.8 | 0.8 | 0.5 | N |  |  | OP | X | 7 | 2002 |  |  | N | IPP Non-CHP | 2 | X T: X; MSW BLQ: LFG |  |  |  | N | N |  | 1H | [23 empty] | N | N | N
54842 | WM Renewable Energy LLC | 54661 | Pheasant Run Landfill Gas Recovery | WI | Kenosha | GEN1 | Landfill Gas | IC |  | S | X | X | WE | WE | 0.8 | 0.98 | 0.8 | 0.8 | 0.5 | N |  |  | OP | X | 2 | 1992 |  |  | N | IPP Non-CHP | 2 | X T: X; MSW BLQ: LFG |  |  |  | N | N |  | 1H | [23 empty] | N | N | N
54842 | WM Renewable Energy LLC | 54661 | Pheasant Run Landfill Gas Recovery | WI | Kenosha | GEN2 | Landfill Gas | IC |  | S | X | X | WE | WE | 0.8 | 0.98 | 0.8 | 0.8 | 0.5 | N |  |  | OP | X | 2 | 1992 |  |  | N | IPP Non-CHP | 2 | X T: X; MSW BLQ: LFG |  |  |  | N | N |  | 1H | [23 empty] | N | N | N
54842 | WM Renewable Energy LLC | 54661 | Pheasant Run Landfill Gas Recovery | WI | Kenosha | GEN3 | Landfill Gas | IC |  | S | X | X | WE | WE | 0.8 | 0.98 | 0.8 | 0.8 | 0.5 | N |  |  | OP | X | 2 | 1996 |  |  | N | IPP Non-CHP | 2 | X T: X; MSW BLQ: LFG |  |  |  | N | N |  | 1H | [23 empty] | N | N | N
54842 | WM Renewable Energy LLC | 54661 | Pheasant Run Landfill Gas Recovery | WI | Kenosha | GEN4 | Landfill Gas | IC |  | S | X | X | WE | WE | 0.8 | 0.98 | 0.8 | 0.8 | 0.5 | N |  |  | OP | X | 2 | 2000 |  |  | N | IPP Non-CHP | 2 | X T: X; MSW BLQ: LFG |  |  |  | N | N |  | 1H | [23 empty] | N | N | N
54842 | WM Renewable Energy LLC | 54661 | Pheasant Run Landfill Gas Recovery | WI | Kenosha | GEN5 | Landfill Gas | IC |  | S | X | X | WE | WE | 0.8 | 0.98 | 0.8 | 0.8 | 0.5 | N |  |  | OP | X | 2 | 2000 |  |  | N | IPP Non-CHP | 2 | X T: X; MSW BLQ: LFG |  |  |  | N | N |  | 1H | [23 empty] | N | N | N
54842 | WM Renewable Energy LLC | 54661 | Pheasant Run Landfill Gas Recovery | WI | Kenosha | GEN6 | Landfill Gas | IC |  | S | X | X | WE | WE | 0.8 | 0.98 | 0.8 | 0.8 | 0.5 | N |  |  | OP | X | 2 | 2000 |  |  | N | IPP Non-CHP | 2 | X T: X; MSW BLQ: LFG |  |  |  | N | N |  | 1H | [23 empty] | N | N | N
54842 | WM Renewable Energy LLC | 54661 | Pheasant Run Landfill Gas Recovery | WI | Kenosha | GEN7 | Landfill Gas | IC |  | S | X | X | WE | WE | 0.8 | 0.98 | 0.8 | 0.8 | 0.5 | N |  |  | OP | X | 2 | 2000 |  |  | N | IPP Non-CHP | 2 | X T: X; MSW BLQ: LFG |  |  |  | N | N |  | 1H | [23 empty] | N | N | N
54842 | WM Renewable Energy LLC | 54661 | Pheasant Run Landfill Gas Recovery | WI | Kenosha | GEN8 | Landfill Gas | IC |  | S | X | X | WE | WE | 0.8 | 0.98 | 0.8 | 0.8 | 0.5 | N |  |  | OP | X | 7 | 2002 |  |  | N | IPP Non-CHP | 2 | X T: X; MSW BLQ: LFG |  |  |  | N | N |  | 1H | [23 empty] | N | N | N
54842 | WM Renewable Energy LLC | 54661 | Pheasant Run Landfill Gas Recovery | WI | Kenosha | GEN9 | Landfill Gas | IC |  | S | X | X | WE | WE | 0.8 | 0.98 | 0.8 | 0.8 | 0.5 | N |  |  | OP | X | 7 | 2002 |  |  | N | IPP Non-CHP | 2 | X T: X; MSW BLQ: LFG |  |  |  | N | N | 0 | 1H | [23 empty] | N | N | N
54842 | WM Renewable Energy LLC | 55925 | Ridgeview | WI | Manitowoc | GEN1 | Landfill Gas | IC |  | S | X | X | WE | WE | 0.8 | 0.98 | 0.8 | 0.8 | 0.5 | N |  |  | OP | X | 9 | 2002 |  |  | N | IPP Non-CHP | 2 | X T: X; MSW BLQ: LFG |  |  |  | N |  |  | 1H | [23 empty] | N
54842 | WM Renewable Energy LLC | 55925 | Ridgeview | WI | Manitowoc | GEN2 | Landfill Gas | IC |  | S | X | X | WE | WE | 0.8 | 0.98 | 0.8 | 0.8 | 0.5 | N |  |  | OP | X | 9 | 2002 |  |  | N | IPP Non-CHP | 2 | X T: X; MSW BLQ: LFG |  |  |  | N |  |  | 1H | [23 empty] | N | N | N
54842 | WM Renewable Energy LLC | 55925 | Ridgeview | WI | Manitowoc | GEN3 | Landfill Gas | IC |  | S | X | X | WE | WE | 0.8 | 0.98 | 0.8 | 0.8 | 0.5 | N |  |  | OP | X | 9 | 2002 |  |  | N | IPP Non-CHP | 2 | X T: X; MSW BLQ: LFG |  |  |  | N |  |  | 1H | [23 empty] | N | N | N
54842 | WM Renewable Energy LLC | 55925 | Ridgeview | WI | Manitowoc | GEN4 | Landfill Gas | IC |  | S | X | X | WE | WE | 0.8 | 0.98 | 0.8 | 0.8 | 0.5 | N |  |  | OP | X | 6 | 2003 |  |  | N | IPP Non-CHP | 2 | X T: X; MSW BLQ: LFG |  |  |  | N |  |  | 1H | [23 empty] | N | N | N
54842 | WM Renewable Energy LLC | 55925 | Ridgeview | WI | Manitowoc | GEN5 | Landfill Gas | IC |  | S | X | X | WE | WE | 0.8 | 0.98 | 0.8 | 0.8 | 0.5 | N |  |  | OP | X | 12 | 2006 |  |  | N | IPP Non-CHP | 2 | X T: X; MSW BLQ: LFG |  |  |  | N |  |  | 1H | [23 empty] | N | N | N
54842 | WM Renewable Energy LLC | 55925 | Ridgeview | WI | Manitowoc | GEN6 | Landfill Gas | IC |  | S | X | X | WE | WE | 0.8 | 0.98 | 0.8 | 0.8 | 0.5 | N |  |  | OP | X | 12 | 2006 |  |  | N | IPP Non-CHP | 2 | X T: X; MSW BLQ: LFG |  |  |  | N |  |  | 1H | [23 empty] | N | N | N
54842 | WM Renewable Energy LLC | 55925 | Ridgeview | WI | Manitowoc | GEN7 | Landfill Gas | IC |  | S | X | X | WE | WE | 0.8 | 0.98 | 0.8 | 0.8 | 0.5 | N |  |  | OP | X | 12 | 2006 |  |  | N | IPP Non-CHP | 2 | X T: X; MSW BLQ: LFG |  |  |  | N |  |  | 1H | [23 empty] | N | N | N
54842 | WM Renewable Energy LLC | 55925 | Ridgeview | WI | Manitowoc | GEN8 | Landfill Gas | IC |  | S | X | X | WE | WE | 0.8 | 0.98 | 0.8 | 0.8 | 0.5 | N |  |  | OP | X | 12 | 2006 |  |  | N | IPP Non-CHP | 2 | X T: X; MSW BLQ: LFG |  |  |  | N |  |  | 1H | [23 empty] | N | N | N
54842 | WM Renewable Energy LLC | 56069 | Berlin Landfill Gas | WI | Green Lake | 1 | Landfill Gas | IC |  | S | X | X | Zonal | Zonal | 0.8 | 0.98 | 0.8 | 0.8 | 0.5 | N |  |  | OP | X | 8 | 2001 |  |  | N | IPP Non-CHP | 2 | X T: X; MSW BLQ: LFG |  |  |  | N |  |  | 1H | [23 empty] | N | N | N
54842 | WM Renewable Energy LLC | 56069 | Berlin Landfill Gas | WI | Green Lake | 2 | Landfill Gas | IC |  | S | X | X | Zonal | Zonal | 0.8 | 0.98 | 0.8 | 0.8 | 0.5 | N |  |  | OP | X | 8 | 2001 |  |  | N | IPP Non-CHP | 2 | X T: X; MSW BLQ: LFG |  |  |  | N |  |  | 1H | [23 empty] | N | N | N
54842 | WM Renewable Energy LLC | 56069 | Berlin Landfill Gas | WI | Green Lake | 3 | Landfill Gas | IC |  | S | X | X | Zonal | Zonal | 0.8 | 0.98 | 0.8 | 0.8 | 0.5 | N |  |  | OP | X | 8 | 2001 |  |  | N | IPP Non-CHP | 2 | X T: X; MSW BLQ: LFG |  |  |  | N |  |  | 1H | [23 empty] | N | N | N
54842 | WM Renewable Energy LLC | 56520 | Deertrack Park Gas Recovery | WI | Jefferson | GEN1 | Landfill Gas | IC |  | S | X | X | WE | WE | 0.8 | 0.98 | 0.8 | 0.8 | 0.5 | N |  |  | OP | X | 2 | 2006 |  |  | N | IPP Non-CHP | 2 | X T: X; MSW BLQ: LFG |  |  |  | N |  |  | 1H | [23 empty] | N | N | N
54842 | WM Renewable Energy LLC | 56520 | Deertrack Park Gas Recovery | WI | Jefferson | GEN2 | Landfill Gas | IC |  | S | X | X | WE | WE | 0.8 | 0.98 | 0.8 | 0.8 | 0.5 | N |  |  | OP | X | 2 | 2006 |  |  | N | IPP Non-CHP | 2 | X T: X; MSW BLQ: LFG |  |  |  | N |  |  | 1H | [23 empty] | N | N | N
54842 | WM Renewable Energy LLC | 56520 | Deertrack Park Gas Recovery | WI | Jefferson | GEN3 | Landfill Gas | IC |  | S | X | X | WE | WE | 0.8 | 0.98 | 0.8 | 0.8 | 0.5 | N |  |  | OP | X | 2 | 2006 |  |  | N | IPP Non-CHP | 2 | X T: X; MSW BLQ: LFG |  |  |  | N |  |  | 1H | [23 empty] | N | N | N
54842 | WM Renewable Energy LLC | 56520 | Deertrack Park Gas Recovery | WI | Jefferson | GEN4 | Landfill Gas | IC |  | S | X | X | WE | WE | 0.8 | 0.98 | 0.8 | 0.8 | 0.5 | N |  |  | OP | X | 2 | 2006 |  |  | N | IPP Non-CHP | 2 | X T: X; MSW BLQ: LFG |  |  |  | N |  |  | 1H | [23 empty] | N | N | N
54842 | WM Renewable Energy LLC | 56520 | Deertrack Park Gas Recovery | WI | Jefferson | GEN5 | Landfill Gas | IC |  | S | X | X | WE | WE | 0.8 | 0.98 | 0.8 | 0.8 | 0.5 | N |  |  | OP | X | 12 | 2007 |  |  | N | IPP Non-CHP | 2 | X T: X; MSW BLQ: LFG |  |  |  | N |  |  | 1H | [23 empty] | N | N | N
54842 | WM Renewable Energy LLC | 56520 | Deertrack Park Gas Recovery | WI | Jefferson | GEN6 | Landfill Gas | IC |  | S | X | X | WE | WE | 0.8 | 0.98 | 0.8 | 0.8 | 0.5 | N |  |  | OP | X | 12 | 2007 |  |  | N | IPP Non-CHP | 2 | X T: X; MSW BLQ: LFG |  |  |  | N |  |  | 1H | [23 empty] | N | N | N
54842 | WM Renewable Energy LLC | 56520 | Deertrack Park Gas Recovery | WI | Jefferson | GEN7 | Landfill Gas | IC |  | S | X | X | WE | WE | 0.8 | 0.98 | 0.8 | 0.8 | 0.5 | N |  |  | OP | X | 12 | 2007 |  |  | N | IPP Non-CHP | 2 | X T: X; MSW BLQ: LFG |  |  |  | N |  |  | 1H | [23 empty] | N | N | N
54842 | WM Renewable Energy LLC | 56520 | Deertrack Park Gas Recovery | WI | Jefferson | GEN8 | Landfill Gas | IC |  | S | X | X | WE | WE | 0.8 | 0.98 | 0.8 | 0.8 | 0.5 | N |  |  | OP | X | 12 | 2007 |  |  | N | IPP Non-CHP | 2 | X T: X; MSW BLQ: LFG |  |  |  | N |  |  | 1H | [23 empty] | N | N | N
54842 | WM Renewable Energy LLC | 56525 | Timberline Trail Gas Recovery | WI | Rusk | GEN1 | Landfill Gas | IC |  | S | X | X | Dairyland Power Coop | Dairyland Power Coop | 0.8 | 0.98 | 0.8 | 0.8 | 0.5 | N |  |  | OP | X | 2 | 2006 |  |  | N | IPP Non-CHP | 2 | X T: X; MSW BLQ: LFG |  |  |  | N |  |  | 1H | [23 empty] | N | N | N
54842 | WM Renewable Energy LLC | 56525 | Timberline Trail Gas Recovery | WI | Rusk | GEN2 | Landfill Gas | IC |  | S | X | X | Dairyland Power Coop | Dairyland Power Coop | 0.8 | 0.98 | 0.8 | 0.8 | 0.5 | N |  |  | OP | X | 2 | 2006 |  |  | N | IPP Non-CHP | 2 | X T: X; MSW BLQ: LFG |  |  |  | N |  |  | 1H | [23 empty] | N | N | N
54842 | WM Renewable Energy LLC | 56525 | Timberline Trail Gas Recovery | WI | Rusk | GEN3 | Landfill Gas | IC |  | S | X | X | Dairyland Power Coop | Dairyland Power Coop | 0.8 | 0.98 | 0.8 | 0.8 | 0.5 | N |  |  | OP | X | 2 | 2006 |  |  | N | IPP Non-CHP | 2 | X T: X; MSW BLQ: LFG |  |  |  | N |  |  | 1H | [23 empty] | N | N | N
54842 | WM Renewable Energy LLC | 56525 | Timberline Trail Gas Recovery | WI | Rusk | GEN4 | Landfill Gas | IC |  | S | X | X | Dairyland Power Coop | Dairyland Power Coop | 0.8 | 0.98 | 0.8 | 0.8 | 0.5 | N |  |  | OP | X | 2 | 2006 |  |  | N | IPP Non-CHP | 2 | X T: X; MSW BLQ: LFG |  |  |  | N |  |  | 1H | [23 empty] | N | N | N
54842 | WM Renewable Energy LLC | 56525 | Timberline Trail Gas Recovery | WI | Rusk | GEN5 | Landfill Gas | IC |  | S | X | X | Dairyland Power Coop | Dairyland Power Coop | 0.8 | 0.98 | 0.8 | 0.8 | 0.5 | N |  |  | OP | X | 12 | 2007 |  |  | N | IPP Non-CHP | 2 | X T: X; MSW BLQ: LFG |  |  |  | N |  |  | 1H | [23 empty] | N | N | N
61266 | Fiber Recovery, Inc | 61652 | Fiber Recovery, Inc. | WI | Marathon | ENG1 | Landfill Gas | IC |  | S | X | X |  |  | 0.8 | 0.8 | 0.8 | 0.8 | 0.2 | N |  |  | OP | X | 1 | 2008 |  |  | Y | IPP CHP | 3 | X T: T; MSW BLQ: LFG |  |  |  | N | N |  | 1H | [23 empty] | N | N | N
61266 | Fiber Recovery, Inc | 61652 | Fiber Recovery, Inc. | WI | Marathon | ENG2 | Landfill Gas | IC |  | S | X | X |  |  | 0.8 | 0.8 | 0.8 | 0.8 | 0.2 | N |  |  | OP | X | 1 | 2008 |  |  | Y | IPP CHP | 3 | X T: T; MSW BLQ: LFG |  |  |  | N | N |  | 1H | [23 empty] | N | N | N
61266 | Fiber Recovery, Inc | 61652 | Fiber Recovery, Inc. | WI | Marathon | ENG3 | Landfill Gas | IC |  | S | X | X |  |  | 0.8 | 0.8 | 0.8 | 0.8 | 0.2 | N |  |  | OP | X | 1 | 2008 |  |  | Y | IPP CHP | 3 | X T: T; MSW BLQ: LFG |  |  |  |  | N |  | 1H | [23 empty] | N | N | N
6274 | City of Fennimore - (WI) | 4114 | Fennimore | WI | Grant | 5 | Petroleum Liquids | IC |  | S | X | X |  |  | 0.9 | 0.8 | 0.9 | 0.9 | 0.5 | N |  |  | SB | Y | 2 | 1952 |  |  | N | Electric Utility | 1 | X T: X; MSW BLQ: DFO |  |  |  | N | N |  | 1H | [23 empty] | N | N | N
20153 | Washington Island El Coop, Inc | 4148 | Washington Island | WI | Door | 6 | Petroleum Liquids | IC |  | S | X | X |  |  | 0.9 | 0.8 | 0.9 | 0.9 | 0.1 | N |  |  | OP | X | 7 | 1972 |  |  | N | Electric Utility | 1 | X T: X; MSW BLQ: DFO | [6 empty] | 1H | [23 empty] | N | N | N
20854 | Winnebago County | 50936 | Winnebago County Landfill Gas | WI | Winnebago | EG3 | Landfill Gas | IC |  | S | X | X |  |  | 0.9 | 1 | 0.9 | 0.9 | 0.7 | N |  |  | OP | X | 2 | 2000 |  |  | N | IPP CHP | 3 | X T: X; MSW BLQ: LFG; MSW NG: NG |  |  |  | N | N |  | 1H | [20 empty] | N |  |  | Y | N | N
11637 | Marathon Electric Mfg Corp | 50990 | Marathon Electric | WI | Marathon | P2-3 | Petroleum Liquids | IC |  | S | X | X |  |  | 0.9 | 0.8 | 0.9 | 0.9 | 0.4 | N |  |  | SB | N | 6 | 1982 | 6 | 2021 | N | Industrial Non-CHP | 6 | X T: X; MSW BLQ: DFO |  |  |  | N | N |  | 1H | [23 empty] | N | N | N
11637 | Marathon Electric Mfg Corp | 50990 | Marathon Electric | WI | Marathon | P2-4 | Petroleum Liquids | IC |  | S | X | X |  |  | 0.9 | 0.8 | 0.9 | 0.9 | 0.4 | N |  |  | SB | N | 6 | 1982 | 6 | 2021 | N | Industrial Non-CHP | 6 | X T: X; MSW BLQ: DFO |  |  |  | N | N |  | 1H | [23 empty] | N | N | N
12619 | Milwaukee Metro Sewerage Dist | 55525 | MMSD South Shore Wastewater | WI | Milwaukee | 1CAT | Other Waste Biomass | IC |  | S | X | X |  |  | 0.9 | 0.95 | 0.9 | 0.9 | 0.1 | N |  |  | OP | X | 2 | 2009 |  |  | Y | Commercial CHP | 5 | X T: T; MSW BLQ: OBG; MSW NG: NG |  |  |  | N | N |  | 1H | [23 empty] | Y | N | N
12619 | Milwaukee Metro Sewerage Dist | 55525 | MMSD South Shore Wastewater | WI | Milwaukee | 2CAT | Other Waste Biomass | IC |  | S | X | X |  |  | 0.9 | 0.95 | 0.9 | 0.9 | 0.1 | N |  |  | OP | X | 1 | 2010 |  |  | Y | Commercial CHP | 5 | X T: T; MSW BLQ: OBG; MSW NG: NG |  |  |  | N | N |  | 1H | [23 empty] | Y | N | N
12619 | Milwaukee Metro Sewerage Dist | 55525 | MMSD South Shore Wastewater | WI | Milwaukee | 3CAT | Other Waste Biomass | IC |  | S | X | X |  |  | 0.9 | 0.95 | 0.9 | 0.9 | 0.1 | N |  |  | OP | X | 1 | 2009 |  |  | Y | Commercial CHP | 5 | X T: T; MSW BLQ: OBG; MSW NG: NG |  |  |  | N | N |  | 1H | [23 empty] | Y | N | N
12619 | Milwaukee Metro Sewerage Dist | 55525 | MMSD South Shore Wastewater | WI | Milwaukee | 4CAT | Other Waste Biomass | IC |  | S | X | X |  |  | 0.9 | 0.95 | 0.9 | 0.9 | 0.1 | N |  |  | OP | X | 1 | 2009 |  |  | Y | Commercial CHP | 5 | X T: T; MSW BLQ: OBG; MSW NG: NG |  |  |  | N | N |  | 1H | [23 empty] | Y | N | N
58709 | Richland Center Renewable Energy LLC | 58834 | Richland Center Renewable Energy LLC | WI | Richland | UNIT1 | Other Waste Biomass | IC |  | S | X | X |  |  | 0.9 | 0.85 | 0.8 | 0.8 | 0.6 | N |  |  | OP | X | 3 | 2013 |  |  | Y | IPP CHP | 3 | X T: T; MSW BLQ: OBG |  |  |  | N | N |  | 10M | [23 empty] | N | N | N
58709 | Richland Center Renewable Energy LLC | 58834 | Richland Center Renewable Energy LLC | WI | Richland | UNIT2 | Other Waste Biomass | IC |  | S | X | X |  |  | 0.9 | 0.85 | 0.8 | 0.8 | 0.6 | N |  |  | OP | X | 3 | 2013 |  |  | Y | IPP CHP | 3 | X T: T; MSW BLQ: OBG; MSW NG: NG |  |  |  | N | N |  | 10M | [23 empty] | Y | N | N
13815 | Northwestern Wisconsin Elec Co | 4021 | Grantsburg Diesel | WI | Burnett | 3 | Petroleum Liquids | IC |  | S | X | X | nsp.nweload | nsp.nweload | 1 | 0.8 | 0.9 | 0.9 | 0.1 | N |  |  | OP | X | 11 | 1968 |  |  | N | Electric Utility | 1 | X T: X; MSW BLQ: DFO |  |  |  | N |  |  | 1H | [23 empty] | N
765 | City of Arcadia - (WI) | 4100 | Arcadia Electric | WI | Trempealeau | 2 | Petroleum Liquids | IC |  | S | X | X |  |  | 1 | 0.8 | 1 | 1 | 0.8 | N |  |  | SB | Y | 1 | 1947 |  |  | N | Electric Utility | 1 | X T: X; MSW BLQ: DFO |  |  |  | N | N |  | 1H | [23 empty] | N | N | N
4715 | Dahlberg Light & Power Co | 7058 | Solon Diesel | WI | Douglas | 1 | Petroleum Liquids | IC |  | S | X | X |  |  | 1 | 0.8 | 0.8 | 0.8 | 0.8 | N |  |  | SB | Y | 1 | 1988 |  |  | N | Electric Utility | 1 | X T: X; MSW BLQ: DFO |  |  |  | N |  |  | 1H | [23 empty] | N
4715 | Dahlberg Light & Power Co | 7058 | Solon Diesel | WI | Douglas | 2 | Petroleum Liquids | IC |  | S | X | X |  |  | 1 | 0.8 | 0.8 | 0.8 | 0.8 | N |  |  | SB | Y | 2 | 1988 |  |  | N | Electric Utility | 1 | X T: X; MSW BLQ: DFO |  |  |  | N |  |  | 1H | [23 empty] | N
4715 | Dahlberg Light & Power Co | 7058 | Solon Diesel | WI | Douglas | 3 | Petroleum Liquids | IC |  | S | X | X |  |  | 1 | 0.8 | 0.8 | 0.8 | 0.8 | N |  |  | SB | Y | 4 | 1989 |  |  | N | Electric Utility | 1 | X T: X; MSW BLQ: DFO |  |  |  | N |  |  | 1H | [23 empty] | N
4715 | Dahlberg Light & Power Co | 7058 | Solon Diesel | WI | Douglas | 4 | Petroleum Liquids | IC |  | S | X | X |  |  | 1 | 0.8 | 0.8 | 0.8 | 0.8 | N |  |  | SB | Y | 4 | 1989 |  |  | N | Electric Utility | 1 | X T: X; MSW BLQ: DFO |  |  |  | N |  |  | 1H | [23 empty] | N
4715 | Dahlberg Light & Power Co | 7058 | Solon Diesel | WI | Douglas | 5 | Petroleum Liquids | IC |  | S | X | X |  |  | 1 | 0.8 | 0.8 | 0.8 | 0.8 | N |  |  | SB | Y | 4 | 1989 |  |  | N | Electric Utility | 1 | X T: X; MSW BLQ: DFO |  |  |  | N |  |  | 1H | [23 empty] | N
4715 | Dahlberg Light & Power Co | 7058 | Solon Diesel | WI | Douglas | 6 | Petroleum Liquids | IC |  | S | X | X |  |  | 1 | 0.8 | 0.8 | 0.8 | 0.8 | N |  |  | SB | Y | 12 | 1995 |  |  | N | Electric Utility | 1 | X T: X; MSW BLQ: DFO |  |  |  | N |  |  | 1H | [23 empty] | N
4715 | Dahlberg Light & Power Co | 7058 | Solon Diesel | WI | Douglas | 7 | Petroleum Liquids | IC |  | S | X | X |  |  | 1 | 0.8 | 0.8 | 0.8 | 0.8 | N |  |  | SB | Y | 12 | 1995 |  |  | N | Electric Utility | 1 | X T: X; MSW BLQ: DFO |  |  |  | N |  |  | 1H | [23 empty] | N
4715 | Dahlberg Light & Power Co | 7058 | Solon Diesel | WI | Douglas | 8 | Petroleum Liquids | IC |  | S | X | X |  |  | 1 | 0.8 | 0.8 | 0.8 | 0.8 | N |  |  | SB | Y | 12 | 1995 |  |  | N | Electric Utility | 1 | X T: X; MSW BLQ: DFO |  |  |  | N |  |  | 1H | [23 empty] | N
20854 | Winnebago County | 50936 | Winnebago County Landfill Gas | WI | Winnebago | EG4 | Landfill Gas | IC |  | S | X | X |  |  | 1 | 1 | 1 | 1 | 0.7 | N |  |  | OP | X | 4 | 2007 |  |  | Y | IPP CHP | 3 | X T: T; MSW BLQ: LFG |  |  |  | N | N |  | 1H | [20 empty] | N |  |  | N | N | N
18028 | State of Wisconsin | 54406 | Capitol Heat and Power | WI | Dane | P31 | Petroleum Liquids | IC |  | S | X | X |  |  | 1 | 0.8 | 1 | 1 | 0.1 | N |  |  | SB | Y | 7 | 2011 |  |  | N | Commercial Non-CHP | 4 | X T: X; MSW BLQ: DFO; MSW NG: DFO |  |  |  | N | N |  | 10M | [23 empty] | N | N | N
18028 | State of Wisconsin | 54406 | Capitol Heat and Power | WI | Dane | P32 | Petroleum Liquids | IC |  | S | X | X |  |  | 1 | 0.8 | 1 | 1 | 0.1 | N |  |  | SB | Y | 7 | 2011 |  |  | N | Commercial Non-CHP | 4 | X T: X; MSW BLQ: DFO; MSW NG: DFO |  |  |  | N | N |  | 10M | [23 empty] | N | N | N
18028 | State of Wisconsin | 54407 | Waupun Correctional Central Heating Plt | WI | Dodge | 1 | Natural Gas Steam Turbine | ST |  | S | X | X |  |  | 1 | 0.8 | 1 | 1 | 0.1 | N |  |  | OP | X | 5 | 1951 |  |  | Y | Commercial CHP | 5 | X T: B; MSW BLQ: NG; MSW NG: DFO; MSW NG: NG | DFO |  |  | N | N |  | 12H | [23 empty] | Y | Y | Y
18028 | State of Wisconsin | 54407 | Waupun Correctional Central Heating Plt | WI | Dodge | 2 | Natural Gas Steam Turbine | ST |  | S | X | X |  |  | 1 | 0.8 | 1 | 1 | 0.2 | N |  |  | OP | X | 5 | 1951 |  |  | Y | Commercial CHP | 5 | X T: B; MSW BLQ: NG; MSW NG: DFO; MSW NG: NG | DFO |  |  | N | N |  | 12H | [23 empty] | Y | Y | Y
54813 | AMERESCO Janesville LLC | 56427 | Ameresco Janesville | WI | Rock | Unit1 | Landfill Gas | IC |  | S | X | X |  |  | 1 | 0.9 | 1 | 1 | 0.5 | N |  |  | OP | X | 10 | 2004 |  |  | N | IPP Non-CHP | 2 | X T: X; MSW BLQ: LFG |  |  |  | N | N |  | 10M | [23 empty] | N | N | N
54813 | AMERESCO Janesville LLC | 56427 | Ameresco Janesville | WI | Rock | Unit2 | Landfill Gas | IC |  | S | X | X |  |  | 1 | 0.9 | 1 | 1 | 0.5 | N |  |  | OP | X | 10 | 2004 |  |  | N | IPP Non-CHP | 2 | X T: X; MSW BLQ: LFG |  |  |  | N | N |  | 10M | [23 empty] | N | N | N
54813 | AMERESCO Janesville LLC | 56427 | Ameresco Janesville | WI | Rock | Unit3 | Landfill Gas | IC |  | S | X | X |  |  | 1 | 0.9 | 1 | 1 | 0.5 | N |  |  | OP | X | 10 | 2004 |  |  | N | IPP Non-CHP | 2 | X T: X; MSW BLQ: LFG |  |  |  | N | N |  | 10M | [23 empty] | N | N | N
1278 | City of Barron - (WI) | 4102 | Barron | WI | Barron | 1A | Petroleum Liquids | IC |  | S | X | X |  |  | 1.1 | 0.8 | 1.1 | 1.1 | 0.5 | N |  |  | SB | Y | 6 | 1998 |  |  | N | Electric Utility | 1 | X T: X; MSW BLQ: DFO |  |  |  | N | N |  | 1H | [23 empty] | N | N | N
1278 | City of Barron - (WI) | 4102 | Barron | WI | Barron | 2A | Petroleum Liquids | IC |  | S | X | X |  |  | 1.1 | 0.8 | 1.1 | 1.1 | 0.5 | N |  |  | SB | Y | 6 | 1998 |  |  | N | Electric Utility | 1 | X T: X; MSW BLQ: DFO |  |  |  | N | N |  | 1H | [23 empty] | N | N | N
1278 | City of Barron - (WI) | 4102 | Barron | WI | Barron | 3A | Petroleum Liquids | IC |  | S | X | X |  |  | 1.1 | 0.8 | 1.1 | 1.1 | 0.5 | N |  |  | SB | Y | 6 | 1998 |  |  | N | Electric Utility | 1 | X T: X; MSW BLQ: DFO |  |  |  | N | N |  | 1H | [23 empty] | N | N | N
1278 | City of Barron - (WI) | 4102 | Barron | WI | Barron | 4 | Petroleum Liquids | IC |  | S | X | X |  |  | 1.1 | 0.8 | 1.1 | 1.1 | 0.5 | N |  |  | SB | Y | 6 | 1998 |  |  | N | Electric Utility | 1 | X T: X; MSW BLQ: DFO |  |  |  | N | N |  | 1H | [23 empty] | N | N | N
3156 | Village of Cashton - (WI) | 4107 | Cashton | WI | Monroe | 5 | Natural Gas Internal Combustion Engine | IC |  | S | X | X |  |  | 1.1 | 0.8 | 1.1 | 1.1 | 1.1 | N |  |  | OP | X | 1 | 1970 |  |  | N | Electric Utility | 1 | X T: X; MSW BLQ: NG; MSW NG: DFO |  |  |  | N |  |  | 1H | [23 empty] | Y | N | Y
6274 | City of Fennimore - (WI) | 4114 | Fennimore | WI | Grant | 4 | Petroleum Liquids | IC |  | S | X | X |  |  | 1.1 | 0.8 | 1.1 | 1.1 | 0.5 | N |  |  | SB | Y | 2 | 1964 |  |  | N | Electric Utility | 1 | X T: X; MSW BLQ: DFO |  |  |  | N | N |  | 1H | [23 empty] | N | N | N
57142 | Gundersen Lutheran Biogas I LLC | 57824 | Onalaska Campus Landfill Biogas | WI | La Crosse | 416LF | Landfill Gas | IC |  | S | X | X | NSP.NSP is the load node closest | NSP.NSP is the load node closest | 1.1 | 1 | 1.1 | 1.1 | 0.5 | N |  |  | OP | X | 3 | 2012 |  |  | N | IPP Non-CHP | 2 | X T: X; MSW BLQ: LFG |  |  |  | N |  |  | 1H | [23 empty] | N
59688 | FCPC Renewable Generation, LLC | 59931 | FCPC Renewable Generation | WI | Milwaukee | GEN1 | Other Waste Biomass | IC |  | S | X | X |  |  | 1.1 | 0.8 | 1 | 1 | 0.3 | N |  |  | OP | X | 10 | 2013 |  |  | Y | IPP CHP | 3 | X T: T; MSW BLQ: OBG |  |  |  | N | N |  | 1H | [23 empty] | N
59688 | FCPC Renewable Generation, LLC | 59931 | FCPC Renewable Generation | WI | Milwaukee | GEN2 | Other Waste Biomass | IC |  | S | X | X |  |  | 1.1 | 0.8 | 1 | 1 | 0.3 | N |  |  | OP | X | 10 | 2013 |  |  | Y | IPP CHP | 3 | X T: T; MSW BLQ: OBG |  |  |  | N | N |  | 1H | [23 empty] | N
765 | City of Arcadia - (WI) | 4100 | Arcadia Electric | WI | Trempealeau | 1 | Petroleum Liquids | IC |  | S | X | X |  |  | 1.3 | 0.8 | 1.3 | 1.3 | 1 | N |  |  | SB | Y | 1 | 1956 |  |  | N | Electric Utility | 1 | X T: X; MSW BLQ: DFO |  |  |  | N | N |  | 1H | [23 empty] | N | N | N
1278 | City of Barron - (WI) | 4102 | Barron | WI | Barron | 8 | Petroleum Liquids | IC |  | S | X | X |  |  | 1.3 | 0.8 | 1.3 | 1.3 | 0.6 | N |  |  | SB | Y | 3 | 1954 |  |  | N | Electric Utility | 1 | X T: X; MSW BLQ: DFO |  |  |  | N | N |  | 1H | [23 empty] | N | N | N
4627 | City of Cumberland - (WI) | 4112 | Cumberland (WI) | WI | Barron | 4 | Petroleum Liquids | IC |  | S | X | X |  |  | 1.3 | 0.8 | 1.2 | 1.2 | 1.2 | N |  |  | OP | X | 5 | 1954 |  |  | N | Electric Utility | 1 | X T: X; MSW BLQ: DFO; MSW NG: DFO |  |  |  | N | N |  | 1H | [20 empty] | N |  |  | N | N
13466 | City of New Lisbon | 4130 | New Lisbon | WI | Juneau | 2 | Petroleum Liquids | IC |  | S | X | X |  |  | 1.3 | 0.8 | 1.2 | 1.2 | 1.1 | N |  |  | OP | X | 1 | 1966 |  |  | N | Electric Utility | 1 | X T: X; MSW BLQ: DFO |  |  |  | N |  |  | 12H | [23 empty] | N
18028 | State of Wisconsin | 54408 | UW Madison Charter Street Plant | WI | Dane | 3 | Petroleum Liquids | IC |  | S | X | X |  |  | 1.3 | 0.9 | 1.3 | 1.3 | 0.1 | N |  |  | SB | Y | 1 | 1965 |  |  | N | Commercial CHP | 5 | X T: X; MSW BLQ: DFO; MSW NG: DFO |  |  |  | N | N |  | 10M | [23 empty] | N | N | N
20854 | Winnebago County | 50936 | Winnebago County Landfill Gas | WI | Winnebago | EG5 | Landfill Gas | IC |  | S | X | X |  |  | 1.4 | 1 | 1.4 | 1.4 | 1 | N |  |  | OP | X | 5 | 2010 |  |  | Y | IPP CHP | 3 | X T: T; MSW BLQ: LFG |  |  |  | N | N |  | 1H | [20 empty] | N |  |  | N | N | N
58186 | GL Dairy Biogas LLC | 58219 | GL Dairy Biogas | WI | Dane | 1426 | Other Waste Biomass | IC |  | S | X | X | MGE.MGE | MGE.MGE | 1.4 | 1 | 1.4 | 1.4 | 0.7 | N |  |  | OP | X | 12 | 2013 |  |  | N | IPP Non-CHP | 2 | X T: X; MSW BLQ: OBG | [6 empty] | 1H | [23 empty] | N
10525 | La Farge Municipal Electric Co | 4124 | La Farge | WI | Vernon | 2A | Petroleum Liquids | IC |  | S | X | X |  |  | 1.5 | 1 | 1.5 | 1.5 | 1.4 | N |  |  | OP | X | 10 | 1990 |  |  | N | Electric Utility | 1 | X T: X; MSW BLQ: DFO |  |  |  | N | N |  | 10M | [23 empty] | N | N | N
18028 | State of Wisconsin | 54407 | Waupun Correctional Central Heating Plt | WI | Dodge | 4 | Petroleum Liquids | IC |  | S | X | X |  |  | 1.5 | 0.8 | 1.5 | 1.5 | 0.2 | N |  |  | SB | Y | 6 | 1998 |  |  | N | Commercial CHP | 5 | X T: X; MSW BLQ: DFO; MSW NG: DFO |  |  |  | N | N |  | 10M | [23 empty] | N | N | N
12619 | Milwaukee Metro Sewerage Dist | 55525 | MMSD South Shore Wastewater | WI | Milwaukee | 1 | Other Waste Biomass | IC |  | S | X | X |  |  | 1.5 | 0.9 | 1.4 | 1.4 | 0.1 | N |  |  | OP | X | 8 | 2000 |  |  | Y | Commercial CHP | 5 | X T: T; MSW BLQ: OBG; MSW NG: NG |  |  |  | N | N |  | 1H | [23 empty] | Y | N | N
56175 | Fairbanks Morse Engine | 56937 | Fairbanks Morse Engine | WI | Rock | IPE | Petroleum Liquids | IC |  | S | X | X |  |  | 1.5 | 0.8 | 1.5 | 1.5 | 1.5 | N |  |  | SB | Y | 5 | 1989 |  |  | N | Industrial Non-CHP | 6 | X T: X; MSW BLQ: DFO |  |  |  | N | N |  | 1H | [20 empty] | N |  |  | N | N | N
61967 | Beloit Memorial Hospital | 62117 | Beloit Memorial Hospital Power Plant | WI | Rock | GEN-1 | Natural Gas Internal Combustion Engine | IC |  | S | X | X |  |  | 1.5 | 0.8 | 1.5 | 1.5 | 0.8 | N |  |  | OP | X | 6 | 2000 |  |  | Y | Commercial CHP | 5 | X T: T; MSW BLQ: NG; MSW NG: DFO |  |  |  | N | N |  | 10M | [20 empty] | N |  |  | Y | N | Y
61967 | Beloit Memorial Hospital | 62117 | Beloit Memorial Hospital Power Plant | WI | Rock | GEN-2 | Natural Gas Internal Combustion Engine | IC |  | S | X | X |  |  | 1.5 | 0.8 | 1.5 | 1.5 | 0.8 | N |  |  | OP | X | 6 | 2000 |  |  | Y | Commercial CHP | 5 | X T: T; MSW BLQ: NG; MSW NG: DFO |  |  |  | N | N |  | 10M | [20 empty] | N |  |  | Y | N | Y
20153 | Washington Island El Coop, Inc | 4148 | Washington Island | WI | Door | 7 | Petroleum Liquids | IC |  | S | X | X |  |  | 1.6 | 0.8 | 1.6 | 1.6 | 0.1 | N |  |  | OP | X | 1 | 1997 |  |  | N | Electric Utility | 1 | X T: X; MSW BLQ: DFO | [6 empty] | 1H | [23 empty] | N | N | N
20153 | Washington Island El Coop, Inc | 4148 | Washington Island | WI | Door | 8 | Petroleum Liquids | IC |  | S | X | X |  |  | 1.6 | 0.8 | 1.6 | 1.6 | 0.1 | N |  |  | OP | X | 1 | 1997 |  |  | N | Electric Utility | 1 | X T: X; MSW BLQ: DFO | [6 empty] | 1H | [23 empty] | N | N | N
56817 | Outagamie Clean Energy Project LLC | 54842 | Outagamie County Co-Generation Facility | WI | Outagamie | G1 | Landfill Gas | IC |  | W | X | X |  |  | 1.6 | 0.8 | 1.6 | 1.6 | 0.7 | N |  |  | OA | X | 2 | 2007 |  |  | Y | IPP CHP | 3 | X T: T; MSW BLQ: LFG |  |  |  | N | N |  | 1H | [23 empty] | N | N | N
56817 | Outagamie Clean Energy Project LLC | 54842 | Outagamie County Co-Generation Facility | WI | Outagamie | G2 | Landfill Gas | IC |  | W | X | X |  |  | 1.6 | 0.8 | 1.6 | 1.6 | 0.7 | N |  |  | OA | X | 2 | 2007 |  |  | Y | IPP CHP | 3 | X T: T; MSW BLQ: LFG |  |  |  | N | N |  | 1H | [23 empty] | N | N | N
56817 | Outagamie Clean Energy Project LLC | 54842 | Outagamie County Co-Generation Facility | WI | Outagamie | G3 | Landfill Gas | IC |  | W | X | X |  |  | 1.6 | 0.8 | 1.6 | 1.6 | 0.7 | N |  |  | OA | X | 2 | 2007 |  |  | Y | IPP CHP | 3 | X T: T; MSW BLQ: LFG |  |  |  | N | N |  | 1H | [23 empty] | N | N | N
56817 | Outagamie Clean Energy Project LLC | 54842 | Outagamie County Co-Generation Facility | WI | Outagamie | G4 | Landfill Gas | IC |  | W | X | X |  |  | 1.6 | 0.8 | 1.6 | 1.6 | 0.7 | N |  |  | OA | X | 7 | 2016 |  |  | N | IPP CHP | 3 | X T: X; MSW BLQ: LFG |  |  |  | N | N |  | 1H | N | N | N | N | N | N | N | [16 empty] | N | N | N
63479 | Viresco Turtle Lake | 58747 | Viresco Turtle Lake | WI | Polk | GEN1 | Other Waste Biomass | IC |  | S | X | X | Midwest ISO | Midwest ISO | 1.6 | 0.8 | 1.6 | 1.6 | 0.4 | N |  |  | OP | X | 9 | 2013 |  |  | Y | IPP CHP | 3 | X T: T; MSW BLQ: OBG |  |  |  | N | N |  | 1H | [23 empty] | N | N | N
63479 | Viresco Turtle Lake | 58747 | Viresco Turtle Lake | WI | Polk | GEN2 | Other Waste Biomass | IC |  | S | X | X | Midwest ISO | Midwest ISO | 1.6 | 0.8 | 1.6 | 1.6 | 0.4 | N |  |  | OP | X | 9 | 2013 |  |  | N | IPP CHP | 3 | X T: X; MSW BLQ: OBG |  |  |  | N | N |  | 1H | [23 empty] | N | N | N
13815 | Northwestern Wisconsin Elec Co | 4020 | Frederic Diesel | WI | Polk | 7 | Petroleum Liquids | IC |  | S | X | X | dpc.nweload | dpc.nweload | 1.7 | 0.8 | 1.8 | 1.8 | 0.1 | N |  |  | OP | X | 9 | 1975 |  |  | N | Electric Utility | 1 | X T: X; MSW BLQ: DFO |  |  |  | N |  |  | 1H | [23 empty] | N
13815 | Northwestern Wisconsin Elec Co | 4020 | Frederic Diesel | WI | Polk | 6 | Petroleum Liquids | IC |  | S | X | X | dpc.nweload | dpc.nweload | 1.8 | 0.8 | 1.7 | 1.7 | 0.1 | N |  |  | OP | X | 12 | 1970 |  |  | N | Electric Utility | 1 | X T: X; MSW BLQ: DFO |  |  |  | N |  |  | 1H | [23 empty] | N
13815 | Northwestern Wisconsin Elec Co | 4021 | Grantsburg Diesel | WI | Burnett | 8 | Petroleum Liquids | IC |  | S | X | X |  |  | 1.8 | 0.8 | 1.8 | 1.8 | 0.1 | N |  |  | OP | X | 6 | 2007 |  |  | N | Electric Utility | 1 | X T: X; MSW BLQ: DFO |  |  |  | N |  |  | 1H | [23 empty] | N
6274 | City of Fennimore - (WI) | 4114 | Fennimore | WI | Grant | 6 | Petroleum Liquids | IC |  | S | X | X |  |  | 1.8 | 0.8 | 1.8 | 1.8 | 0.5 | N |  |  | SB | Y | 12 | 1999 |  |  | N | Electric Utility | 1 | X T: X; MSW BLQ: DFO |  |  |  | N | N |  | 1H | [23 empty] | N | N | N
6274 | City of Fennimore - (WI) | 4114 | Fennimore | WI | Grant | 7 | Petroleum Liquids | IC |  | S | X | X |  |  | 1.8 | 0.8 | 1.8 | 1.8 | 0.5 | N |  |  | SB | Y | 12 | 1999 |  |  | N | Electric Utility | 1 | X T: X; MSW BLQ: DFO |  |  |  | N | N |  | 1H | [23 empty] | N | N | N
6274 | City of Fennimore - (WI) | 4114 | Fennimore | WI | Grant | 8 | Petroleum Liquids | IC |  | S | X | X |  |  | 1.8 | 0.8 | 1.8 | 1.8 | 0.5 | N |  |  | SB | Y | 12 | 1999 |  |  | N | Electric Utility | 1 | X T: X; MSW BLQ: DFO |  |  |  | N | N |  | 1H | [23 empty] | N | N | N
19867 | Village of Viola - (WI) | 4139 | Viola | WI | Richland | 3 | Petroleum Liquids | IC |  | S | X | X |  |  | 1.8 | 1 | 1.8 | 1.8 | 1.7 | N |  |  | OP | X | 1 | 2002 |  |  | N | Electric Utility | 1 | X T: X; MSW BLQ: DFO |  |  |  | N |  |  | 10M | [23 empty] | N
765 | City of Arcadia - (WI) | 4100 | Arcadia Electric | WI | Trempealeau | 10 | Petroleum Liquids | IC |  | S | X | X |  |  | 2 | 0.8 | 2 | 2 | 1 | N |  |  | SB | Y | 5 | 2007 |  |  | N | Electric Utility | 1 | X T: X; MSW BLQ: DFO |  |  |  | N | N |  | 1H | [23 empty] | N | N | N
765 | City of Arcadia - (WI) | 4100 | Arcadia Electric | WI | Trempealeau | 7 | Petroleum Liquids | IC |  | S | X | X |  |  | 2 | 0.8 | 2 | 2 | 1 | N |  |  | SB | Y | 5 | 2002 |  |  | N | Electric Utility | 1 | X T: X; MSW BLQ: DFO |  |  |  | N | N |  | 1H | [23 empty] | N | N | N
765 | City of Arcadia - (WI) | 4100 | Arcadia Electric | WI | Trempealeau | 8 | Petroleum Liquids | IC |  | S | X | X |  |  | 2 | 0.8 | 2 | 2 | 1 | N |  |  | SB | Y | 5 | 2002 |  |  | N | Electric Utility | 1 | X T: X; MSW BLQ: DFO |  |  |  | N | N |  | 1H | [23 empty] | N | N | N
765 | City of Arcadia - (WI) | 4100 | Arcadia Electric | WI | Trempealeau | 9 | Petroleum Liquids | IC |  | S | X | X |  |  | 2 | 0.8 | 2 | 2 | 1 | N |  |  | SB | Y | 11 | 2002 |  |  | N | Electric Utility | 1 | X T: X; MSW BLQ: DFO |  |  |  | N | N |  | 1H | [23 empty] | N | N | N
1278 | City of Barron - (WI) | 4102 | Barron | WI | Barron | 9 | Petroleum Liquids | IC |  | S | X | X |  |  | 2 | 0.8 | 2 | 2 | 0.8 | N |  |  | SB | Y | 3 | 1960 |  |  | N | Electric Utility | 1 | X T: X; MSW BLQ: DFO |  |  |  | N | N |  | 1H | [23 empty] | N | N | N
3156 | Village of Cashton - (WI) | 4107 | Cashton | WI | Monroe | 6 | Petroleum Liquids | IC |  | S | X | X |  |  | 2 | 0.8 | 2 | 2 | 1.5 | N |  |  | OP | X | 1 | 2002 |  |  | N | Electric Utility | 1 | X T: X; MSW BLQ: DFO |  |  |  | N |  |  | 1H | [23 empty] | N
4627 | City of Cumberland - (WI) | 4112 | Cumberland (WI) | WI | Barron | 5 | Natural Gas Internal Combustion Engine | IC |  | S | X | X |  |  | 2 | 0.8 | 2.1 | 2.1 | 2 | N |  |  | OP | X | 7 | 1966 |  |  | N | Electric Utility | 1 | X T: X; MSW BLQ: NG; MSW NG: DFO; MSW NG: DFO |  |  |  | N | N |  | 1H | [20 empty] | N |  |  | Y | Y | Y
5834 | City of Elroy - (WI) | 4113 | Elroy | WI | Juneau | 5 | Petroleum Liquids | IC |  | S | X | X | BTM |  | 2 | 1 | 2.2 | 2.2 | 0.5 | N |  |  | OP | X | 5 | 1973 |  |  | N | Electric Utility | 1 | X T: X; MSW BLQ: DFO; MSW NG: NG |  |  |  | N | N |  | 1H | [23 empty] | Y | Y | Y
13815 | Northwestern Wisconsin Elec Co | 4021 | Grantsburg Diesel | WI | Burnett | 4 | Petroleum Liquids | IC |  | S | X | X | nsp.nweload | nsp.nweload | 2.2 | 0.8 | 2 | 2 | 0.1 | N |  |  | OP | X | 9 | 1975 |  |  | N | Electric Utility | 1 | X T: X; MSW BLQ: DFO |  |  |  | N |  |  | 1H | [23 empty] | N
792 | City of Argyle - (WI) | 7810 | Argyle | WI | Lafayette | 5 | Petroleum Liquids | IC |  | S | X | X |  |  | 2.2 | 0.8 | 2 | 2 | 0.5 | N |  |  | SB | Y | 7 | 2004 |  |  | N | Electric Utility | 1 | X T: X; MSW BLQ: DFO |  |  |  | N | N |  | 1H | [23 empty] | N | N
5834 | City of Elroy - (WI) | 4113 | Elroy | WI | Juneau | 1A | Petroleum Liquids | IC |  | S | X | X | BTM |  | 2.3 | 1 | 2.2 | 2.3 | 0.5 | N |  |  | OP | X | 2 | 2005 |  |  | N | Electric Utility | 1 | X T: X; MSW BLQ: DFO |  |  |  | N | N |  | 10M | [23 empty] | N | N | N
5834 | City of Elroy - (WI) | 4113 | Elroy | WI | Juneau | 2A | Petroleum Liquids | IC |  | S | X | X | BTM |  | 2.3 | 1 | 2.2 | 2.3 | 0.5 | N |  |  | OP | X | 2 | 2005 |  |  | N | Electric Utility | 1 | X T: X; MSW BLQ: DFO |  |  |  | N | N |  | 10M | [23 empty] | N | N | N
13466 | City of New Lisbon | 4130 | New Lisbon | WI | Juneau | 6 | Petroleum Liquids | IC |  | S | X | X |  |  | 2.3 | 0.8 | 2 | 2.1 | 2 | N |  |  | OP | X | 7 | 2005 |  |  | N | Electric Utility | 1 | X T: X; MSW BLQ: DFO |  |  |  | N |  |  | 12H | [23 empty] | N
13466 | City of New Lisbon | 4130 | New Lisbon | WI | Juneau | 7 | Petroleum Liquids | IC |  | S | X | X |  |  | 2.3 | 0.8 | 2 | 2.1 | 2 | N |  |  | OP | X | 7 | 2005 |  |  | N | Electric Utility | 1 | X T: X; MSW BLQ: DFO |  |  |  | N |  |  | 12H | [23 empty] | N
61702 | Epic Hosting, LLC | 62676 | Epic Verona | WI | Dane | G101 | Petroleum Liquids | IC |  | S | X | X |  |  | 2.3 | 0.8 | 2.3 | 2.3 | 0 | N |  |  | SB | Y | 10 | 2013 |  |  | N | Commercial Non-CHP | 4 | X T: X; MSW BLQ: DFO |  |  |  | N | N |  | 10M | [23 empty] | N
61702 | Epic Hosting, LLC | 62676 | Epic Verona | WI | Dane | G102 | Petroleum Liquids | IC |  | S | X | X |  |  | 2.3 | 0.8 | 2.3 | 2.3 | 0 | N |  |  | SB | Y | 10 | 2013 |  |  | N | Commercial Non-CHP | 4 | X T: X; MSW BLQ: DFO |  |  |  | N | N |  | 10M | [23 empty] | N
61702 | Epic Hosting, LLC | 62676 | Epic Verona | WI | Dane | G103 | Petroleum Liquids | IC |  | S | X | X |  |  | 2.3 | 0.8 | 2.3 | 2.3 | 0 | N |  |  | SB | Y | 10 | 2013 |  |  | N | Commercial Non-CHP | 4 | X T: X; MSW BLQ: DFO |  |  |  | N | N |  | 10M | [23 empty] | N
61702 | Epic Hosting, LLC | 62676 | Epic Verona | WI | Dane | G104 | Petroleum Liquids | IC |  | S | X | X |  |  | 2.3 | 0.8 | 2.3 | 2.3 | 0 | N |  |  | SB | Y | 10 | 2013 |  |  | N | Commercial Non-CHP | 4 | X T: X; MSW BLQ: DFO |  |  |  | N | N |  | 10M | [23 empty] | N
61702 | Epic Hosting, LLC | 62676 | Epic Verona | WI | Dane | G105 | Petroleum Liquids | IC |  | S | X | X |  |  | 2.3 | 0.8 | 2.3 | 2.3 | 0 | N |  |  | SB | Y | 10 | 2013 |  |  | N | Commercial Non-CHP | 4 | X T: X; MSW BLQ: DFO |  |  |  | N | N |  | 10M | [23 empty] | N
61702 | Epic Hosting, LLC | 62676 | Epic Verona | WI | Dane | G202 | Petroleum Liquids | IC |  | S | X | X |  |  | 2.3 | 0.8 | 2.3 | 2.3 | 0 | N |  |  | SB | Y | 10 | 2013 |  |  | N | Commercial Non-CHP | 4 | X T: X; MSW BLQ: DFO |  |  |  | N | N |  | 10M | [23 empty] | N
61702 | Epic Hosting, LLC | 62676 | Epic Verona | WI | Dane | G203 | Petroleum Liquids | IC |  | S | X | X |  |  | 2.3 | 0.8 | 2.3 | 2.3 | 0 | N |  |  | SB | Y | 10 | 2013 |  |  | N | Commercial Non-CHP | 4 | X T: X; MSW BLQ: DFO |  |  |  | N | N |  | 10M | [23 empty] | N
61702 | Epic Hosting, LLC | 62676 | Epic Verona | WI | Dane | G204 | Petroleum Liquids | IC |  | S | X | X |  |  | 2.3 | 0.8 | 2.3 | 2.3 | 0 | N |  |  | SB | Y | 10 | 2013 |  |  | N | Commercial Non-CHP | 4 | X T: X; MSW BLQ: DFO |  |  |  | N | N |  | 10M | [23 empty] | N
61702 | Epic Hosting, LLC | 62676 | Epic Verona | WI | Dane | G205 | Petroleum Liquids | IC |  | S | X | X |  |  | 2.3 | 0.8 | 2.3 | 2.3 | 0 | N |  |  | SB | Y | 10 | 2013 |  |  | N | Commercial Non-CHP | 4 | X T: X; MSW BLQ: DFO |  |  |  | N | N |  | 10M | [23 empty] | N
61702 | Epic Hosting, LLC | 62676 | Epic Verona | WI | Dane | G206 | Petroleum Liquids | IC |  | S | X | X |  |  | 2.3 | 0.8 | 2.3 | 2.3 | 0 | N |  |  | SB | Y | 10 | 2013 |  |  | N | Commercial Non-CHP | 4 | X T: X; MSW BLQ: DFO |  |  |  | N | N |  | 10M | [23 empty] | N
61702 | Epic Hosting, LLC | 62676 | Epic Verona | WI | Dane | G207 | Petroleum Liquids | IC |  | S | X | X |  |  | 2.3 | 0.8 | 2.3 | 2.3 | 0 | N |  |  | SB | Y | 10 | 2013 |  |  | N | Commercial Non-CHP | 4 | X T: X; MSW BLQ: DFO |  |  |  | N | N |  | 10M | [23 empty] | N
61702 | Epic Hosting, LLC | 62676 | Epic Verona | WI | Dane | G208 | Petroleum Liquids | IC |  | S | X | X |  |  | 2.3 | 0.8 | 2.3 | 2.3 | 0 | N |  |  | SB | Y | 10 | 2013 |  |  | N | Commercial Non-CHP | 4 | X T: X; MSW BLQ: DFO |  |  |  | N | N |  | 10M | [23 empty] | N
61702 | Epic Hosting, LLC | 62676 | Epic Verona | WI | Dane | G209 | Petroleum Liquids | IC |  | S | X | X |  |  | 2.3 | 0.8 | 2.3 | 2.3 | 0 | N |  |  | SB | Y | 10 | 2013 |  |  | N | Commercial Non-CHP | 4 | X T: X; MSW BLQ: DFO |  |  |  | N | N |  | 10M | [23 empty] | N
61702 | Epic Hosting, LLC | 62676 | Epic Verona | WI | Dane | G210 | Petroleum Liquids | IC |  | S | X | X |  |  | 2.3 | 0.8 | 2.3 | 2.3 | 0 | N |  |  | SB | Y | 10 | 2013 |  |  | N | Commercial Non-CHP | 4 | X T: X; MSW BLQ: DFO |  |  |  | N | N |  | 10M | [23 empty] | N
61702 | Epic Hosting, LLC | 62676 | Epic Verona | WI | Dane | G211 | Petroleum Liquids | IC |  | S | X | X |  |  | 2.3 | 0.8 | 2.3 | 2.3 | 0 | N |  |  | SB | Y | 10 | 2013 |  |  | N | Commercial Non-CHP | 4 | X T: X; MSW BLQ: DFO |  |  |  | N | N |  | 10M | [23 empty] | N
61702 | Epic Hosting, LLC | 62676 | Epic Verona | WI | Dane | G301 | Petroleum Liquids | IC |  | S | X | X |  |  | 2.3 | 0.8 | 2.3 | 2.3 | 0 | N |  |  | SB | Y | 6 | 2009 |  |  | N | Commercial Non-CHP | 4 | X T: X; MSW BLQ: DFO |  |  |  | N | N |  | 10M | [23 empty] | N
61702 | Epic Hosting, LLC | 62676 | Epic Verona | WI | Dane | G302 | Petroleum Liquids | IC |  | S | X | X |  |  | 2.3 | 0.8 | 2.3 | 2.3 | 0 | N |  |  | SB | Y | 6 | 2009 |  |  | N | Commercial Non-CHP | 4 | X T: X; MSW BLQ: DFO |  |  |  | N | N |  | 10M | [23 empty] | N
61702 | Epic Hosting, LLC | 62676 | Epic Verona | WI | Dane | G303 | Petroleum Liquids | IC |  | S | X | X |  |  | 2.3 | 0.8 | 2.3 | 2.3 | 0 | N |  |  | SB | Y | 6 | 2009 |  |  | N | Commercial Non-CHP | 4 | X T: X; MSW BLQ: DFO |  |  |  | N | N |  | 10M | [23 empty] | N
13466 | City of New Lisbon | 4130 | New Lisbon | WI | Juneau | 5 | Petroleum Liquids | IC |  | S | X | X |  |  | 2.4 | 0.8 | 2.4 | 2.4 | 2.3 | N |  |  | OP | X | 1 | 1977 |  |  | N | Electric Utility | 1 | X T: X; MSW BLQ: DFO |  |  |  | N |  |  | 12H | [23 empty] | N
13815 | Northwestern Wisconsin Elec Co | 4020 | Frederic Diesel | WI | Polk | 10 | Petroleum Liquids | IC |  | S | X | X | dpc.nweload | dpc.nweload | 2.5 | 0.8 | 2.5 | 2.6 | 0.1 | N |  |  | OP | X | 7 | 2000 |  |  | N | Electric Utility | 1 | X T: X; MSW BLQ: DFO |  |  |  | N |  |  | 1H | [23 empty] | N
13815 | Northwestern Wisconsin Elec Co | 4020 | Frederic Diesel | WI | Polk | 8 | Petroleum Liquids | IC |  | S | X | X |  |  | 2.5 | 0.8 | 2.5 | 2.6 | 0.1 | N |  |  | OP | X | 7 | 2000 |  |  | N | Electric Utility | 1 | X T: X; MSW BLQ: DFO |  |  |  | N |  |  | 1H | [23 empty] | N
13815 | Northwestern Wisconsin Elec Co | 4020 | Frederic Diesel | WI | Polk | 9 | Petroleum Liquids | IC |  | S | X | X |  |  | 2.5 | 0.8 | 2.5 | 2.6 | 0.1 | N |  |  | OP | X | 7 | 2000 |  |  | N | Electric Utility | 1 | X T: X; MSW BLQ: DFO |  |  |  | N |  |  | 1H | [23 empty] | N
20847 | Wisconsin Electric Power Co | 4042 | Valley (WI) | WI | Milwaukee | 3 | Petroleum Liquids | IC |  | S | X | X |  |  | 2.7 | 0.8 | 2.7 | 2.7 | 1 | N |  |  | SB | Y | 3 | 1969 |  |  | N | Electric Utility | 1 | X T: X; MSW BLQ: DFO |  |  |  | N | N |  | 1H | [23 empty] | N | N | N
4715 | Dahlberg Light & Power Co | 3976 | Gordon | WI | Douglas | 5 | Petroleum Liquids | IC |  | S | X | X |  |  | 2.8 | 0.8 | 0.7 | 0.7 | 0.7 | N |  |  | SB | Y | 2 | 2001 |  |  | N | Electric Utility | 1 | X T: X; MSW BLQ: DFO |  |  |  | N |  |  | 1H | [23 empty] | N
4715 | Dahlberg Light & Power Co | 3976 | Gordon | WI | Douglas | 6 | Petroleum Liquids | IC |  | S | X | X |  |  | 2.8 | 0.8 | 0.7 | 0.7 | 0.7 | N |  |  | SB | Y | 2 | 2001 |  |  | N | Electric Utility | 1 | X T: X; MSW BLQ: DFO |  |  |  | N |  |  | 1H | [23 empty] | N
13697 | North Central Power Co Inc | 8013 | Winter | WI | Sawyer | IC 1 | Petroleum Liquids | IC |  | S | X | X | nsp.ncpload | nsp.ncpload | 2.8 | 0.8 | 2.8 | 2.8 | 0.1 | N |  |  | OP | X | 8 | 2002 |  |  | N | Electric Utility | 1 | X T: X; MSW BLQ: DFO |  |  |  | N |  |  | 1H | [23 empty] | N | N
13697 | North Central Power Co Inc | 8013 | Winter | WI | Sawyer | IC 2 | Petroleum Liquids | IC |  | S | X | X | nsp.ncpload | nsp.ncpload | 2.8 | 0.8 | 2.8 | 2.8 | 0.1 | N |  |  | OP | X | 8 | 2002 |  |  | N | Electric Utility | 1 | X T: X; MSW BLQ: DFO |  |  |  | N |  |  | 1H | [23 empty] | N | N
765 | City of Arcadia - (WI) | 4100 | Arcadia Electric | WI | Trempealeau | 5 | Natural Gas Internal Combustion Engine | IC |  | S | X | X |  |  | 3 | 0.8 | 3 | 3 | 2 | N |  |  | SB | Y | 9 | 1972 |  |  | N | Electric Utility | 1 | X T: X; MSW BLQ: NG; MSW NG: DFO |  |  |  | N | N |  | 1H | [23 empty] | Y | N | Y
765 | City of Arcadia - (WI) | 4100 | Arcadia Electric | WI | Trempealeau | 6 | Natural Gas Internal Combustion Engine | IC |  | S | X | X |  |  | 3 | 0.8 | 3 | 3 | 2 | N |  |  | SB | Y | 9 | 1987 |  |  | N | Electric Utility | 1 | X T: X; MSW BLQ: NG; MSW NG: DFO |  |  |  | N | N |  | 1H | [23 empty] | Y | N | Y
54842 | WM Renewable Energy LLC | 50576 | Metro Gas Recovery | WI | Milwaukee | GEN1 | Landfill Gas | GT |  | S | X | X | WE | WE | 3 | 0.98 | 2.9 | 3.3 | 1 | N |  |  | OP | X | 12 | 1985 |  |  | N | IPP Non-CHP | 2 | X T: X; MSW BLQ: LFG |  |  |  | N |  |  | 1H | [23 empty] | N | N | N
54842 | WM Renewable Energy LLC | 50576 | Metro Gas Recovery | WI | Milwaukee | GEN2 | Landfill Gas | GT |  | S | X | X | WE | WE | 3 | 0.98 | 2.9 | 3.3 | 1 | N |  |  | OP | X | 12 | 1985 |  |  | N | IPP Non-CHP | 2 | X T: X; MSW BLQ: LFG |  |  |  | N |  |  | 1H | [23 empty] | N | N | N
54842 | WM Renewable Energy LLC | 50577 | Omega Hills Gas Recovery | WI | Washington | GEN1 | Landfill Gas | GT |  | S | X | X | WE | WE | 3.1 | 0.98 | 2.9 | 3.3 | 1 | N |  |  | OP | X | 12 | 1985 |  |  | N | IPP Non-CHP | 2 | X T: X; MSW BLQ: LFG |  |  |  | N |  |  | 1H | [23 empty] | N | N | N
54842 | WM Renewable Energy LLC | 50577 | Omega Hills Gas Recovery | WI | Washington | GEN2 | Landfill Gas | GT |  | S | X | X | WE | WE | 3.1 | 0.98 | 2.9 | 3.3 | 1 | N |  |  | OP | X | 12 | 1985 |  |  | N | IPP Non-CHP | 2 | X T: X; MSW BLQ: LFG |  |  |  | N |  |  | 1H | [23 empty] | N | N | N
54842 | WM Renewable Energy LLC | 50577 | Omega Hills Gas Recovery | WI | Washington | GEN3 | Landfill Gas | GT |  | S | X | X | WE | WE | 3.3 | 0.98 | 3 | 3 | 1 | N |  |  | OP | X | 9 | 2001 |  |  | N | IPP Non-CHP | 2 | X T: X; MSW BLQ: LFG |  |  |  | N |  |  | 1H | [23 empty] | N | N | N
54842 | WM Renewable Energy LLC | 50577 | Omega Hills Gas Recovery | WI | Washington | GEN5 | Landfill Gas | GT |  | S | X | X | WE | WE | 3.3 | 0.98 | 2.9 | 3.3 | 1 | N |  |  | OP | X | 9 | 2010 |  |  | N | IPP Non-CHP | 2 | X T: X; MSW BLQ: LFG | [6 empty] | 1H | [23 empty] | N | N | N
4627 | City of Cumberland - (WI) | 4112 | Cumberland (WI) | WI | Barron | 8 | Natural Gas Internal Combustion Engine | IC |  | S | X | X |  |  | 3.5 | 0.8 | 3.5 | 3.5 | 3.5 | N |  |  | OP | X | 12 | 2001 |  |  | N | Electric Utility | 1 | X T: X; MSW BLQ: NG; MSW NG: DFO; MSW NG: DFO |  |  |  | N | N |  | 1H | [20 empty] | N |  |  | Y | Y | Y
59216 | S.C. Johnson & Son, Inc. | 59448 | Waxdale | WI | Racine | CGEN1 | Landfill Gas | GT |  | S | X | X |  |  | 3.5 | 0.8 | 3.5 | 3.5 | 0.2 | N |  |  | OP | X | 12 | 2003 |  |  | Y | Industrial CHP | 7 | X T: T; MSW BLQ: LFG |  |  |  | N | N |  | 12H | [20 empty] | N |  |  | N | N | N
59216 | S.C. Johnson & Son, Inc. | 59448 | Waxdale | WI | Racine | CGEN2 | Natural Gas Fired Combustion Turbine | GT |  | S | X | X |  |  | 3.5 | 0.8 | 3.5 | 3.5 | 0.2 | N |  |  | OP | X | 7 | 2005 |  |  | N | Industrial CHP | 7 | [11 empty] | N | N |  | 12H | [20 empty] | N |  |  | N | N | N | bar: X T to MSW BLQ
12619 | Milwaukee Metro Sewerage Dist | 54851 | MMSD Jones Island Wastewater | WI | Milwaukee | SOL1 | Natural Gas Fired Combustion Turbine | GT |  | S | X | X |  |  | 4.6 | 0.93 | 4.6 | 4.6 | 0.7 | N |  |  | OP | X | 1 | 2013 |  |  | Y | Commercial CHP | 5 | X T: T; MSW BLQ: NG; MSW NG: LFG |  |  |  | N | N |  | 1H | [23 empty] | Y | Y | N
12619 | Milwaukee Metro Sewerage Dist | 54851 | MMSD Jones Island Wastewater | WI | Milwaukee | SOL2 | Landfill Gas | GT |  | S | X | X |  |  | 4.6 | 0.93 | 4.6 | 4.6 | 0.7 | N |  |  | OP | X | 1 | 2013 |  |  | Y | Commercial CHP | 5 | X T: T; MSW BLQ: LFG; MSW NG: NG |  |  |  | N | N |  | 1H | [23 empty] | Y | Y | N
12619 | Milwaukee Metro Sewerage Dist | 54851 | MMSD Jones Island Wastewater | WI | Milwaukee | SOL3 | Landfill Gas | GT |  | S | X | X |  |  | 4.6 | 0.93 | 4.6 | 4.6 | 0.7 | N |  |  | OP | X | 1 | 2013 |  |  | Y | Commercial CHP | 5 | X T: T; MSW BLQ: LFG; MSW NG: NG |  |  |  | N | N |  | 1H | [23 empty] | Y | Y | N
13008 | Ahlstrom-Munksjo NA Specialty Solutions, LLC | 50614 | Mosinee Mill | WI | Marathon | WEST | Wood/Wood Waste Biomass | ST |  | W | X | X |  |  | 5 | 0.8 | 5 | 5 | 2 | N |  |  | OP | X | 8 | 1951 |  |  | Y | Industrial CHP | 7 | T | BLQ | BIT | WDS | SLW | RFO | NG | RFO | NG |  |  | N |  |  | 12H |  |  | Y |  | Y | [18 empty] | Y | Y | N
54876 | Park Falls Industrial Management, LLC | 50620 | Park Falls Industrial Management | WI | PRICE | GEN1 | Wood/Wood Waste Biomass | ST |  | S | X | X |  |  | 5.7 | 0.92 | 4.7 | 4.7 | 1 | N |  |  | OP | X | 9 | 1982 |  |  | Y | Industrial CHP | 7 | T T: B; LFG BLQ: WDS; NG BIT: BIT; NG RFO: BIT; NG NG: WDS |  |  | N | N |  | 12H |  |  | Y |  | Y | [18 empty] | Y | Y | N
5033 | Domtar Industries Inc | 50395 | Georgia-Pacific Corp - Nekoosa Mill | WI | Wood | TG6 | Natural Gas Steam Turbine | ST |  | S | X | X |  |  | 6 | 1 | 5.7 | 5.5 | 1 | N |  |  | OP | X | 1 | 1951 |  |  | Y | Industrial CHP | 7 | [11 empty] | N | N |  | 12H | [5 empty] | N | [17 empty] | N | N | N | bar: T T to LFG BLQ; NG RFO
54738 | Thilmany LLC | 54098 | Kaukauna Paper Mill | WI | Outagamie | GEN1 | Wood/Wood Waste Biomass | ST |  | S | X | X |  |  | 6 | 0.8 | 6 | 6 | 1 | N |  |  | OP | X | 1 | 1951 |  |  | Y | Industrial CHP | 7 | T | BLQ | BIT | WDS | NG | TDF | RFO | NG | RFO |  |  | N | N |  | 12H |  | Y |  |  | Y | [18 empty] | Y | Y | Y
744 | Appleton Coated LLC | 55558 | Combined Locks Energy Center | WI | Outagamie | GEN2 | Natural Gas Fired Combined Cycle | CA | CC1 | S | Y | X | WEC.KCBL_AC | WEC.KCBL_AC | 6 | 0.8 | 6 | 6 | 1 | N |  |  | OP | X | 5 | 2002 |  |  | N | Industrial CHP | 7 | [11 empty] | N | N |  | 12H | [20 empty] | N |  |  | N | N | N | bar: T T to NG BLQ
14369 | PCA-Tomahawk Mill | 50476 | Packaging of America Tomahawk Mill | WI | Lincoln | GEN1 | Natural Gas Steam Turbine | ST |  | S | X | X |  |  | 6.3 | 1 | 5.4 | 5.8 | 0.1 | N |  |  | OP | X | 6 | 1948 |  |  | Y | Industrial CHP | 7 | T | NG | WDS | BLQ | DFO | OBS |  | NG | OBG |  |  | N | N |  | 12H | [23 empty] | Y | Y | N
4627 | City of Cumberland - (WI) | 4112 | Cumberland (WI) | WI | Barron | 7 | Natural Gas Internal Combustion Engine | IC |  | S | X | X |  |  | 6.6 | 0.9 | 6.2 | 6.2 | 6.2 | N |  |  | OP | X | 11 | 2001 |  |  | N | Electric Utility | 1 | T T: X; NG BLQ: NG; NG BIT: DFO; NG NG: DFO |  |  | N | N |  | 1H | [20 empty] | N |  |  | Y | Y | Y
13815 | Northwestern Wisconsin Elec Co | 55998 | Danbury Diesel | WI | Burnett | GT1 | Petroleum Liquids | GT |  | S | X | X | dpc.nweload | dpc.nweload | 6.7 | 0.8 | 4 | 4 | 0.1 | N |  |  | OP | X | 11 | 1981 |  |  | N | Electric Utility | 1 | T T: X; NG BLQ: DFO |  |  | N |  |  | 1H | [23 empty] | N
4627 | City of Cumberland - (WI) | 4112 | Cumberland (WI) | WI | Barron | 6 | Petroleum Liquids | IC |  | S | X | X |  |  | 7.2 | 1 | 6.7 | 6.7 | 6.7 | N |  |  | OP | X | 4 | 1979 |  |  | N | Electric Utility | 1 | T T: X; NG BLQ: DFO; NG NG: DFO |  |  | N | N |  | 1H | [20 empty] | N |  |  | N | N
61813 | ND Paper, Inc. | 10234 | Biron Mill | WI | Wood | GEN3 | Natural Gas Steam Turbine | ST |  | S | X | X |  |  | 7.5 | 0.8 | 7.5 | 7.5 | 7.5 | N |  |  | OP | X | 9 | 1947 |  |  | Y | Industrial CHP | 7 | [11 empty] | N | N |  | 12H |  | N |  |  | N | [18 empty] | N | N | N | bar: T T to NG BLQ; NG NG
61723 | Pixelle Specialty Solutions | 55861 | Stevens Point Mill | WI | Portage | SP | Natural Gas Steam Turbine | ST |  | S | X | X |  |  | 7.6 | 0.8 | 7 | 7 | 7 | N |  |  | OP | X | 2 | 2002 |  |  | Y | Industrial CHP | 7 | [11 empty] | N |  |  | 12H | [23 empty] | N | bar: T T to NG BLQ; NG NG
61707 | Ahlstrom-Munksjo | 50933 | Rhinelander Mill | WI | Oneida | GEN6 | Conventional Steam Coal | ST |  | S | X | X |  |  | 9.3 | 0.8 | 6.3 | 8.5 | 3.8 | N |  |  | OP | X | 7 | 1958 |  |  | Y | Industrial CHP | 7 | T T: B; NG BLQ: BIT; NG BIT: SUB; NG NG: DFO |  |  | N | N |  | 12H |  |  |  | Y | Y | [18 empty] | N | N | N
14369 | PCA-Tomahawk Mill | 50476 | Packaging of America Tomahawk Mill | WI | Lincoln | GEN2 | Natural Gas Steam Turbine | ST |  | S | X | X |  |  | 9.4 | 1 | 8.2 | 8.9 | 0.1 | N |  |  | OP | X | 8 | 1978 |  |  | Y | Industrial CHP | 7 | T | NG | WDS | BLQ | DFO | OBS |  | NG | OBG |  |  | N | N |  | 12H | [23 empty] | Y | Y | N
18028 | State of Wisconsin | 54408 | UW Madison Charter Street Plant | WI | Dane | 1 | Natural Gas Steam Turbine | ST |  | S | X | X |  |  | 9.7 | 0.9 | 9.7 | 9.7 | 0.1 | N |  |  | OP | X | 1 | 1965 |  |  | Y | Commercial CHP | 5 | T T: B; NG BLQ: NG; NG BIT: DFO; NG NG: NG; NG RFO: DFO |  |  | N | N |  | 1H |  |  |  |  | N | [18 empty] | Y | Y | Y
61707 | Ahlstrom-Munksjo | 50933 | Rhinelander Mill | WI | Oneida | GEN5 | Natural Gas Steam Turbine | ST |  | S | X | X |  |  | 10 | 0.85 | 4 | 7 | 3 | N |  |  | SB | N | 2 | 1951 |  |  | Y | Industrial CHP | 7 | T T: B; NG BLQ: NG; NG BIT: DFO; NG NG: NG; NG RFO: DFO |  |  | N | N |  | 12H | [23 empty] | Y | N | Y
54738 | Thilmany LLC | 54098 | Kaukauna Paper Mill | WI | Outagamie | GEN2 | Wood/Wood Waste Biomass | ST |  | S | X | X |  |  | 11 | 0.89 | 11 | 11 | 1 | N |  |  | OP | X | 1 | 1977 |  |  | Y | Industrial CHP | 7 | T | BLQ | BIT | WDS | NG | TDF | RFO | NG | RFO |  |  | N | N |  | 12H |  | Y |  |  | Y | [18 empty] | Y | Y | Y
54738 | Thilmany LLC | 54098 | Kaukauna Paper Mill | WI | Outagamie | GEN4 | Conventional Steam Coal | ST |  | S | X | X |  |  | 12 | 0.8 | 12 | 12 | 1 | N |  |  | OP | X | 1 | 1967 |  |  | Y | Industrial CHP | 7 | T | BIT | TDF | NG | RFO |  |  | NG |  |  |  | N | N |  | OVER |  | Y |  |  | Y | [18 empty] | Y | Y | Y
5033 | Domtar Industries Inc | 50395 | Georgia-Pacific Corp - Nekoosa Mill | WI | Wood | TG14 | Wood/Wood Waste Biomass | ST |  | S | X | X |  |  | 13.1 | 1 | 12.5 | 12.1 | 1 | N |  |  | OP | X | 2 | 1991 |  |  | Y | Industrial CHP | 7 | T: T; BLQ: BLQ; BIT: NG; NG: NG |  |  | N | N |  | 12H | N | [22 empty] | Y | N | N
13008 | Ahlstrom-Munksjo NA Specialty Solutions, LLC | 50614 | Mosinee Mill | WI | Marathon | GEN1 | Wood/Wood Waste Biomass | ST |  | W | X | X |  |  | 15 | 0.8 | 13 | 13 | 2 | N |  |  | OP | X | 12 | 1976 |  |  | Y | Industrial CHP | 7 | T | BLQ | BIT | WDS | SLW | RFO | NG | RFO | NG |  |  | N |  |  | 12H |  |  | Y |  | Y | [18 empty] | Y | Y | N
13781 | Northern States Power Co - Minnesota | 4005 | French Island | WI | La Crosse | 1 | Wood/Wood Waste Biomass | ST |  | S | X | X | NSP FRENCH_G FRENCH_1_UNIT | NSP FRENCH_G FRENCH_1_UNIT | 15.2 | 0.87 | 9 | 9 | 6 | N |  |  | OP | X | 1 | 1940 | 12 | 2023 | N | Electric Utility | 1 | T: X; BLQ: WDS; BIT: MSW; WDS: NG; RFO: NG |  |  | N | N |  | 12H | N |  |  |  | N | [18 empty] | Y | Y | N
13781 | Northern States Power Co - Minnesota | 4005 | French Island | WI | La Crosse | 2 | Wood/Wood Waste Biomass | ST |  | S | X | X | NSP FRENCH_G FRENCH_2_UNIT | NSP FRENCH_G FRENCH_2_UNIT | 15.2 | 0.87 | 7 | 7 | 6 | N |  |  | OP | X | 1 | 1948 | 12 | 2023 | N | Electric Utility | 1 | T: X; BLQ: WDS; BIT: MSW; WDS: NG; RFO: NG |  |  | N | N |  | 12H | N |  |  |  | N | [18 empty] | Y | Y | N
61813 | ND Paper, Inc. | 10234 | Biron Mill | WI | Wood | GEN4 | Natural Gas Steam Turbine | ST |  | S | X | X |  |  | 15.6 | 0.8 | 12.5 | 12.5 | 12.5 | N |  |  | OP | X | 10 | 1957 |  |  | Y | Industrial CHP | 7 | [11 empty] | N | N |  | 12H |  | N |  |  | N | [18 empty] | N | N | N | bar: T to BLQ; RFO
54738 | Thilmany LLC | 54098 | Kaukauna Paper Mill | WI | Outagamie | GEN3 | Wood/Wood Waste Biomass | ST |  | S | X | X |  |  | 15.6 | 0.85 | 15.6 | 15.6 | 2 | N |  |  | OP | X | 1 | 1962 |  |  | N | Industrial CHP | 7 | X | BLQ | BIT | WDS | NG | TDF | RFO | NG | RFO |  |  | N | N |  | OVER |  | Y |  |  | Y | [18 empty] | Y | Y | Y
5033 | Domtar Industries Inc | 50395 | Georgia-Pacific Corp - Nekoosa Mill | WI | Wood | TG8 | Natural Gas Steam Turbine | ST |  | S | X | X |  |  | 16 | 1 | 13 | 15 | 1 | N |  |  | OP | X | 1 | 1966 |  |  | Y | Industrial CHP | 7 | [11 empty] | N | N |  | 12H | [5 empty] | N | [17 empty] | N | N | N | bar: T X to NG BLQ; NG NG
11479 | Madison Gas & Electric Co | 9674 | Nine Springs | WI | Dane | GT1 | Natural Gas Fired Combustion Turbine | GT |  | S | X | X |  |  | 16.2 | 0.85 | 12.9 | 12.9 | 3 | N |  |  | OP | X | 12 | 1964 |  |  | N | Electric Utility | 1 | [11 empty] | N | N |  | 1H | [20 empty] | N |  |  | N | N | N | bar: T X to NG BLQ
61813 | ND Paper, Inc. | 10234 | Biron Mill | WI | Wood | GEN1 | Conventional Steam Coal | ST |  | S | X | X |  |  | 17 | 0.9 | 15.3 | 15.3 | 15.3 | N |  |  | OP | X | 9 | 1964 |  |  | Y | Industrial CHP | 7 | T | BIT | SUB | NG | WDS |  |  | NG |  |  |  | N | N |  | 12H |  | Y |  |  | Y | [18 empty] | N | N | N
12619 | Milwaukee Metro Sewerage Dist | 54851 | MMSD Jones Island Wastewater | WI | Milwaukee | GEN1 | Natural Gas Fired Combustion Turbine | GT |  | S | X | X |  |  | 17.5 | 0.8 | 13 | 15 | 2 | N |  |  | OP | X | 1 | 1971 |  |  | Y | Commercial CHP | 5 | T X: T; NG BLQ: NG; NG BIT: DFO |  |  | N | N |  | 1H | [23 empty] | Y | Y | Y
11479 | Madison Gas & Electric Co | 3993 | Sycamore (WI) | WI | Dane | 1 | Natural Gas Fired Combustion Turbine | GT |  | S | X | X |  |  | 18 | 0.85 | 11.7 | 11.7 | 3 | N |  |  | OP | X | 12 | 1967 |  |  | N | Electric Utility | 1 | [11 empty] | N | N |  | 1H | [20 empty] | N |  |  | N | N | N | bar: T X to NG BLQ
10056 | City of Kaukauna | 4118 | Kaukauna Gas Turbine | WI | Outagamie | GT1 | Natural Gas Fired Combustion Turbine | GT |  | S | X | X |  |  | 18 | 0.9 | 15.8 | 18.3 | 2 | N |  |  | OP | X | 5 | 1969 |  |  | N | Electric Utility | 1 | [11 empty] | N | N |  | 1H | [20 empty] | N |  |  | N | N | bar: T X to NG BLQ
55919 | Georgia-Pacific Consumer Oper. Green Bay LLC | 10360 | Consumer Operations LLC | WI | Brown | GEN6 | Natural Gas Steam Turbine | ST |  | S | X | X |  |  | 18.7 | 0.85 | 18 | 18 | 2 | N |  |  | OP | X | 1 | 1963 |  |  | Y | Industrial CHP | 7 | T X: T; NG BLQ: NG; NG BIT: BIT; NG NG: NG; NG RFO: BIT |  |  | N | N |  | 12H | N |  |  |  | Y | [18 empty] | Y | Y | N
20860 | Wisconsin Public Service Corp | 4078 | Weston | WI | Marathon | 31 | Natural Gas Fired Combustion Turbine | GT |  | S | X | X | WPS.WESTON31 | WPS.WESTON31 | 19.6 | 0.85 | 16.1 | 24.2 | 4 | N |  |  | OP | X | 3 | 1969 |  |  | N | Electric Utility | 1 | [11 empty] | N |  |  | 10M | [23 empty] | N | N | N | bar: T X to NG BLQ
13781 | Northern States Power Co - Minnesota | 3982 | Bay Front | WI | Ashland | 5 | Wood/Wood Waste Biomass | ST |  | S | X | X | NSP BAYFRNT BAYFRN_5_UNIT | NSP BAYFRNT BAYFRN_5_UNIT | 20 | 0.87 | 18 | 18 | 11 | N |  |  | OP | X | 1 | 1952 |  |  | N | Electric Utility | 1 | X | WDS | TDF | SUB | NG |  |  | NG |  |  |  | N | N |  | 12H |  | N | Y |  | Y | [18 empty] | Y | Y | N
61813 | ND Paper, Inc. | 10234 | Biron Mill | WI | Wood | GEN5 | Conventional Steam Coal | ST |  | S | X | X |  |  | 21.5 | 0.8 | 20 | 20 | 20 | N |  |  | OP | X | 2 | 1987 |  |  | Y | Industrial CHP | 7 | T X: T; NG BLQ: SUB; NG BIT: WDS; NG NG: SUB |  |  | N | N |  | 12H | N | N | Y |  | Y | [18 empty] | Y | Y | N
11571 | Manitowoc Public Utilities | 4125 | Manitowoc | WI | Manitowoc | 5 | Wood/Wood Waste Biomass | ST |  | S | X | X | WPS.LAKEFRN95 |  | 22 | 0.8 | 22 | 22 | 6 | N |  |  | OP | X | 6 | 1955 |  |  | N | Electric Utility | 1 | X | WDS | PC | BIT | SUB |  |  | NG |  |  |  | N | N |  | 12H | Y |  |  |  | Y | [18 empty] | Y | Y
11479 | Madison Gas & Electric Co | 3993 | Sycamore (WI) | WI | Dane | 2 | Natural Gas Fired Combustion Turbine | GT |  | S | X | X |  |  | 23.6 | 0.85 | 17.2 | 17.2 | 3 | N |  |  | OP | X | 6 | 1971 |  |  | N | Electric Utility | 1 | [11 empty] | N | N |  | 1H | [20 empty] | N |  |  | N | N | N | bar: T X to NG BLQ
11571 | Manitowoc Public Utilities | 7795 | Custer Energy Center | WI | Manitowoc | 1 | Natural Gas Fired Combustion Turbine | GT |  | S | X | X | WPS.CUSTEGEN1 |  | 24.5 | 0.8 | 22 | 24 | 9.8 | N |  |  | OP | X | 6 | 1999 |  |  | N | Electric Utility | 1 | T X: X; NG BLQ: NG; NG BIT: DFO; NG NG: NG; NG RFO: DFO |  |  | N | N |  | 1H | [23 empty] | Y | Y | Y
24205 | Sinclair Oil Corp | 54374 | Sinclair Oil Refinery | WY | Carbon | NO2 | Other Gases | ST |  | S | X | X |  |  | 0.4 | 0.8 | 0.4 | 0.4 | 0.1 | N |  |  | SB | Y | 1 | 1925 |  |  | Y | Industrial CHP | 7 | T X: T; NG BLQ: OG; NG BIT: NG; NG NG: OG |  |  | N | N |  | 1H | [23 empty] | N | N | N
13902 | NorthWestern Energy | 2196 | Old Faithful | WY | Teton | 1 | Petroleum Liquids | IC |  | S | X | X | NA | NA | 1 | 0.8 | 1 | 1 | 0.3 | N |  |  | SB | N | 12 | 1979 |  |  | N | Electric Utility | 1 | T X: X; NG BLQ: DFO |  |  | N | N |  | 10M | [23 empty] | N | N | N
13902 | NorthWestern Energy | 2196 | Old Faithful | WY | Teton | 2 | Petroleum Liquids | IC |  | S | X | X |  |  | 1 | 0.8 | 1 | 1 | 0.3 | N |  |  | SB | N | 12 | 1979 |  |  | N | Electric Utility | 1 | T X: X; NG BLQ: DFO |  |  | N | N |  | 10M | [23 empty] | N | N | N
56079 | Vanguard Natural Resources LLC | 52127 | Elk Basin Gasoline Plant | WY | Park | GEN1 | Other Gases | ST |  | J | X | X |  |  | 1 | 0.7 | 0.8 | 0.8 | 0.2 | N |  |  | OP | X | 1 | 1948 |  |  | Y | Industrial CHP | 7 | [11 empty] | N | N |  | 12H |  |  |  | N | [19 empty] | N | N | N | bar: T X to NG BLQ; NG NG
56079 | Vanguard Natural Resources LLC | 52127 | Elk Basin Gasoline Plant | WY | Park | GEN2 | Other Gases | ST |  | J | X | X |  |  | 1 | 0.7 | 0.8 | 0.8 | 0.2 | N |  |  | OP | X | 1 | 1948 |  |  | Y | Industrial CHP | 7 | [11 empty] | N | N |  | 12H | [23 empty] | N | N | N | bar: T X to NG BLQ; NG NG
24205 | Sinclair Oil Corp | 54374 | Sinclair Oil Refinery | WY | Carbon | NO5 | Petroleum Liquids | IC |  | S | X | X |  |  | 1.1 | 0.8 | 1.1 | 1.1 | 0.6 | N |  |  | SB | Y | 1 | 1955 |  |  | N | Industrial CHP | 7 | T X: X; NG BLQ: DFO |  |  | N | N |  | 10M | [23 empty] | N | N | N
24205 | Sinclair Oil Corp | 54374 | Sinclair Oil Refinery | WY | Carbon | 2004 | Natural Gas Internal Combustion Engine | IC |  | S | X | X |  |  | 1.3 | 0.8 | 1.3 | 1.3 | 0.6 | N |  |  | OP | X | 1 | 2012 | 12 | 2021 | N | Industrial CHP | 7 | [11 empty] | N | N |  | 10M | [23 empty] | N | N | N | bar: T X to NG BLQ
24205 | Sinclair Oil Corp | 54374 | Sinclair Oil Refinery | WY | Carbon | 2006 | Natural Gas Internal Combustion Engine | IC |  | S | X | X |  |  | 1.3 | 0.8 | 1.3 | 1.3 | 0.6 | N |  |  | OP | X | 1 | 2012 | 12 | 2021 | N | Industrial CHP | 7 | [11 empty] | N | N |  | 10M | [23 empty] | N | N | N | bar: T X to NG BLQ
24205 | Sinclair Oil Corp | 54374 | Sinclair Oil Refinery | WY | Carbon | 2008 | Natural Gas Internal Combustion Engine | IC |  | S | X | X |  |  | 1.3 | 0.8 | 1.3 | 1.3 | 0.6 | N |  |  | OP | X | 1 | 2012 | 12 | 2021 | N | Industrial CHP | 7 | [11 empty] | N | N |  | 10M | [23 empty] | N | N | N | bar: T X to NG BLQ
24205 | Sinclair Oil Corp | 54374 | Sinclair Oil Refinery | WY | Carbon | NO3 | Other Gases | ST |  | S | X | X |  |  | 1.3 | 0.8 | 1.3 | 1.3 | 0.1 | N |  |  | OP | X | 1 | 1954 |  |  | Y | Industrial CHP | 7 | T X: T; NG BLQ: OG; NG BIT: NG; NG NG: OG |  |  | N | N |  | 1H | [23 empty] | N | N | N
5199 | Devon Energy Production Co | 60130 | Big Sand Draw Plant | WY | Fremont | 1 | Natural Gas Internal Combustion Engine | IC |  | S | X | X |  |  | 1.6 | 0.8 | 1.4 | 1.4 | 0.7 | N |  |  | OP | X | 3 | 2015 |  |  | N | Industrial Non-CHP | 6 | [11 empty] | N | N |  | 10M | [23 empty] | N | N | N | bar: T X to NG BLQ
5199 | Devon Energy Production Co | 60130 | Big Sand Draw Plant | WY | Fremont | 2 | Natural Gas Internal Combustion Engine | IC |  | S | X | X |  |  | 1.6 | 0.8 | 1.4 | 1.4 | 0.7 | N |  |  | OP | X | 3 | 2015 |  |  | N | Industrial Non-CHP | 6 | [11 empty] | N | N |  | 10M | [23 empty] | N | N | N | bar: T X to NG BLQ
5199 | Devon Energy Production Co | 60130 | Big Sand Draw Plant | WY | Fremont | 4 | Natural Gas Internal Combustion Engine | IC |  | S | X | X |  |  | 1.6 | 0.8 | 1.4 | 1.4 | 0.7 | N |  |  | OP | X | 3 | 2015 |  |  | N | Industrial Non-CHP | 6 | [11 empty] | N | N |  | 10M | [23 empty] | N | N | N | bar: T X to NG BLQ
5199 | Devon Energy Production Co | 60130 | Big Sand Draw Plant | WY | Fremont | 5 | Natural Gas Internal Combustion Engine | IC |  | S | X | X |  |  | 1.6 | 0.8 | 1.4 | 1.4 | 0.7 | N |  |  | OP | X | 3 | 2015 |  |  | N | Industrial Non-CHP | 6 | [11 empty] | N | N |  | 10M | [23 empty] | N | N | N | bar: T X to NG BLQ
5199 | Devon Energy Production Co | 60130 | Big Sand Draw Plant | WY | Fremont | 6 | Natural Gas Internal Combustion Engine | IC |  | S | X | X |  |  | 1.6 | 0.8 | 1.4 | 1.4 | 0.7 | N |  |  | OP | X | 3 | 2015 |  |  | N | Industrial Non-CHP | 6 | [11 empty] | N | N |  | 10M | [23 empty] | N | N | N | bar: T X to NG BLQ
5199 | Devon Energy Production Co | 55278 | Beaver Creek Gas Plant | WY | Fremont | 1 | Natural Gas Fired Combustion Turbine | GT |  | S | X | X |  |  | 2.5 | 0.8 | 1.8 | 2.5 | 0.1 | N |  |  | OP | X | 12 | 1983 |  |  | Y | Industrial CHP | 7 | [11 empty] | N | N |  | 1H | [23 empty] | N | N | N | bar: T X to NG BLQ
5199 | Devon Energy Production Co | 55278 | Beaver Creek Gas Plant | WY | Fremont | 2 | Natural Gas Fired Combustion Turbine | GT |  | S | X | X |  |  | 2.5 | 0.8 | 1.8 | 2.5 | 0.1 | N |  |  | OP | X | 11 | 1992 |  |  | Y | Industrial CHP | 7 | [11 empty] | N | N |  | 1H | [23 empty] | N | N | N | bar: T X to NG BLQ
13902 | NorthWestern Energy | 7039 | Lake (WY) | WY | Teton | 1 | Petroleum Liquids | IC |  | S | X | X | NA | NA | 2.7 | 0.8 | 2.7 | 2.7 | 2.3 | N |  |  | SB | N | 9 | 1967 |  |  | N | Electric Utility | 1 | T X: X; NG BLQ: DFO |  |  | N | N |  | 10M | [23 empty] | N | N | N
61167 | Genesis Alkali, LLC | 57915 | Genesis Alkali | WY | Sweetwater | 1 | Conventional Steam Coal | ST |  | S | X | X |  |  | 3.5 | 0.8 | 3.5 | 3.5 | 0.5 | N |  |  | OP | X | 6 | 1953 |  |  | Y | Industrial CHP | 7 | T X: T; NG BLQ: SUB; NG BIT: NG; NG NG: NG |  |  | N | N |  | 12H |  | Y |  |  | Y | [18 empty] | Y | Y | N
61167 | Genesis Alkali, LLC | 57915 | Genesis Alkali | WY | Sweetwater | 2 | Conventional Steam Coal | ST |  | S | X | X |  |  | 3.5 | 0.8 | 3.5 | 3.5 | 0.5 | N |  |  | OP | X | 6 | 1953 |  |  | Y | Industrial CHP | 7 | T X: T; NG BLQ: SUB; NG BIT: NG; NG NG: NG |  |  | N | N |  | 12H |  | Y |  |  | Y | [18 empty] | Y | Y | N
61167 | Genesis Alkali, LLC | 57915 | Genesis Alkali | WY | Sweetwater | 3 | Conventional Steam Coal | ST |  | S | X | X |  |  | 4 | 0.8 | 4 | 4 | 0.5 | N |  |  | OP | X | 6 | 1964 |  |  | Y | Industrial CHP | 7 | T X: T; NG BLQ: SUB; NG BIT: NG; NG NG: NG |  |  | N | N |  | 12H |  | Y |  |  | Y | [18 empty] | Y | Y | N
1307 | Basin Electric Power Coop | 8026 | Hartzog | WY | Campbell | 1 | Natural Gas Fired Combustion Turbine | GT |  | S | X | X |  |  | 7.5 | 0.8 | 5 | 6 | 0.5 | N |  |  | OP | X | 8 | 2002 |  |  | N | Electric Utility | 1 | [11 empty] | N | N |  | 10M | [23 empty] | N | N | N | bar: T X to NG BLQ
1307 | Basin Electric Power Coop | 8026 | Hartzog | WY | Campbell | 2 | Natural Gas Fired Combustion Turbine | GT |  | S | X | X |  |  | 7.5 | 0.8 | 5 | 6 | 0.5 | N |  |  | OP | X | 8 | 2002 |  |  | N | Electric Utility | 1 | [11 empty] | N | N |  | 10M | [23 empty] | N | N | N | bar: T X to NG BLQ
1307 | Basin Electric Power Coop | 8026 | Hartzog | WY | Campbell | 3 | Natural Gas Fired Combustion Turbine | GT |  | S | X | X |  |  | 7.5 | 0.8 | 5 | 6 | 0.5 | N |  |  | OP | X | 8 | 2002 |  |  | N | Electric Utility | 1 | [11 empty] | N | N |  | 10M | [23 empty] | N | N | N | bar: T X to NG BLQ
1307 | Basin Electric Power Coop | 8028 | Arvada | WY | Sheridan | 1 | Natural Gas Fired Combustion Turbine | GT |  | S | X | X |  |  | 7.5 | 0.8 | 5 | 6 | 0.5 | N |  |  | OP | X | 9 | 2002 |  |  | N | Electric Utility | 1 | [11 empty] | N | N |  | 10M | [23 empty] | N | N | N | bar: T X to NG BLQ
1307 | Basin Electric Power Coop | 8028 | Arvada | WY | Sheridan | 2 | Natural Gas Fired Combustion Turbine | GT |  | S | X | X |  |  | 7.5 | 0.8 | 5 | 6 | 0.5 | N |  |  | OP | X | 9 | 2002 |  |  | N | Electric Utility | 1 | [11 empty] | N | N |  | 10M | [23 empty] | N | N | N | bar: T X to NG BLQ
1307 | Basin Electric Power Coop | 8028 | Arvada | WY | Sheridan | 3 | Natural Gas Fired Combustion Turbine | GT |  | S | X | X |  |  | 7.5 | 0.8 | 5 | 6 | 0.5 | N |  |  | OP | X | 9 | 2002 |  |  | N | Electric Utility | 1 | [11 empty] | N | N |  | 10M | [23 empty] | N | N | N | bar: T X to NG BLQ
1307 | Basin Electric Power Coop | 8030 | Barber Creek | WY | Campbell | 1 | Natural Gas Fired Combustion Turbine | GT |  | S | X | X |  |  | 7.5 | 0.8 | 5 | 6 | 0.5 | N |  |  | OP | X | 9 | 2002 |  |  | N | Electric Utility | 1 | [11 empty] | N | N |  | 10M | [23 empty] | N | N | N | bar: T X to NG BLQ
1307 | Basin Electric Power Coop | 8030 | Barber Creek | WY | Campbell | 2 | Natural Gas Fired Combustion Turbine | GT |  | S | X | X |  |  | 7.5 | 0.8 | 5 | 6 | 0.5 | N |  |  | OP | X | 9 | 2002 |  |  | N | Electric Utility | 1 | [11 empty] | N | N |  | 10M | [23 empty] | N | N | N | bar: T X to NG BLQ
1307 | Basin Electric Power Coop | 8030 | Barber Creek | WY | Campbell | 3 | Natural Gas Fired Combustion Turbine | GT |  | S | X | X |  |  | 7.5 | 0.8 | 5 | 6 | 0.5 | N |  |  | OP | X | 9 | 2002 |  |  | N | Electric Utility | 1 | [11 empty] | N | N |  | 10M | [23 empty] | N | N | N | bar: T X to NG BLQ
61167 | Genesis Alkali, LLC | 57915 | Genesis Alkali | WY | Sweetwater | 4 | Conventional Steam Coal | ST |  | S | X | X |  |  | 10 | 0.8 | 10 | 10 | 3 | N |  |  | OA | X | 6 | 1972 |  |  | Y | Industrial CHP | 7 | T X: T; NG BLQ: SUB; NG BIT: NG; NG NG: NG |  |  | N | N |  | 12H |  | Y |  |  | Y | [18 empty] | Y | Y | N
61167 | Genesis Alkali, LLC | 57915 | Genesis Alkali | WY | Sweetwater | 5 | Conventional Steam Coal | ST |  | S | X | X |  |  | 10 | 0.8 | 10 | 10 | 3 | N |  |  | OP | X | 6 | 1975 |  |  | Y | Industrial CHP | 7 | T X: T; NG BLQ: SUB; NG BIT: NG; NG NG: NG |  |  | N | N |  | 12H |  | Y |  |  | Y | [18 empty] | Y | Y | N
61167 | Genesis Alkali, LLC | 57915 | Genesis Alkali | WY | Sweetwater | 6 | Conventional Steam Coal | ST |  | S | X | X |  |  | 10 | 0.9 | 10 | 10 | 3 | N |  |  | OP | X | 6 | 1975 |  |  | Y | Industrial CHP | 7 | T X: T; NG BLQ: SUB; NG BIT: NG; NG NG: NG |  |  | N | N |  | 12H |  | Y |  |  | Y | [18 empty] | Y | Y | N
7067 | Tata Chemicals Partners | 54318 | General Chemical | WY | Sweetwater | TG1 | Conventional Steam Coal | ST |  | S | X | X |  |  | 15 | 0.85 | 15 | 15 | 2 | N |  |  | OP | X | 5 | 1968 |  |  | Y | Industrial CHP | 7 | T X: T; NG BLQ: BIT; NG BIT: NG; NG NG: NG |  |  | N | N |  | 12H |  | Y |  |  | Y | [15 empty] | N |  |  | N | N | N
7067 | Tata Chemicals Partners | 54318 | General Chemical | WY | Sweetwater | TG2 | Conventional Steam Coal | ST |  | S | X | X |  |  | 15 | 0.85 | 15 | 15 | 2 | N |  |  | OP | X | 1 | 1977 |  |  | Y | Industrial CHP | 7 | T X: T; NG BLQ: BIT; NG BIT: NG; NG NG: NG |  |  | N | N |  | 12H |  | Y |  |  | Y | [15 empty] | N |  |  | N | N | N
56771 | Black Hills Service Company LLC | 57703 | Cheyenne Prairie Generating Station | WY | Laramie | 01C | Natural Gas Fired Combined Cycle | CA | PB1 | J | N | X |  |  | 20 | 0.85 | 20 | 20 | 5 | N |  |  | OP | X | 10 | 2014 |  |  | N | Electric Utility | 1 | [11 empty] | N | N |  | 1H | [20 empty] | N |  |  | N | N | N | bar: T X to NG BLQ
29297 | Pelican Utility | 6702 | Pelican | AK | Skagway Hoonah Angoon | IC8 | Petroleum Liquids | IC |  | W | X | X |  |  | 0.2 | 0.8 | 0.2 | 0.2 | 0.1 | N |  |  | OP | X | 9 | 2008 |  |  | N | Electric Utility | 1 | T X: X; NG BLQ: DFO |  |  | N | N |  | 10M | [23 empty] | N
219 | Alaska Power and Telephone Co | 7169 | Northway | AK | Southeast Fairbanks | 2A | Petroleum Liquids | IC |  | S | X | X |  |  | 0.2 | 0.8 | 0.2 | 0.2 | 0.1 | N |  |  | OP | X | 12 | 1997 |  |  | N | Electric Utility | 1 | T X: X; NG BLQ: DFO |  |  | N | N |  | 10M | [23 empty] | N
221 | Alaska Village Elec Coop, Inc | 57054 | Upper Kalskag | AK | Bethel | UNIT1 | Petroleum Liquids | IC |  | S | X | X |  |  | 0.2 | 0.9 | 0.2 | 0.2 | 0.1 | N |  |  | OP | X | 12 | 2004 |  |  | Y | Electric Utility | 1 | T X: T; NG BLQ: DFO |  |  | N | N |  | 10M | [23 empty] | N
221 | Alaska Village Elec Coop, Inc | 57059 | Koyuk | AK | Nome | UNIT1 | Petroleum Liquids | IC |  | S | X | X |  |  | 0.2 | 0.9 | 0.2 | 0.2 | 0.1 | N |  |  | OP | X | 2 | 2005 |  |  | Y | Electric Utility | 1 | T X: T; NG BLQ: DFO |  |  | N | N |  | 10M | [23 empty] | N
221 | Alaska Village Elec Coop, Inc | 57060 | Elim | AK | Nome | UNIT1 | Petroleum Liquids | IC |  | S | X | X |  |  | 0.2 | 0.9 | 0.2 | 0.2 | 0.1 | N |  |  | OP | X | 6 | 2003 |  |  | Y | Electric Utility | 1 | T X: T; NG BLQ: DFO |  |  | N | N |  | 10M | [23 empty] | N
221 | Alaska Village Elec Coop, Inc | 57063 | Shungnak | AK | Northwest Arctic | UNIT1 | Petroleum Liquids | IC |  | S | X | X |  |  | 0.2 | 0.9 | 0.2 | 0.2 | 0.1 | N |  |  | OP | X | 3 | 1991 |  |  | Y | Electric Utility | 1 | T X: T; NG BLQ: DFO |  |  | N | N |  | 10M | [23 empty] | N
221 | Alaska Village Elec Coop, Inc | 57065 | Kivalina | AK | Northwest Arctic | UNIT1 | Petroleum Liquids | IC |  | S | X | X |  |  | 0.2 | 0.9 | 0.2 | 0.2 | 0.1 | N |  |  | OP | X | 4 | 1996 |  |  | Y | Electric Utility | 1 | T X: T; NG BLQ: DFO |  |  | N | N |  | 10M | [23 empty] | N
221 | Alaska Village Elec Coop, Inc | 57065 | Kivalina | AK | Northwest Arctic | UNIT3 | Petroleum Liquids | IC |  | S | X | X |  |  | 0.2 | 0.9 | 0.2 | 0.2 | 0.1 | N |  |  | OP | X | 5 | 1990 |  |  | Y | Electric Utility | 1 | T X: T; NG BLQ: DFO |  |  | N | N |  | 10M | [23 empty] | N
221 | Alaska Village Elec Coop, Inc | 60244 | Marshall | AK | Wade Hampton | 3 | Petroleum Liquids | IC |  | S | X | X |  |  | 0.2 | 0.9 | 0.2 | 0.2 | 0.1 | N |  |  | OP | X | 6 | 1994 |  |  | N | Electric Utility | 1 | T X: X; NG BLQ: DFO |  |  |  | N |  | 10M | [23 empty] | N
221 | Alaska Village Elec Coop, Inc | 60260 | Brevig Mission | AK | Nome | 1 | Petroleum Liquids | IC |  | S | X | X |  |  | 0.2 | 0.9 | 0.2 | 0.2 | 0.1 | N |  |  | OP | X | 6 | 2010 |  |  | N | Electric Utility | 1 | T X: X; NG BLQ: DFO |  |  | N | N |  | 10M | [23 empty] | N
219 | Alaska Power and Telephone Co | 423 | Hydaburg | AK | Prince of Wales Ketchikan | 3A | Petroleum Liquids | IC |  | S | X | X |  |  | 0.3 | 0.8 | 0.3 | 0.3 | 0.1 | N |  |  | OP | X | 10 | 2001 |  |  | N | Electric Utility | 1 | T X: X; NG BLQ: DFO |  |  | N | N |  | 10M | [23 empty] | N
219 | Alaska Power and Telephone Co | 423 | Hydaburg | AK | Prince of Wales Ketchikan | 5 | Petroleum Liquids | IC |  | S | X | X |  |  | 0.3 | 0.8 | 0.3 | 0.3 | 0.1 | N |  |  | OP | X | 9 | 1985 |  |  | N | Electric Utility | 1 | T X: X; NG BLQ: DFO |  |  | N | N |  | 10M | [23 empty] | N
221 | Alaska Village Elec Coop, Inc | 6323 | Kiana | AK | Northwest Arctic | 1B | Petroleum Liquids | IC |  | S | X | X |  |  | 0.3 | 0.9 | 0.3 | 0.3 | 0.1 | N |  |  | OP | X | 9 | 2001 |  |  | N | Electric Utility | 1 | T X: X; NG BLQ: DFO |  |  | N | N |  | 10M | [23 empty] | N
221 | Alaska Village Elec Coop, Inc | 6329 | Mountain Village | AK | Bethel | 1 | Petroleum Liquids | IC |  | S | X | X |  |  | 0.3 | 0.9 | 0.3 | 0.3 | 0.1 | N |  |  | OP | X | 4 | 1984 |  |  | N | Electric Utility | 1 | T X: X; NG BLQ: DFO |  |  | N | N |  | 10M | [23 empty] | N
221 | Alaska Village Elec Coop, Inc | 6330 | Noorvik | AK | Northwest Arctic | 1A | Petroleum Liquids | IC |  | S | X | X |  |  | 0.3 | 0.9 | 0.3 | 0.3 | 0.1 | N |  |  | OP | X | 9 | 1997 |  |  | N | Electric Utility | 1 | T X: X; NG BLQ: DFO |  |  | N | N |  | 10M | [23 empty] | N
221 | Alaska Village Elec Coop, Inc | 6345 | Shishmaref | AK | Nome | 1 | Petroleum Liquids | IC |  | S | X | X |  |  | 0.3 | 0.9 | 0.3 | 0.3 | 0.1 | N |  |  | OP | X | 6 | 2004 |  |  | N | Electric Utility | 1 | T X: X; NG BLQ: DFO |  |  | N | N |  | 10M | [23 empty] | N
221 | Alaska Village Elec Coop, Inc | 6345 | Shishmaref | AK | Nome | 2 | Petroleum Liquids | IC |  | S | X | X |  |  | 0.3 | 0.9 | 0.3 | 0.3 | 0.1 | N |  |  | OP | X | 12 | 1976 |  |  | N | Electric Utility | 1 | T X: X; NG BLQ: DFO |  |  | N | N |  | 10M | [23 empty] | N
9188 | I-N-N Electric Coop, Inc | 7183 | Newhalen | AK | Lake and Peninsula | 5 | Petroleum Liquids | IC |  | S | X | X |  |  | 0.3 | 0.8 | 0.3 | 0.3 | 0 | N |  |  | OP | X | 9 | 2012 |  |  | N | Electric Utility | 1 | T X: X; NG BLQ: DFO |  |  | N |  |  | 10M | [23 empty] | N
9188 | I-N-N Electric Coop, Inc | 7183 | Newhalen | AK | Lake and Peninsula | 6 | Petroleum Liquids | IC |  | S | X | X |  |  | 0.3 | 0.8 | 0.3 | 0.3 | 0 | N |  |  | OP | X | 9 | 2012 |  |  | N | Electric Utility | 1 | T X: X; NG BLQ: DFO |  |  | N |  |  | 10M | [23 empty] | N
9188 | I-N-N Electric Coop, Inc | 7183 | Newhalen | AK | Lake and Peninsula | 7 | Petroleum Liquids | IC |  | S | X | X |  |  | 0.3 | 0.8 | 0.3 | 0.3 | 0 | N |  |  | OP | X | 9 | 2012 |  |  | N | Electric Utility | 1 | T X: X; NG BLQ: DFO |  |  | N | N |  | 10M | [23 empty] | N
26616 | North Slope Borough Power & Light | 7487 | NSB Anaktuvuk Pass | AK | North Slope | 1 | Petroleum Liquids | IC |  | S | X | X |  |  | 0.3 | 0.8 | 0.3 | 0.3 | 0.1 | N |  |  | OP | X | 9 | 1994 |  |  | N | Electric Utility | 1 | T X: X; NG BLQ: DFO |  |  | N | N |  | 1H | [20 empty] | N |  |  | N | N
26616 | North Slope Borough Power & Light | 7487 | NSB Anaktuvuk Pass | AK | North Slope | 2 | Petroleum Liquids | IC |  | S | X | X |  |  | 0.3 | 0.8 | 0.3 | 0.3 | 0.1 | N |  |  | OP | X | 9 | 1994 |  |  | N | Electric Utility | 1 | T X: X; NG BLQ: DFO |  |  | N | N |  | 1H | [20 empty] | N |  |  | N | N
26616 | North Slope Borough Power & Light | 7487 | NSB Anaktuvuk Pass | AK | North Slope | 3 | Petroleum Liquids | IC |  | S | X | X |  |  | 0.3 | 0.8 | 0.3 | 0.3 | 0.1 | N |  |  | OP | X | 9 | 1994 |  |  | N | Electric Utility | 1 | T X: X; NG BLQ: DFO |  |  | N | N |  | 1H | [20 empty] | N |  |  | N | N
9897 | City of King Cove | 7493 | King Cove | AK | Aleutians East | 1 | Petroleum Liquids | IC |  | S | X | X |  |  | 0.3 | 0.8 | 0.3 | 0.3 | 0.2 | N |  |  | OP | X | 2 | 1980 |  |  | N | Electric Utility | 1 | T X: X; NG BLQ: DFO |  |  | N |  |  | 10M | [23 empty] | N | N
9897 | City of King Cove | 7493 | King Cove | AK | Aleutians East | 5 | Petroleum Liquids | IC |  | S | X | X |  |  | 0.3 | 0.8 | 0.3 | 0.3 | 0.2 | N |  |  | OP | X | 2 | 1980 |  |  | N | Electric Utility | 1 | T X: X; NG BLQ: DFO |  |  | N |  |  | 10M | [23 empty] | N | N
19454 | City of Unalaska - (AK) | 7502 | Dutch Harbor | AK | Aleutians West | 15 | Petroleum Liquids | IC |  | S | X | X |  |  | 0.3 | 0.8 | 0.2 | 0.2 | 0.2 | N |  |  | SB | Y | 11 | 2010 |  |  | N | Electric Utility | 1 | T X: X; NG BLQ: DFO |  |  | N | N |  | 1H | [23 empty] | N |  | N
221 | Alaska Village Elec Coop, Inc | 57051 | Noatak | AK | Northwest Arctic | UNIT2 | Petroleum Liquids | IC |  | S | X | X |  |  | 0.3 | 0.9 | 0.3 | 0.3 | 0.1 | N |  |  | OP | X | 12 | 2008 |  |  | Y | Electric Utility | 1 | T X: T; NG BLQ: DFO |  |  | N | N |  | 10M | [23 empty] | N
221 | Alaska Village Elec Coop, Inc | 57057 | Quinhagak | AK | Bethel | UNIT2 | Petroleum Liquids | IC |  | S | X | X |  |  | 0.3 | 0.9 | 0.3 | 0.3 | 0.1 | N |  |  | OP | X | 3 | 2002 |  |  | Y | Electric Utility | 1 | T X: T; NG BLQ: DFO |  |  | N | N |  | 10M | [23 empty] | N
221 | Alaska Village Elec Coop, Inc | 57058 | Pilot Station | AK | Wade Hampton | UNIT3 | Petroleum Liquids | IC |  | S | X | X |  |  | 0.3 | 0.9 | 0.3 | 0.3 | 0.1 | N |  |  | OP | X | 1 | 2002 |  |  | Y | Electric Utility | 1 | T X: T; NG BLQ: DFO |  |  | N | N |  | 10M | [23 empty] | N
221 | Alaska Village Elec Coop, Inc | 57062 | Gambell | AK | Nome | 1A | Petroleum Liquids | IC |  | S | X | X |  |  | 0.3 | 0.9 | 0.3 | 0.3 | 0.1 | N |  |  | OP | X | 9 | 2006 |  |  | Y | Electric Utility | 1 | T X: T; NG BLQ: DFO |  |  |  | N |  | 10M | [23 empty] | N
221 | Alaska Village Elec Coop, Inc | 57063 | Shungnak | AK | Northwest Arctic | UNIT2 | Petroleum Liquids | IC |  | S | X | X |  |  | 0.3 | 0.9 | 0.3 | 0.3 | 0.1 | N |  |  | OP | X | 11 | 1984 |  |  | Y | Electric Utility | 1 | T X: T; NG BLQ: DFO |  |  | N | N |  | 10M | [23 empty] | N
221 | Alaska Village Elec Coop, Inc | 57063 | Shungnak | AK | Northwest Arctic | UNIT3 | Petroleum Liquids | IC |  | S | X | X |  |  | 0.3 | 0.9 | 0.3 | 0.3 | 0.1 | N |  |  | OP | X | 8 | 1998 |  |  | Y | Electric Utility | 1 | T X: T; NG BLQ: DFO |  |  | N | N |  | 10M | [23 empty] | N
221 | Alaska Village Elec Coop, Inc | 57064 | Kotlik | AK | Wade Hampton | UNIT1 | Petroleum Liquids | IC |  | S | X | X |  |  | 0.3 | 0.9 | 0.3 | 0.3 | 0.1 | N |  |  | OP | X | 9 | 2007 |  |  | Y | Electric Utility | 1 | T X: T; NG BLQ: DFO |  |  | N | N |  | 10M | [23 empty] | N
221 | Alaska Village Elec Coop, Inc | 57064 | Kotlik | AK | Wade Hampton | UNIT2 | Petroleum Liquids | IC |  | S | X | X |  |  | 0.3 | 0.9 | 0.3 | 0.3 | 0.1 | N |  |  | OP | X | 9 | 2007 |  |  | Y | Electric Utility | 1 | T X: T; NG BLQ: DFO |  |  | N | N |  | 10M | [23 empty] | N
221 | Alaska Village Elec Coop, Inc | 57065 | Kivalina | AK | Northwest Arctic | UNIT2 | Petroleum Liquids | IC |  | S | X | X |  |  | 0.3 | 0.9 | 0.3 | 0.3 | 0.1 | N |  |  | OP | X | 10 | 1977 |  |  | Y | Electric Utility | 1 | T X: T; NG BLQ: DFO |  |  | N | N |  | 10M | [23 empty] | N
57494 | TDX North Slope Generating Inc. | 58278 | TNSG North Plant | AK | North Slope | 13 | Petroleum Liquids | IC |  | S | X | X |  |  | 0.3 | 0.8 | 0.3 | 0.3 | 0 | N |  |  | OP | X | 10 | 2010 |  |  | N | Electric Utility | 1 | T X: X; NG BLQ: DFO |  |  | N | N |  | 10M | [23 empty] | N | N
221 | Alaska Village Elec Coop, Inc | 60243 | Ambler | AK | Northwest Arctic | 2 | Petroleum Liquids | IC |  | S | X | X |  |  | 0.3 | 0.9 | 0.3 | 0.3 | 0.1 | N |  |  | OP | X | 8 | 1993 |  |  | N | Electric Utility | 1 | T X: X; NG BLQ: DFO |  |  |  | N |  | 10M | [23 empty] | N
13642 | Nome Joint Utility Systems | 90 | Snake River | AK | Nome | 18 | Petroleum Liquids | IC |  | S | X | X |  |  | 0.4 | 0.8 | 0.4 | 0.4 | 0.1 | N |  |  | OP | X | 1 | 2013 |  |  | N | Electric Utility | 1 | T X: X; NG BLQ: DFO |  |  | N | N |  | 12H | [23 empty] | N
219 | Alaska Power and Telephone Co | 406 | Tok | AK | Southeast Fairbanks | 8 | Petroleum Liquids | IC |  | S | X | X |  |  | 0.4 | 0.8 | 0.4 | 0.4 | 0.2 | N |  |  | OP | X | 10 | 1985 |  |  | N | Electric Utility | 1 | T X: X; NG BLQ: DFO |  |  | N | N |  | 10M | [23 empty] | N
219 | Alaska Power and Telephone Co | 423 | Hydaburg | AK | Prince of Wales Ketchikan | 1A | Petroleum Liquids | IC |  | S | X | X |  |  | 0.4 | 0.8 | 0.4 | 0.4 | 0.2 | N |  |  | OP | X | 10 | 1990 |  |  | N | Electric Utility | 1 | T X: X; NG BLQ: DFO |  |  | N | N |  | 10M | [23 empty] | N
221 | Alaska Village Elec Coop, Inc | 6319 | Hooper Bay | AK | Bethel | 3B | Petroleum Liquids | IC |  | S | X | X |  |  | 0.4 | 0.9 | 0.4 | 0.4 | 0.1 | N |  |  | OP | X | 4 | 2018 |  |  | N | Electric Utility | 1 | T X: X; NG BLQ: DFO |  |  |  | N |  | 10M | [23 empty] | N | N | N
221 | Alaska Village Elec Coop, Inc | 6323 | Kiana | AK | Northwest Arctic | 3B | Petroleum Liquids | IC |  | S | X | X |  |  | 0.4 | 0.9 | 0.4 | 0.4 | 0.1 | N |  |  | OP | X | 8 | 2019 |  |  | N | Electric Utility | 1 | T X: X; NG BLQ: DFO |  |  | N | N |  | 10M | [23 empty] | N
221 | Alaska Village Elec Coop, Inc | 6345 | Shishmaref | AK | Nome | 3A | Petroleum Liquids | IC |  | S | X | X |  |  | 0.4 | 0.9 | 0.4 | 0.4 | 0.1 | N |  |  | OP | X | 4 | 2002 |  |  | N | Electric Utility | 1 | T X: X; NG BLQ: DFO |  |  |  | N |  | 10M | [23 empty] | N
29297 | Pelican Utility | 6702 | Pelican | AK | Skagway Hoonah Angoon | IC6 | Petroleum Liquids | IC |  | W | X | X |  |  | 0.4 | 0.9 | 0.4 | 0.4 | 0.2 | N |  |  | OP | X | 9 | 2008 |  |  | N | Electric Utility | 1 | T X: X; NG BLQ: DFO |  |  | N | N |  | 10M | [23 empty] | N
29297 | Pelican Utility | 6702 | Pelican | AK | Skagway Hoonah Angoon | IC7 | Petroleum Liquids | IC |  | W | X | X |  |  | 0.4 | 0.9 | 0.4 | 0.4 | 0.2 | N |  |  | OP | X | 9 | 2008 |  |  | N | Electric Utility | 1 | T X: X; NG BLQ: DFO |  |  | N | N |  | 10M | [23 empty] | N
219 | Alaska Power and Telephone Co | 7169 | Northway | AK | Southeast Fairbanks | 5 | Petroleum Liquids | IC |  | S | X | X |  |  | 0.4 | 0.8 | 0.4 | 0.4 | 0.2 | N |  |  | OP | X | 9 | 2007 |  |  | N | Electric Utility | 1 | T X: X; NG BLQ: DFO |  |  | N |  |  | 10M | [23 empty] | N
7833 | Gwitchyaa Zhee Utility Co | 7174 | Gwitchyaa Zhee | AK | Yukon Koyukuk | 10 | Petroleum Liquids | IC |  | S | X | X |  |  | 0.4 | 0.98 | 0.2 | 0.3 | 0.2 | N |  |  | OP | X | 12 | 2016 |  |  | Y | Electric Utility | 1 | T X: T; NG BLQ: DFO |  |  |  | N |  | 10M | [23 empty] | N | N
7833 | Gwitchyaa Zhee Utility Co | 7174 | Gwitchyaa Zhee | AK | Yukon Koyukuk | 9 | Petroleum Liquids | IC |  | S | X | X |  |  | 0.4 | 0.98 | 0.2 | 0.3 | 0.2 | N |  |  | OP | X | 12 | 2016 |  |  | Y | Electric Utility | 1 | T X: T; NG BLQ: DFO |  |  |  | N |  | 10M | [23 empty] | N
219 | Alaska Power and Telephone Co | 7414 | Thorne Bay Plant | AK | Prince of Wales Ketchikan | 4 | Petroleum Liquids | IC |  | S | X | X |  |  | 0.4 | 0.8 | 0.4 | 0.4 | 0.2 | N |  |  | OP | X | 1 | 1996 |  |  | N | Electric Utility | 1 | T X: X; NG BLQ: DFO |  |  | N | N |  | 10M | [23 empty] | N
26616 | North Slope Borough Power & Light | 7482 | NSB Atqasuk Utility | AK | North Slope | NA3 | Petroleum Liquids | IC |  | S | X | X |  |  | 0.4 | 0.8 | 0.4 | 0.4 | 0.3 | N |  |  | OP | X | 2 | 2003 |  |  | N | Electric Utility | 1 | T X: X; NG BLQ: DFO |  |  | N | N |  | 1H | [20 empty] | N |  |  | N | N
26616 | North Slope Borough Power & Light | 7482 | NSB Atqasuk Utility | AK | North Slope | PG2 | Petroleum Liquids | IC |  | S | X | X |  |  | 0.4 | 0.8 | 0.4 | 0.4 | 0.2 | N |  |  | OP | X | 8 | 1986 |  |  | N | Electric Utility | 1 | T X: X; NG BLQ: DFO |  |  | N | N |  | 1H | [20 empty] | N |  |  | N | N
26616 | North Slope Borough Power & Light | 7483 | NSB Kaktovik Utility | AK | North Slope | PG3A | Petroleum Liquids | IC |  | S | X | X |  |  | 0.4 | 0.8 | 0.4 | 0.4 | 0.2 | N |  |  | OP | X | 9 | 2000 |  |  | N | Electric Utility | 1 | T X: X; NG BLQ: DFO |  |  | N | N |  | 1H | [20 empty] | N |  |  | N | N
26616 | North Slope Borough Power & Light | 7483 | NSB Kaktovik Utility | AK | North Slope | PG4A | Petroleum Liquids | IC |  | S | X | X |  |  | 0.4 | 0.8 | 0.4 | 0.4 | 0.2 | N |  |  | OP | X | 9 | 2000 |  |  | N | Electric Utility | 1 | T X: X; NG BLQ: DFO |  |  | N | N |  | 1H | [20 empty] | N |  |  | N | N
26616 | North Slope Borough Power & Light | 7484 | NSB Nuiqsut Utility | AK | North Slope | PG3A | Petroleum Liquids | IC |  | S | X | X |  |  | 0.4 | 0.8 | 0.4 | 0.4 | 0.2 | N |  |  | OP | X | 9 | 1999 |  |  | N | Electric Utility | 1 | T X: X; NG BLQ: DFO |  |  | N | N |  | 1H | [20 empty] | N |  |  | N | N
26616 | North Slope Borough Power & Light | 7488 | NSB Wainwright Utility | AK | North Slope | PG1 | Petroleum Liquids | IC |  | S | X | X |  |  | 0.4 | 0.8 | 0.4 | 0.4 | 0.2 | N |  |  | OP | X | 8 | 1988 |  |  | N | Electric Utility | 1 | T X: X; NG BLQ: DFO |  |  | N | N |  | 1H | [20 empty] | N |  |  | N | N
26616 | North Slope Borough Power & Light | 7488 | NSB Wainwright Utility | AK | North Slope | PG2 | Petroleum Liquids | IC |  | S | X | X |  |  | 0.4 | 0.8 | 0.4 | 0.4 | 0.2 | N |  |  | OP | X | 8 | 1988 |  |  | N | Electric Utility | 1 | T X: X; NG BLQ: DFO |  |  | N | N |  | 1H | [20 empty] | N |  |  | N | N
26616 | North Slope Borough Power & Light | 7488 | NSB Wainwright Utility | AK | North Slope | PG3 | Petroleum Liquids | IC |  | S | X | X |  |  | 0.4 | 0.8 | 0.4 | 0.4 | 0.2 | N |  |  | OP | X | 8 | 1989 |  |  | N | Electric Utility | 1 | T X: X; NG BLQ: DFO |  |  | N | N |  | 1H | [20 empty] | N |  |  | N | N
221 | Alaska Village Elec Coop, Inc | 57052 | Savoonga | AK | Nome | UNIT1 | Petroleum Liquids | IC |  | S | X | X |  |  | 0.4 | 0.9 | 0.4 | 0.4 | 0.1 | N |  |  | OP | X | 7 | 2008 |  |  | Y | Electric Utility | 1 | T X: T; NG BLQ: DFO |  |  | N | N |  | 10M | [23 empty] | N
221 | Alaska Village Elec Coop, Inc | 57054 | Upper Kalskag | AK | Bethel | UNIT2 | Petroleum Liquids | IC |  | S | X | X |  |  | 0.4 | 0.9 | 0.4 | 0.4 | 0.1 | N |  |  | OP | X | 12 | 2004 |  |  | Y | Electric Utility | 1 | T X: T; NG BLQ: DFO |  |  | N | N |  | 10M | [23 empty] | N
221 | Alaska Village Elec Coop, Inc | 57056 | Scammon Bay | AK | Wade Hampton | UNIT1 | Petroleum Liquids | IC |  | S | X | X |  |  | 0.4 | 0.9 | 0.4 | 0.4 | 0.1 | N |  |  | OP | X | 5 | 2004 |  |  | Y | Electric Utility | 1 | T X: T; NG BLQ: DFO |  |  | N | N |  | 10M | [23 empty] | N
221 | Alaska Village Elec Coop, Inc | 57056 | Scammon Bay | AK | Wade Hampton | UNIT2 | Petroleum Liquids | IC |  | S | X | X |  |  | 0.4 | 0.9 | 0.4 | 0.4 | 0.1 | N |  |  | OP | X | 9 | 2001 |  |  | Y | Electric Utility | 1 | T X: T; NG BLQ: DFO |  |  | N | N |  | 10M | [23 empty] | N
221 | Alaska Village Elec Coop, Inc | 57057 | Quinhagak | AK | Bethel | UNIT1 | Petroleum Liquids | IC |  | S | X | X |  |  | 0.4 | 0.9 | 0.4 | 0.4 | 0.1 | N |  |  | OP | X | 12 | 1996 |  |  | Y | Electric Utility | 1 | T X: T; NG BLQ: DFO |  |  | N | N |  | 10M | [23 empty] | N
221 | Alaska Village Elec Coop, Inc | 57059 | Koyuk | AK | Nome | UNIT2 | Petroleum Liquids | IC |  | S | X | X |  |  | 0.4 | 0.9 | 0.4 | 0.4 | 0.1 | N |  |  | OP | X | 2 | 2005 |  |  | Y | Electric Utility | 1 | T X: T; NG BLQ: DFO |  |  | N | N |  | 10M | [23 empty] | N
221 | Alaska Village Elec Coop, Inc | 57060 | Elim | AK | Nome | UNIT2 | Petroleum Liquids | IC |  | S | X | X |  |  | 0.4 | 0.9 | 0.4 | 0.4 | 0.1 | N |  |  | OP | X | 6 | 2003 |  |  | Y | Electric Utility | 1 | T X: T; NG BLQ: DFO |  |  | N | N |  | 10M | [23 empty] | N
221 | Alaska Village Elec Coop, Inc | 57063 | Shungnak | AK | Northwest Arctic | UNIT4 | Petroleum Liquids | IC |  | S | X | X |  |  | 0.4 | 0.9 | 0.4 | 0.4 | 0.1 | N |  |  | OP | X | 3 | 1991 |  |  | Y | Electric Utility | 1 | T X: T; NG BLQ: DFO |  |  | N | N |  | 10M | [23 empty] | N
221 | Alaska Village Elec Coop, Inc | 57064 | Kotlik | AK | Wade Hampton | UNIT3 | Petroleum Liquids | IC |  | S | X | X |  |  | 0.4 | 0.9 | 0.5 | 0.5 | 0.1 | N |  |  | OP | X | 9 | 2007 |  |  | Y | Electric Utility | 1 | T X: T; NG BLQ: DFO |  |  | N | N |  | 10M | [23 empty] | N
221 | Alaska Village Elec Coop, Inc | 57064 | Kotlik | AK | Wade Hampton | UNIT4 | Petroleum Liquids | IC |  | S | X | X |  |  | 0.4 | 0.9 | 0.5 | 0.5 | 0.1 | N |  |  | OP | X | 9 | 2007 |  |  | Y | Electric Utility | 1 | T X: T; NG BLQ: DFO |  |  | N | N |  | 10M | [23 empty] | N
221 | Alaska Village Elec Coop, Inc | 57065 | Kivalina | AK | Northwest Arctic | UNIT4 | Petroleum Liquids | IC |  | S | X | X |  |  | 0.4 | 0.9 | 0.4 | 0.4 | 0.1 | N |  |  | OP | X | 12 | 2004 |  |  | Y | Electric Utility | 1 | T X: T; NG BLQ: DFO |  |  | N | N |  | 10M | [23 empty] | N
221 | Alaska Village Elec Coop, Inc | 60243 | Ambler | AK | Northwest Arctic | 1A | Petroleum Liquids | IC |  | S | X | X |  |  | 0.4 | 0.9 | 0.4 | 0.4 | 0.1 | N |  |  | OP | X | 8 | 2020 |  |  | N | Electric Utility | 1 | T X: X; NG BLQ: DFO | [5 empty] | 10M | [23 empty] | N
221 | Alaska Village Elec Coop, Inc | 60243 | Ambler | AK | Northwest Arctic | 3 | Petroleum Liquids | IC |  | S | X | X |  |  | 0.4 | 0.9 | 0.4 | 0.4 | 0.1 | N |  |  | OP | X | 12 | 1990 |  |  | N | Electric Utility | 1 | T X: X; NG BLQ: DFO |  |  |  | N |  | 10M | [23 empty] | N
221 | Alaska Village Elec Coop, Inc | 60244 | Marshall | AK | Wade Hampton | 2 | Petroleum Liquids | IC |  | S | X | X |  |  | 0.4 | 0.9 | 0.4 | 0.4 | 0.1 | N |  |  | OP | X | 12 | 2005 |  |  | N | Electric Utility | 1 | T X: X; NG BLQ: DFO |  |  | N | N |  | 10M | [23 empty] | N
221 | Alaska Village Elec Coop, Inc | 60245 | New Stuyahok | AK | Dillingham | 1 | Petroleum Liquids | IC |  | S | X | X |  |  | 0.4 | 0.9 | 0.4 | 0.4 | 0.1 | N |  |  | OP | X | 9 | 2010 |  |  | N | Electric Utility | 1 | T X: X; NG BLQ: DFO |  |  | N | N |  | 10M | [23 empty] | N
221 | Alaska Village Elec Coop, Inc | 60260 | Brevig Mission | AK | Nome | 2 | Petroleum Liquids | IC |  | S | X | X |  |  | 0.4 | 0.9 | 0.4 | 0.4 | 0.1 | N |  |  | OP | X | 6 | 2010 |  |  | N | Electric Utility | 1 | T X: X; NG BLQ: DFO |  |  |  | N |  | 10M | [23 empty] | N
221 | Alaska Village Elec Coop, Inc | 60260 | Brevig Mission | AK | Nome | 3A | Petroleum Liquids | IC |  | S | X | X |  |  | 0.4 | 0.9 | 0.4 | 0.4 | 0.1 | N |  |  | OP | X | 1 | 2018 |  |  | N | Electric Utility | 1 | T X: X; NG BLQ: DFO |  |  | N | N |  | 10M | [23 empty] | N | N | N
219 | Alaska Power and Telephone Co | 61685 | Slana Generating Station | AK | Southeast Fairbanks | 1 | Petroleum Liquids | IC |  | S | X | X |  |  | 0.4 | 0.95 | 0.4 | 0.4 | 0.1 | N |  |  | OP | X | 1 | 2016 |  |  | N | Electric Utility | 1 | T X: X; NG BLQ: DFO |  |  | N | N |  | 10M | [23 empty] | N
219 | Alaska Power and Telephone Co | 61685 | Slana Generating Station | AK | Southeast Fairbanks | 2 | Petroleum Liquids | IC |  | S | X | X |  |  | 0.4 | 0.95 | 0.4 | 0.4 | 0.1 | N |  |  | OP | X | 1 | 2016 |  |  | N | Electric Utility | 1 | T X: X; NG BLQ: DFO |  |  | N | N |  | 10M | [23 empty] | N
219 | Alaska Power and Telephone Co | 61685 | Slana Generating Station | AK | Southeast Fairbanks | 3 | Petroleum Liquids | IC |  | S | X | X |  |  | 0.4 | 0.95 | 0.4 | 0.4 | 0.1 | N |  |  | OP | X | 1 | 2016 |  |  | N | Electric Utility | 1 | T X: X; NG BLQ: DFO |  |  | N | N |  | 10M | [23 empty] | N
63560 | TDX Sand Point Generating, LLC | 1 | Sand Point | AK | Aleutians East | 3 | Petroleum Liquids | IC |  | S | X | X |  |  | 0.5 | 0.8 | 0.3 | 0.3 | 0.3 | N |  |  | OP | X | 12 | 2010 |  |  | N | IPP Non-CHP | 2 | T X: X; NG BLQ: DFO | [5 empty] | 10M | [23 empty] | N
219 | Alaska Power and Telephone Co | 66 | Skagway | AK | Skagway Hoonah Angoon | 8A | Petroleum Liquids | IC |  | S | X | X |  |  | 0.5 | 0.8 | 0.5 | 0.5 | 0.2 | N |  |  | OP | X | 9 | 1991 |  |  | N | Electric Utility | 1 | T X: X; NG BLQ: DFO |  |  | N | N |  | 10M | [23 empty] | N
13870 | Nushagak Electric Coop, Inc | 109 | Dillingham | AK | Dillingham | 16 | Petroleum Liquids | IC |  | S | X | X |  |  | 0.5 | 0.8 | 0.5 | 0.5 | 0.1 | N |  |  | OP | X | 12 | 2009 |  |  | N | Electric Utility | 1 | T X: X; NG BLQ: DFO | [5 empty] | 10M | [23 empty] | N | N | N
219 | Alaska Power and Telephone Co | 406 | Tok | AK | Southeast Fairbanks | 6 | Petroleum Liquids | IC |  | S | X | X |  |  | 0.5 | 0.8 | 0.5 | 0.5 | 0.2 | N |  |  | OS | X | 12 | 2010 |  |  | N | Electric Utility | 1 | T X: X; NG BLQ: DFO |  |  | N | N |  | 10M | [23 empty] | N
10433 | Kodiak Electric Assn Inc | 6282 | Port Lions Microgrid | AK | Kodiak Island | 5 | Petroleum Liquids | IC |  | S | X | X |  |  | 0.5 | 0.8 | 0.5 | 0.5 | 0.1 | N |  |  | OP | X | 9 | 2017 |  |  | N | Electric Utility | 1 | T X: X; NG BLQ: DFO |  |  |  | N |  | 1H | [23 empty] | N | N | N
40548 | Unalakleet Valley Elec Coop | 6299 | Unalakleet | AK | Nome | 5 | Petroleum Liquids | IC |  | S | X | X |  |  | 0.5 | 0.95 | 0.4 | 0.4 | 0.1 | N |  |  | OP | X | 5 | 2010 |  |  | N | Electric Utility | 1 | T X: X; NG BLQ: DFO |  |  | N | N |  | 10M | [23 empty] | N | N | N
40548 | Unalakleet Valley Elec Coop | 6299 | Unalakleet | AK | Nome | 6 | Petroleum Liquids | IC |  | S | X | X |  |  | 0.5 | 0.95 | 0.4 | 0.4 | 0.1 | N |  |  | OP | X | 5 | 2010 |  |  | N | Electric Utility | 1 | T X: X; NG BLQ: DFO |  |  | N | N |  | 10M | [23 empty] | N | N | N
40548 | Unalakleet Valley Elec Coop | 6299 | Unalakleet | AK | Nome | 7 | Petroleum Liquids | IC |  | S | X | X |  |  | 0.5 | 0.95 | 0.4 | 0.4 | 0.1 | N |  |  | OP | X | 12 | 2010 |  |  | N | Electric Utility | 1 | T X: X; NG BLQ: DFO |  |  | N | N |  | 10M | [23 empty] | N | N | N
40548 | Unalakleet Valley Elec Coop | 6299 | Unalakleet | AK | Nome | 8 | Petroleum Liquids | IC |  | S | X | X |  |  | 0.5 | 0.95 | 0.4 | 0.4 | 0.1 | N |  |  | OP | X | 12 | 2010 |  |  | N | Electric Utility | 1 | T X: X; NG BLQ: DFO |  |  | N | N |  | 10M | [23 empty] | N | N | N
221 | Alaska Village Elec Coop, Inc | 6311 | Chevak | AK | Bethel | 1A | Petroleum Liquids | IC |  | S | X | X |  |  | 0.5 | 0.9 | 0.5 | 0.5 | 0.1 | N |  |  | OP | X | 10 | 2009 |  |  | N | Electric Utility | 1 | T X: X; NG BLQ: DFO |  |  | N | N |  | 10M | [23 empty] | N
221 | Alaska Village Elec Coop, Inc | 6311 | Chevak | AK | Bethel | 2A | Petroleum Liquids | IC |  | S | X | X |  |  | 0.5 | 0.9 | 0.5 | 0.5 | 0.1 | N |  |  | OP | X | 10 | 2009 |  |  | N | Electric Utility | 1 | T X: X; NG BLQ: DFO |  |  | N | N |  | 10M | [23 empty] | N
221 | Alaska Village Elec Coop, Inc | 6314 | Emmonak | AK | Wade Hampton | 2A | Petroleum Liquids | IC |  | S | X | X |  |  | 0.5 | 0.9 | 0.5 | 0.5 | 0.1 | N |  |  | OP | X | 10 | 2012 |  |  | N | Electric Utility | 1 | T X: X; NG BLQ: DFO |  |  | N | N |  | 10M | [23 empty] | N
221 | Alaska Village Elec Coop, Inc | 6314 | Emmonak | AK | Wade Hampton | 4a | Petroleum Liquids | IC |  | S | X | X |  |  | 0.5 | 0.9 | 0.5 | 0.5 | 0.1 | N |  |  | OP | X | 4 | 2005 |  |  | N | Electric Utility | 1 | T X: X; NG BLQ: DFO |  |  | N | N |  | 10M | [23 empty] | N |  | N
221 | Alaska Village Elec Coop, Inc | 6319 | Hooper Bay | AK | Bethel | 4B | Petroleum Liquids | IC |  | S | X | X |  |  | 0.5 | 0.9 | 0.5 | 0.5 | 0.1 | N |  |  | OP | X | 7 | 2013 |  |  | N | Electric Utility | 1 | T X: X; NG BLQ: DFO |  |  | N | N |  | 10M | [23 empty] | N
221 | Alaska Village Elec Coop, Inc | 6319 | Hooper Bay | AK | Bethel | 6 | Petroleum Liquids | IC |  | S | X | X |  |  | 0.5 | 0.9 | 0.5 | 0.5 | 0.2 | N |  |  | OP | X | 10 | 1997 |  |  | N | Electric Utility | 1 | T X: X; NG BLQ: DFO |  |  | N | N |  | 10M | [23 empty] | N
221 | Alaska Village Elec Coop, Inc | 6323 | Kiana | AK | Northwest Arctic | 4 | Petroleum Liquids | IC |  | S | X | X |  |  | 0.5 | 0.9 | 0.5 | 0.5 | 0.1 | N |  |  | OP | X | 7 | 1984 |  |  | N | Electric Utility | 1 | T X: X; NG BLQ: DFO |  |  | N | N |  | 10M | [23 empty] | N
221 | Alaska Village Elec Coop, Inc | 6329 | Mountain Village | AK | Bethel | 3B | Petroleum Liquids | IC |  | S | X | X |  |  | 0.5 | 0.9 | 0.5 | 0.5 | 0.1 | N |  |  | OP | X | 3 | 2005 |  |  | N | Electric Utility | 1 | T X: X; NG BLQ: DFO |  |  |  | N |  | 10M | [23 empty] | N
221 | Alaska Village Elec Coop, Inc | 6330 | Noorvik | AK | Northwest Arctic | 2B | Petroleum Liquids | IC |  | S | X | X |  |  | 0.5 | 0.9 | 0.5 | 0.5 | 0.1 | N |  |  | OP | X | 7 | 2017 |  |  | N | Electric Utility | 1 | T X: X; NG BLQ: DFO |  |  |  | N |  | 10M | [23 empty] | N | N | N
221 | Alaska Village Elec Coop, Inc | 6333 | Nunapitchuk | AK | Bethel | 1A | Petroleum Liquids | IC |  | S | X | X |  |  | 0.5 | 0.9 | 0.5 | 0.5 | 0.1 | N |  |  | SB | Y | 7 | 2006 |  |  | N | Electric Utility | 1 | T X: X; NG BLQ: DFO |  |  |  | N |  | 10M | [23 empty] | N
221 | Alaska Village Elec Coop, Inc | 6341 | Selawik | AK | Northwest Arctic | 2B | Petroleum Liquids | IC |  | S | X | X |  |  | 0.5 | 0.9 | 0.5 | 0.5 | 0.1 | N |  |  | OP | X | 8 | 2013 |  |  | N | Electric Utility | 1 | T X: X; NG BLQ: DFO |  |  |  | N |  | 10M | [23 empty] | N
221 | Alaska Village Elec Coop, Inc | 6345 | Shishmaref | AK | Nome | 4A | Petroleum Liquids | IC |  | S | X | X |  |  | 0.5 | 0.9 | 0.5 | 0.5 | 0.1 | N |  |  | OP | X | 7 | 2006 |  |  | N | Electric Utility | 1 | T X: X; NG BLQ: DFO |  |  | N |  |  | 10M | [23 empty] | N
221 | Alaska Village Elec Coop, Inc | 6348 | Togiak | AK | Dillingham | 4C | Petroleum Liquids | IC |  | S | X | X |  |  | 0.5 | 0.9 | 0.5 | 0.5 | 0.1 | N |  |  | OP | X | 4 | 2019 |  |  | N | Electric Utility | 1 | T X: X; NG BLQ: DFO | [5 empty] | 10M | [23 empty] | N
12119 | McGrath Light & Power Co | 6555 | McGrath | AK | Yukon Koyukuk | 3A | Petroleum Liquids | IC |  | S | X | X |  |  | 0.5 | 0.8 | 0.5 | 0.5 | 0.1 | N |  |  | OP | X | 5 | 2011 | 4 | 2021 | N | Electric Utility | 1 | T X: X; NG BLQ: DFO |  |  | N | N |  | 10M | [23 empty] | N | N | N
12119 | McGrath Light & Power Co | 6555 | McGrath | AK | Yukon Koyukuk | 4A | Petroleum Liquids | IC |  | S | X | X |  |  | 0.5 | 0.8 | 0.5 | 0.5 | 0.1 | N |  |  | OP | X | 2 | 2011 | 4 | 2021 | N | Electric Utility | 1 | T X: X; NG BLQ: DFO |  |  | N | N |  | 10M | [23 empty] | N | N | N
219 | Alaska Power and Telephone Co | 7169 | Northway | AK | Southeast Fairbanks | 1A | Petroleum Liquids | IC |  | S | X | X |  |  | 0.5 | 0.8 | 0.3 | 0.3 | 0.1 | N |  |  | OP | X | 12 | 1997 |  |  | N | Electric Utility | 1 | T X: X; NG BLQ: DFO |  |  | N | N |  | 10M | [23 empty] | N
4959 | Aniak Light & Power Co Inc | 7182 | Aniak | AK | Bethel | 1 | Petroleum Liquids | IC |  | S | X | X |  |  | 0.5 | 0.8 | 0.2 | 0.3 | 0.1 | N |  |  | OP | X | 7 | 1988 |  |  | N | Electric Utility | 1 | T X: X; NG BLQ: DFO |  |  | N | N |  | 10M | [23 empty] | N | N | N
6915 | Galena Electric Utility | 7437 | Galena Electric Utility | AK | Yukon Koyukuk | 2A | Petroleum Liquids | IC |  | S | X | X |  |  | 0.5 | 0.8 | 0.5 | 0.5 | 0.3 | N |  |  | OP | X | 8 | 2015 |  |  | N | Electric Utility | 1 | T X: X; NG BLQ: DFO |  |  | N | N | 0 | 10M | [23 empty] | N | N | N
18963 | Inside Passage Elec Coop, Inc | 7462 | Angoon | AK | Skagway Hoonah Angoon | 1A | Petroleum Liquids | IC |  | S | X | X |  |  | 0.5 | 0.8 | 0.5 | 0.5 | 0.1 | N |  |  | OP | X | 8 | 2009 |  |  | N | Electric Utility | 1 | T X: X; NG BLQ: DFO; NG BIT: JF |  |  | N | N |  | 10M |  |  |  | N | [19 empty] | N
18963 | Inside Passage Elec Coop, Inc | 7462 | Angoon | AK | Skagway Hoonah Angoon | 2A | Petroleum Liquids | IC |  | S | X | X |  |  | 0.5 | 0.8 | 0.5 | 0.5 | 0.1 | N |  |  | OP | X | 10 | 1998 |  |  | N | Electric Utility | 1 | T X: X; NG BLQ: DFO; NG BIT: JF |  |  | N | N |  | 10M |  |  |  | N | [19 empty] | N
18963 | Inside Passage Elec Coop, Inc | 7462 | Angoon | AK | Skagway Hoonah Angoon | 3 | Petroleum Liquids | IC |  | S | X | X |  |  | 0.5 | 0.8 | 0.5 | 0.5 | 0.1 | N |  |  | OP | X | 5 | 1990 |  |  | N | Electric Utility | 1 | T X: X; NG BLQ: DFO; NG BIT: JF |  |  | N | N |  | 10M | [23 empty] | N
18963 | Inside Passage Elec Coop, Inc | 7463 | Hoonah | AK | Skagway Hoonah Angoon | 3A | Petroleum Liquids | IC |  | S | X | X |  |  | 0.5 | 0.8 | 0.5 | 0.5 | 0.1 | N |  |  | OP | X | 8 | 2012 |  |  | N | Electric Utility | 1 | T X: X; NG BLQ: DFO; NG BIT: JF |  |  | N | N |  | 10M | [23 empty] | N
18963 | Inside Passage Elec Coop, Inc | 7463 | Hoonah | AK | Skagway Hoonah Angoon | 4 | Petroleum Liquids | IC |  | S | X | X |  |  | 0.5 | 0.8 | 0.5 | 0.5 | 0.1 | N |  |  | OP | X | 8 | 2012 |  |  | N | Electric Utility | 1 | T X: X; NG BLQ: DFO; NG BIT: JF |  |  | N |  |  | 10M | [23 empty] | N
18963 | Inside Passage Elec Coop, Inc | 7464 | Kake | AK | Wrangell Petersburg | 1B | Petroleum Liquids | IC |  | S | X | X |  |  | 0.5 | 0.8 | 0.5 | 0.5 | 0.1 | N |  |  | OP | X | 9 | 2017 |  |  | N | Electric Utility | 1 | T X: X; NG BLQ: DFO; NG BIT: JF |  |  | N | N |  | 10M | [23 empty] | N
18963 | Inside Passage Elec Coop, Inc | 7464 | Kake | AK | Wrangell Petersburg | 2A | Petroleum Liquids | IC |  | S | X | X |  |  | 0.5 | 0.8 | 0.5 | 0.5 | 0.1 | N |  |  | OP | X | 9 | 2017 |  |  | N | Electric Utility | 1 | T X: X; NG BLQ: DFO; NG BIT: JF |  |  | N | N |  | 10M | [23 empty] | N
18963 | Inside Passage Elec Coop, Inc | 7464 | Kake | AK | Wrangell Petersburg | 3B | Petroleum Liquids | IC |  | S | X | X |  |  | 0.5 | 0.8 | 0.5 | 0.5 | 0.1 | N |  |  | OP | X | 9 | 2017 |  |  | N | Electric Utility | 1 | T X: X; NG BLQ: DFO; NG BIT: JF |  |  | N | N |  | 10M | [23 empty] | N
18963 | Inside Passage Elec Coop, Inc | 7464 | Kake | AK | Wrangell Petersburg | 4 | Petroleum Liquids | IC |  | S | X | X |  |  | 0.5 | 0.8 | 0.5 | 0.5 | 0.1 | N |  |  | OP | X | 9 | 2017 |  |  | N | Electric Utility | 1 | T X: X; NG BLQ: DFO; NG BIT: JF |  |  | N | N |  | 10M | [23 empty] | N
9897 | City of King Cove | 7493 | King Cove | AK | Aleutians East | 2 | Petroleum Liquids | IC |  | S | X | X |  |  | 0.5 | 0.8 | 0.4 | 0.4 | 0.2 | N |  |  | OP | X | 1 | 1986 |  |  | N | Electric Utility | 1 | T X: X; NG BLQ: DFO |  |  | N |  |  | 10M | [23 empty] | N | N
221 | Alaska Village Elec Coop, Inc | 57051 | Noatak | AK | Northwest Arctic | 5A | Petroleum Liquids | IC |  | S | X | X |  |  | 0.5 | 0.9 | 0.5 | 0.5 | 0.1 | N |  |  | OP | X | 6 | 2015 |  |  | Y | Electric Utility | 1 | T X: T; NG BLQ: DFO |  |  |  | N |  | 10M | [23 empty] | N | N | N
221 | Alaska Village Elec Coop, Inc | 57051 | Noatak | AK | Northwest Arctic | UNIT4 | Petroleum Liquids | IC |  | S | X | X |  |  | 0.5 | 0.9 | 0.5 | 0.5 | 0.1 | N |  |  | OP | X | 7 | 2004 |  |  | Y | Electric Utility | 1 | T X: T; NG BLQ: DFO |  |  | N | N |  | 10M | [23 empty] | N
221 | Alaska Village Elec Coop, Inc | 57052 | Savoonga | AK | Nome | 2A | Petroleum Liquids | IC |  | S | X | X |  |  | 0.5 | 0.9 | 0.5 | 0.5 | 0.1 | N |  |  | OP | X | 5 | 2019 |  |  | N | Electric Utility | 1 | T X: X; NG BLQ: DFO |  |  | N | N |  | 10M | [23 empty] | N
221 | Alaska Village Elec Coop, Inc | 57054 | Upper Kalskag | AK | Bethel | UNIT3 | Petroleum Liquids | IC |  | S | X | X |  |  | 0.5 | 0.9 | 0.5 | 0.5 | 0.1 | N |  |  | OP | X | 12 | 2004 |  |  | Y | Electric Utility | 1 | T X: T; NG BLQ: DFO |  |  | N | N |  | 10M | [23 empty] | N
221 | Alaska Village Elec Coop, Inc | 57055 | Stebbins | AK | Nome | 1 | Petroleum Liquids | IC |  | S | X | X |  |  | 0.5 | 0.9 | 0.5 | 0.5 | 0.1 | N |  |  | OP | X | 3 | 2014 |  |  | N | Electric Utility | 1 | T X: X; NG BLQ: DFO |  |  |  | N |  | 10M | [23 empty] | N
221 | Alaska Village Elec Coop, Inc | 57055 | Stebbins | AK | Nome | 2 | Petroleum Liquids | IC |  | S | X | X |  |  | 0.5 | 0.9 | 0.5 | 0.5 | 0.1 | N |  |  | OP | X | 3 | 2014 |  |  | N | Electric Utility | 1 | T X: X; NG BLQ: DFO |  |  |  | N |  | 10M | [23 empty] | N
221 | Alaska Village Elec Coop, Inc | 57055 | Stebbins | AK | Nome | 3 | Petroleum Liquids | IC |  | S | X | X |  |  | 0.5 | 0.9 | 0.5 | 0.5 | 0.1 | N |  |  | OP | X | 3 | 2014 |  |  | N | Electric Utility | 1 | T X: X; NG BLQ: DFO |  |  |  | N |  | 10M | [23 empty] | N
221 | Alaska Village Elec Coop, Inc | 57055 | Stebbins | AK | Nome | 4 | Petroleum Liquids | IC |  | S | X | X |  |  | 0.5 | 0.9 | 0.5 | 0.5 | 0.1 | N |  |  | OP | X | 3 | 2014 |  |  | N | Electric Utility | 1 | T X: X; NG BLQ: DFO |  |  |  | N |  | 10M | [23 empty] | N
221 | Alaska Village Elec Coop, Inc | 57056 | Scammon Bay | AK | Wade Hampton | UNIT3 | Petroleum Liquids | IC |  | S | X | X |  |  | 0.5 | 0.9 | 0.5 | 0.5 | 0.1 | N |  |  | OP | X | 1 | 2007 |  |  | Y | Electric Utility | 1 | T X: T; NG BLQ: DFO |  |  | N | N |  | 10M | [23 empty] | N
221 | Alaska Village Elec Coop, Inc | 57057 | Quinhagak | AK | Bethel | 3A | Petroleum Liquids | IC |  | S | X | X |  |  | 0.5 | 0.9 | 0.5 | 0.5 | 0.1 | N |  |  | OP | X | 8 | 2019 |  |  | N | Electric Utility | 1 | T X: X; NG BLQ: DFO |  |  |  | N |  | 10M | [23 empty] | N
221 | Alaska Village Elec Coop, Inc | 57058 | Pilot Station | AK | Wade Hampton | 1 | Petroleum Liquids | IC |  | S | X | X |  |  | 0.5 | 0.9 | 0.5 | 0.5 | 0.1 | N |  |  | OP | X | 4 | 2018 |  |  | N | Electric Utility | 1 | T X: X; NG BLQ: DFO |  |  |  | N |  | 10M | [23 empty] | N | N | N
221 | Alaska Village Elec Coop, Inc | 57058 | Pilot Station | AK | Wade Hampton | UNIT2 | Petroleum Liquids | IC |  | S | X | X |  |  | 0.5 | 0.9 | 0.5 | 0.5 | 0.1 | N |  |  | OP | X | 1 | 2005 |  |  | Y | Electric Utility | 1 | T X: T; NG BLQ: DFO |  |  | N | N |  | 10M | [23 empty] | N
221 | Alaska Village Elec Coop, Inc | 57059 | Koyuk | AK | Nome | UNIT3 | Petroleum Liquids | IC |  | S | X | X |  |  | 0.5 | 0.9 | 0.5 | 0.5 | 0.1 | N |  |  | OP | X | 2 | 2005 |  |  | Y | Electric Utility | 1 | T X: T; NG BLQ: DFO |  |  | N | N |  | 10M | [23 empty] | N
221 | Alaska Village Elec Coop, Inc | 57060 | Elim | AK | Nome | 3A | Petroleum Liquids | IC |  | S | X | X |  |  | 0.5 | 0.9 | 0.5 | 0.5 | 0.1 | N |  |  | OP | X | 6 | 2019 |  |  | N | Electric Utility | 1 | T X: X; NG BLQ: DFO |  |  | N | N |  | 10M | [23 empty] | N
221 | Alaska Village Elec Coop, Inc | 57062 | Gambell | AK | Nome | UNIT2 | Petroleum Liquids | IC |  | S | X | X |  |  | 0.5 | 0.9 | 0.5 | 0.5 | 0.1 | N |  |  | OP | X | 9 | 2006 |  |  | Y | Electric Utility | 1 | T X: T; NG BLQ: DFO |  |  | N | N |  | 10M | [23 empty] | N
221 | Alaska Village Elec Coop, Inc | 57066 | Kasigluk | AK | Bethel | UNIT2 | Petroleum Liquids | IC |  | S | X | X |  |  | 0.5 | 0.9 | 0.5 | 0.5 | 0.1 | N |  |  | OP | X | 2 | 2006 |  |  | Y | Electric Utility | 1 | T X: T; NG BLQ: DFO |  |  | N | N |  | 10M | [23 empty] | N |  | N
221 | Alaska Village Elec Coop, Inc | 57067 | Toksook Bay | AK | Bethel | UNIT2 | Petroleum Liquids | IC |  | S | X | X |  |  | 0.5 | 0.9 | 0.5 | 0.5 | 0.1 | N |  |  | OP | X | 8 | 2005 |  |  | Y | Electric Utility | 1 | T X: T; NG BLQ: DFO |  |  | N | N |  | 10M | [23 empty] | N
221 | Alaska Village Elec Coop, Inc | 60244 | Marshall | AK | Wade Hampton | 1 | Petroleum Liquids | IC |  | S | X | X |  |  | 0.5 | 0.9 | 0.5 | 0.5 | 0.1 | N |  |  | OP | X | 10 | 2010 |  |  | N | Electric Utility | 1 | T X: X; NG BLQ: DFO |  |  | N | N |  | 10M | [23 empty] | N
221 | Alaska Village Elec Coop, Inc | 60245 | New Stuyahok | AK | Dillingham | 2 | Petroleum Liquids | IC |  | S | X | X |  |  | 0.5 | 0.9 | 0.5 | 0.5 | 0.1 | N |  |  | OP | X | 8 | 2003 |  |  | N | Electric Utility | 1 | T X: X; NG BLQ: DFO |  |  | N | N |  | 10M | [23 empty] | N
221 | Alaska Village Elec Coop, Inc | 60245 | New Stuyahok | AK | Dillingham | 3A | Petroleum Liquids | IC |  | S | X | X |  |  | 0.5 | 0.9 | 0.5 | 0.5 | 0.1 | N |  |  | OP | X | 12 | 2020 |  |  | N | Electric Utility | 1 | T X: X; NG BLQ: DFO | [5 empty] | 10M | [23 empty] | N
219 | Alaska Power and Telephone Co | 69 | Haines | AK | Haines | 5 | Petroleum Liquids | IC |  | S | X | X |  |  | 0.6 | 0.8 | 0.6 | 0.6 | 0.2 | N |  |  | OS | X | 6 | 1968 |  |  | N | Electric Utility | 1 | T X: X; NG BLQ: DFO |  |  | N | N |  | 10M | [23 empty] | N
14856 | Petersburg Borough - (AK) | 91 | Petersburg | AK | Wrangell Petersburg | IC4 | Petroleum Liquids | IC |  | S | X | X |  |  | 0.6 | 0.8 | 0.6 | 0.6 | 0.3 | N |  |  | OP | X | 3 | 1979 |  |  | N | Electric Utility | 1 | T X: X; NG BLQ: DFO |  |  | N | N |  | 10M | [23 empty] | N | N | N
219 | Alaska Power and Telephone Co | 421 | Craig (AK) | AK | Prince of Wales Ketchikan | 1 | Petroleum Liquids | IC |  | S | X | X |  |  | 0.6 | 0.8 | 0.6 | 0.6 | 0.3 | N |  |  | OP | X | 9 | 1984 |  |  | N | Electric Utility | 1 | T X: X; NG BLQ: DFO |  |  | N | N |  | 10M | [23 empty] | N
221 | Alaska Village Elec Coop, Inc | 6338 | St Marys IC | AK | Bethel | 2 | Petroleum Liquids | IC |  | S | X | X |  |  | 0.6 | 0.9 | 0.6 | 0.6 | 0.1 | N |  |  | OP | X | 11 | 1980 |  |  | N | Electric Utility | 1 | T X: X; NG BLQ: DFO |  |  | N | N |  | 10M | [23 empty] | N
221 | Alaska Village Elec Coop, Inc | 6348 | Togiak | AK | Dillingham | 1 | Petroleum Liquids | IC |  | S | X | X |  |  | 0.6 | 0.9 | 0.6 | 0.6 | 0.1 | N |  |  | OP | X | 4 | 2019 |  |  | N | Electric Utility | 1 | T X: X; NG BLQ: DFO |  |  | N | N |  | 10M | [23 empty] | N
221 | Alaska Village Elec Coop, Inc | 6348 | Togiak | AK | Dillingham | 2B | Petroleum Liquids | IC |  | S | X | X |  |  | 0.6 | 0.9 | 0.6 | 0.6 | 0.1 | N |  |  | OP | X | 4 | 2019 |  |  | N | Electric Utility | 1 | T X: X; NG BLQ: DFO |  |  |  | N |  | 10M | [23 empty] | N
12119 | McGrath Light & Power Co | 6555 | McGrath | AK | Yukon Koyukuk | 6 | Petroleum Liquids | IC |  | S | X | X |  |  | 0.6 | 0.8 | 0.6 | 0.6 | 0.1 | N |  |  | OP | X | 12 | 1988 | 4 | 2021 | N | Electric Utility | 1 | T X: X; NG BLQ: DFO |  |  | N | N |  | 10M |  |  |  | N | [19 empty] | N | N | N
12119 | McGrath Light & Power Co | 6555 | McGrath | AK | Yukon Koyukuk | 7 | Petroleum Liquids | IC |  | S | X | X |  |  | 0.6 | 0.8 | 0.6 | 0.6 | 0.1 | N |  |  | OP | X | 4 | 1993 | 4 | 2021 | N | Electric Utility | 1 | T X: X; NG BLQ: DFO |  |  | N | N |  | 10M | [23 empty] | N | N | N
221 | Alaska Village Elec Coop, Inc | 6637 | Yakutat | AK | Yakutat | 3A | Petroleum Liquids | IC |  | S | X | X |  |  | 0.6 | 0.8 | 0.6 | 0.6 | 0 | N |  |  | OP | X | 6 | 1999 |  |  | N | Electric Utility | 1 | T X: X; NG BLQ: DFO |  |  | N | N |  | 10M | [23 empty] | N
4959 | Aniak Light & Power Co Inc | 7182 | Aniak | AK | Bethel | 10 | Petroleum Liquids | IC |  | S | X | X |  |  | 0.6 | 0.9 | 0.6 | 0.6 | 0.3 | N |  |  | OP | X | 7 | 2016 |  |  | N | Electric Utility | 1 | T X: X; NG BLQ: DFO |  |  | N | N |  | 10M | [23 empty] | N
4959 | Aniak Light & Power Co Inc | 7182 | Aniak | AK | Bethel | 9 | Petroleum Liquids | IC |  | S | X | X |  |  | 0.6 | 0.8 | 0.6 | 0.6 | 0.1 | N |  |  | OP | X | 12 | 1996 |  |  | N | Electric Utility | 1 | T X: X; NG BLQ: DFO |  |  | N |  |  | 1H | [23 empty] | N
219 | Alaska Power and Telephone Co | 7414 | Thorne Bay Plant | AK | Prince of Wales Ketchikan | 2 | Petroleum Liquids | IC |  | S | X | X |  |  | 0.6 | 0.8 | 0.6 | 0.6 | 0.2 | N |  |  | OP | X | 8 | 1993 |  |  | N | Electric Utility | 1 | T X: X; NG BLQ: DFO |  |  | N | N |  | 10M | [23 empty] | N
26616 | North Slope Borough Power & Light | 7482 | NSB Atqasuk Utility | AK | North Slope | PG3 | Petroleum Liquids | IC |  | S | X | X |  |  | 0.6 | 0.8 | 0.6 | 0.6 | 0.4 | N |  |  | OP | X | 8 | 1986 |  |  | N | Electric Utility | 1 | T X: X; NG BLQ: DFO |  |  | N | N |  | 1H | [20 empty] | N |  |  | N | N
26616 | North Slope Borough Power & Light | 7484 | NSB Nuiqsut Utility | AK | North Slope | PG3B | Natural Gas Internal Combustion Engine | IC |  | S | X | X |  |  | 0.6 | 0.8 | 0.6 | 0.6 | 0.3 | N |  |  | OP | X | 4 | 2013 |  |  | N | Electric Utility | 1 | [11 empty] | N | N |  | 1H | [23 empty] | N | N | bar: T X to NG BLQ
26616 | North Slope Borough Power & Light | 7485 | NSB Point Hope Utility | AK | North Slope | PG6 | Petroleum Liquids | IC |  | S | X | X |  |  | 0.6 | 0.8 | 0.6 | 0.6 | 0.2 | N |  |  | OP | X | 9 | 1995 |  |  | N | Electric Utility | 1 | T X: X; NG BLQ: DFO |  |  | N | N |  | 1H | [20 empty] | N |  |  | N | N
26616 | North Slope Borough Power & Light | 7485 | NSB Point Hope Utility | AK | North Slope | PG7 | Petroleum Liquids | IC |  | S | X | X |  |  | 0.6 | 0.8 | 0.6 | 0.6 | 0.2 | N |  |  | OP | X | 9 | 1995 |  |  | N | Electric Utility | 1 | T X: X; NG BLQ: DFO |  |  | N | N |  | 1H | [20 empty] | N |  |  | N | N
26616 | North Slope Borough Power & Light | 7486 | NSB Point Lay Utility | AK | North Slope | PG10 | Petroleum Liquids | IC |  | S | X | X |  |  | 0.6 | 0.8 | 0.6 | 0.6 | 0.2 | N |  |  | OP | X | 7 | 2013 |  |  | N | Electric Utility | 1 | T X: X; NG BLQ: DFO |  |  | N | N |  | 1H | [23 empty] | N | N
26616 | North Slope Borough Power & Light | 7486 | NSB Point Lay Utility | AK | North Slope | PG7 | Petroleum Liquids | IC |  | S | X | X |  |  | 0.6 | 0.8 | 0.6 | 0.6 | 0.1 | N |  |  | OP | X | 7 | 2013 |  |  | N | Electric Utility | 1 | T X: X; NG BLQ: DFO |  |  | N | N |  | 1H | [23 empty] | N | N
26616 | North Slope Borough Power & Light | 7486 | NSB Point Lay Utility | AK | North Slope | PG8 | Petroleum Liquids | IC |  | S | X | X |  |  | 0.6 | 0.8 | 0.6 | 0.6 | 0.3 | N |  |  | OP | X | 7 | 2013 |  |  | N | Electric Utility | 1 | T X: X; NG BLQ: DFO |  |  | N | N |  | 1H | [23 empty] | N | N
26616 | North Slope Borough Power & Light | 7486 | NSB Point Lay Utility | AK | North Slope | PG9 | Petroleum Liquids | IC |  | S | X | X |  |  | 0.6 | 0.8 | 0.6 | 0.6 | 0.3 | N |  |  | OP | X | 7 | 2013 |  |  | N | Electric Utility | 1 | T X: X; NG BLQ: DFO |  |  | N | N |  | 1H | [23 empty] | N | N
63560 | TDX Sand Point Generating, LLC | 1 | Sand Point | AK | Aleutians East | 5 | Petroleum Liquids | IC |  | S | X | X |  |  | 0.7 | 0.8 | 0.4 | 0.3 | 0.3 | N |  |  | OA | X | 12 | 2000 |  |  | N | IPP Non-CHP | 2 | T X: X; NG BLQ: DFO | [5 empty] | 10M | [23 empty] | N
10451 | Kotzebue Electric Assn Inc | 6304 | Kotzebue Hybrid | AK | NORTHWEST ARCTIC | 17 | Petroleum Liquids | IC |  | S | X | X |  |  | 0.7 | 0.8 | 0.7 | 0.7 | 0.1 | N |  |  | OP | X | 5 | 2016 |  |  | N | Electric Utility | 1 | T X: X; NG BLQ: DFO |  |  | N |  |  | 12H | [23 empty] | N | N | N
221 | Alaska Village Elec Coop, Inc | 6329 | Mountain Village | AK | Bethel | 5A | Petroleum Liquids | IC |  | S | X | X |  |  | 0.7 | 0.9 | 0.7 | 0.7 | 0.2 | N |  |  | OP | X | 12 | 2010 |  |  | N | Electric Utility | 1 | T X: X; NG BLQ: DFO |  |  |  | N |  | 10M | [23 empty] | N
221 | Alaska Village Elec Coop, Inc | 6330 | Noorvik | AK | Northwest Arctic | 3A | Petroleum Liquids | IC |  | S | X | X |  |  | 0.7 | 0.9 | 0.7 | 0.7 | 0.2 | N |  |  | OP | X | 12 | 2003 |  |  | N | Electric Utility | 1 | T X: X; NG BLQ: DFO |  |  | N | N |  | 10M | [23 empty] | N
9897 | City of King Cove | 7493 | King Cove | AK | Aleutians East | 3 | Petroleum Liquids | IC |  | S | X | X |  |  | 0.7 | 0.8 | 0.6 | 0.6 | 0.6 | N |  |  | OP | X | 6 | 1992 |  |  | N | Electric Utility | 1 | T X: X; NG BLQ: DFO |  |  | N |  |  | 10M | [23 empty] | N | N | N
221 | Alaska Village Elec Coop, Inc | 57061 | St. Michael | AK | Nome | 4 | Petroleum Liquids | IC |  | S | X | X |  |  | 0.7 | 0.9 | 0.7 | 0.7 | 0.2 | N |  |  | SB | Y | 5 | 2015 |  |  | Y | Electric Utility | 1 | T X: T; NG BLQ: DFO |  |  | N | N |  | 10M | [23 empty] | N | N | N
221 | Alaska Village Elec Coop, Inc | 57066 | Kasigluk | AK | Bethel | 5A | Petroleum Liquids | IC |  | S | X | X |  |  | 0.7 | 0.9 | 0.7 | 0.7 | 0.2 | N |  |  | OP | X | 8 | 2004 |  |  | Y | Electric Utility | 1 | T X: T; NG BLQ: DFO |  |  | N | N |  | 10M | [23 empty] | N | N | N
219 | Alaska Power and Telephone Co | 66 | Skagway | AK | Skagway Hoonah Angoon | 6A | Petroleum Liquids | IC |  | S | X | X |  |  | 0.8 | 0.8 | 0.8 | 0.8 | 0.3 | N |  |  | OP | X | 4 | 1986 |  |  | N | Electric Utility | 1 | T X: X; NG BLQ: DFO |  |  | N | N |  | 10M | [23 empty] | N
14856 | Petersburg Borough - (AK) | 91 | Petersburg | AK | Wrangell Petersburg | IC5 | Petroleum Liquids | IC |  | S | X | X |  |  | 0.8 | 0.8 | 0.7 | 0.7 | 0.4 | N |  |  | OP | X | 3 | 1979 |  |  | N | Electric Utility | 1 | T X: X; NG BLQ: DFO |  |  | N | N |  | 10M | [23 empty] | N | N | N
13201 | Naknek Electric Assn, Inc | 6301 | Naknek | AK | Bristol Bay | NA3 | Petroleum Liquids | IC |  | S | X | X |  |  | 0.8 | 0.97 | 0.8 | 0.8 | 0.8 | N |  |  | OP | X | 5 | 1991 |  |  | Y | Electric Utility | 1 | T X: T; NG BLQ: DFO |  |  | N | N |  | 10M | [23 empty] | N
13201 | Naknek Electric Assn, Inc | 6301 | Naknek | AK | Bristol Bay | NA4 | Petroleum Liquids | IC |  | S | X | X |  |  | 0.8 | 0.97 | 0.8 | 0.8 | 0.8 | N |  |  | OP | X | 6 | 1992 |  |  | Y | Electric Utility | 1 | T X: T; NG BLQ: DFO |  |  | N | N |  | 10M | [23 empty] | N
13201 | Naknek Electric Assn, Inc | 6301 | Naknek | AK | Bristol Bay | NA5 | Petroleum Liquids | IC |  | S | X | X |  |  | 0.8 | 0.97 | 0.8 | 0.8 | 0.8 | N |  |  | OP | X | 9 | 1993 |  |  | Y | Electric Utility | 1 | T X: T; NG BLQ: DFO |  |  | N | N |  | 10M | [23 empty] | N
221 | Alaska Village Elec Coop, Inc | 6311 | Chevak | AK | Bethel | 3A | Petroleum Liquids | IC |  | S | X | X |  |  | 0.8 | 0.9 | 0.8 | 0.8 | 0.1 | N |  |  | OP | X | 10 | 2009 |  |  | N | Electric Utility | 1 | T X: X; NG BLQ: DFO |  |  | N | N |  | 10M | [23 empty] | N
221 | Alaska Village Elec Coop, Inc | 6319 | Hooper Bay | AK | Bethel | 5A | Petroleum Liquids | IC |  | S | X | X |  |  | 0.8 | 0.9 | 0.8 | 0.8 | 0.2 | N |  |  | OP | X | 6 | 2016 |  |  | N | Electric Utility | 1 | T X: X; NG BLQ: DFO |  |  |  | N |  | 10M | [23 empty] | N | N | N
221 | Alaska Village Elec Coop, Inc | 6329 | Mountain Village | AK | Bethel | 4A | Petroleum Liquids | IC |  | S | X | X |  |  | 0.8 | 0.9 | 0.8 | 0.8 | 0.2 | N |  |  | OP | X | 12 | 2015 |  |  | N | Electric Utility | 1 | T X: X; NG BLQ: DFO |  |  |  | N |  | 10M | [23 empty] | N | N | N
221 | Alaska Village Elec Coop, Inc | 6341 | Selawik | AK | Northwest Arctic | 1B | Petroleum Liquids | IC |  | S | X | X |  |  | 0.8 | 0.9 | 0.8 | 0.8 | 0.2 | N |  |  | OP | X | 12 | 2020 |  |  | N | Electric Utility | 1 | T X: X; NG BLQ: DFO | [5 empty] | 10M | [23 empty] | N
221 | Alaska Village Elec Coop, Inc | 6637 | Yakutat | AK | Yakutat | 2B | Petroleum Liquids | IC |  | S | X | X |  |  | 0.8 | 0.8 | 0.8 | 0.8 | 0 | N |  |  | OP | X | 6 | 1999 |  |  | N | Electric Utility | 1 | T X: X; NG BLQ: DFO |  |  | N | N |  | 10M | [23 empty] | N | N
6915 | Galena Electric Utility | 7437 | Galena Electric Utility | AK | Yukon Koyukuk | 1A | Petroleum Liquids | IC |  | S | X | X |  |  | 0.8 | 0.8 | 0.8 | 0.8 | 0.4 | N |  |  | OP | X | 6 | 1999 |  |  | N | Electric Utility | 1 | T X: X; NG BLQ: DFO |  |  | N | N |  | 10M | [23 empty] | N | N | N
6915 | Galena Electric Utility | 7437 | Galena Electric Utility | AK | Yukon Koyukuk | 3A | Petroleum Liquids | IC |  | S | X | X |  |  | 0.8 | 0.8 | 0.8 | 0.8 | 0.4 | N |  |  | OP | X | 6 | 2009 |  |  | N | Electric Utility | 1 | T X: X; NG BLQ: DFO |  |  | N | N |  | 10M | [23 empty] | N
6915 | Galena Electric Utility | 7437 | Galena Electric Utility | AK | Yukon Koyukuk | 5A | Petroleum Liquids | IC |  | S | X | X |  |  | 0.8 | 0.8 | 0.8 | 0.8 | 0.4 | N |  |  | OP | X | 6 | 2009 |  |  | N | Electric Utility | 1 | T X: X; NG BLQ: DFO |  |  | N | N |  | 10M | [23 empty] | N | N
26616 | North Slope Borough Power & Light | 7484 | NSB Nuiqsut Utility | AK | North Slope | PG5A | Natural Gas Internal Combustion Engine | IC |  | S | X | X |  |  | 0.8 | 0.8 | 0.8 | 0.8 | 0.3 | N |  |  | OP | X | 10 | 2008 |  |  | N | Electric Utility | 1 | [11 empty] | N | N |  | 1H | [23 empty] | N | N | N | bar: T X to NG BLQ
26616 | North Slope Borough Power & Light | 7484 | NSB Nuiqsut Utility | AK | North Slope | PG6A | Natural Gas Internal Combustion Engine | IC |  | S | X | X |  |  | 0.8 | 0.8 | 0.8 | 0.8 | 0.3 | N |  |  | OP | X | 10 | 2008 |  |  | N | Electric Utility | 1 | [11 empty] | N | N |  | 1H | [23 empty] | N | N | N | bar: T X to NG BLQ
221 | Alaska Village Elec Coop, Inc | 57052 | Savoonga | AK | Nome | UNIT3 | Petroleum Liquids | IC |  | S | X | X |  |  | 0.8 | 0.9 | 0.8 | 0.8 | 0.2 | N |  |  | OP | X | 7 | 2008 |  |  | Y | Electric Utility | 1 | T X: T; NG BLQ: DFO |  |  | N | N |  | 10M | [23 empty] | N
221 | Alaska Village Elec Coop, Inc | 57053 | Alakanuk | AK | Wade Hampton | UNIT4 | Petroleum Liquids | IC |  | S | X | X |  |  | 0.8 | 0.9 | 0.8 | 0.8 | 0.2 | N |  |  | SB | Y | 8 | 2013 |  |  | Y | Electric Utility | 1 | T X: T; NG BLQ: DFO |  |  |  | N |  | 10M | [23 empty] | N
221 | Alaska Village Elec Coop, Inc | 57062 | Gambell | AK | Nome | UNIT3 | Petroleum Liquids | IC |  | S | X | X |  |  | 0.8 | 0.9 | 0.8 | 0.8 | 0.2 | N |  |  | OP | X | 9 | 2006 |  |  | Y | Electric Utility | 1 | T X: T; NG BLQ: DFO |  |  | N | N |  | 10M | [23 empty] | N
221 | Alaska Village Elec Coop, Inc | 57066 | Kasigluk | AK | Bethel | 1 | Petroleum Liquids | IC |  | S | X | X |  |  | 0.8 | 0.9 | 0.8 | 0.8 | 0.2 | N |  |  | OP | X | 12 | 2017 |  |  | N | Electric Utility | 1 | T X: X; NG BLQ: DFO |  |  | N | N |  | 10M | [23 empty] | N | N | N
221 | Alaska Village Elec Coop, Inc | 57067 | Toksook Bay | AK | Bethel | 1A | Petroleum Liquids | IC |  | S | X | X |  |  | 0.8 | 0.9 | 0.8 | 0.8 | 0.2 | N |  |  | OP | X | 10 | 2019 |  |  | N | Electric Utility | 1 | T X: X; NG BLQ: DFO |  |  | N | N |  | 10M | [23 empty] | N
221 | Alaska Village Elec Coop, Inc | 57067 | Toksook Bay | AK | Bethel | UNIT3 | Petroleum Liquids | IC |  | S | X | X |  |  | 0.8 | 0.9 | 0.8 | 0.8 | 0.2 | N |  |  | OP | X | 8 | 2005 |  |  | Y | Electric Utility | 1 | T X: T; NG BLQ: DFO |  |  | N | N |  | 10M | [23 empty] | N
57494 | TDX North Slope Generating Inc. | 58117 | TNSG South Plant | AK | North Slope | 2 | Natural Gas Internal Combustion Engine | IC |  | S | X | X |  |  | 0.8 | 0.8 | 0.8 | 0.8 | 0 | N |  |  | OP | X | 1 | 1992 |  |  | N | Electric Utility | 1 | [11 empty] | N | N |  | 10M | [23 empty] | N | N | N | bar: T X to NG BLQ
57494 | TDX North Slope Generating Inc. | 58117 | TNSG South Plant | AK | North Slope | 3 | Natural Gas Internal Combustion Engine | IC |  | S | X | X |  |  | 0.8 | 0.8 | 0.8 | 0.8 | 0 | N |  |  | OP | X | 1 | 1992 |  |  | N | Electric Utility | 1 | [11 empty] | N | N |  | 10M | [23 empty] | N | N | N | bar: T X to NG BLQ
63560 | TDX Sand Point Generating, LLC | 1 | Sand Point | AK | Aleutians East | 1 | Petroleum Liquids | IC |  | S | X | X |  |  | 0.9 | 0.8 | 0.4 | 0.4 | 0.4 | N |  |  | SB | Y | 12 | 2000 |  |  | N | IPP Non-CHP | 2 | T X: X; NG BLQ: DFO | [5 empty] | 10M | [23 empty] | N
63560 | TDX Sand Point Generating, LLC | 1 | Sand Point | AK | Aleutians East | 2 | Petroleum Liquids | IC |  | S | X | X |  |  | 0.9 | 0.8 | 0.3 | 0.3 | 0.3 | N |  |  | OP | X | 12 | 2000 |  |  | N | IPP Non-CHP | 2 | T X: X; NG BLQ: DFO | [5 empty] | 10M | [23 empty] | N
219 | Alaska Power and Telephone Co | 406 | Tok | AK | Southeast Fairbanks | 9 | Petroleum Liquids | IC |  | S | X | X |  |  | 0.9 | 0.8 | 1 | 1 | 0.4 | N |  |  | OP | X | 10 | 1985 |  |  | N | Electric Utility | 1 | T X: X; NG BLQ: DFO |  |  | N | N |  | 10M | [23 empty] | N
4329 | Copper Valley Elec Assn, Inc | 6306 | Valdez | AK | Valdez Cordova | 6 | Petroleum Liquids | IC |  | S | X | X |  |  | 0.9 | 0.8 | 0.8 | 0.8 | 0.1 | N |  |  | OP | X | 8 | 1974 |  |  | N | Electric Utility | 1 | T X: X; NG BLQ: DFO |  |  | N | N |  | 10M | [23 empty] | N | N | N
221 | Alaska Village Elec Coop, Inc | 6314 | Emmonak | AK | Wade Hampton | 6 | Petroleum Liquids | IC |  | S | X | X |  |  | 0.9 | 0.9 | 0.9 | 0.9 | 0.2 | N |  |  | OP | X | 4 | 1995 |  |  | N | Electric Utility | 1 | T X: X; NG BLQ: DFO |  |  | N | N |  | 10M | [23 empty] | N |  | N
221 | Alaska Village Elec Coop, Inc | 6338 | St Marys IC | AK | Bethel | 3 | Petroleum Liquids | IC |  | S | X | X |  |  | 0.9 | 0.9 | 0.9 | 0.9 | 0.2 | N |  |  | OP | X | 11 | 1974 |  |  | N | Electric Utility | 1 | T X: X; NG BLQ: DFO |  |  | N | N |  | 10M | [23 empty] | N
221 | Alaska Village Elec Coop, Inc | 6341 | Selawik | AK | Northwest Arctic | 3B | Petroleum Liquids | IC |  | S | X | X |  |  | 0.9 | 0.9 | 0.5 | 0.5 | 0.2 | N |  |  | OP | X | 4 | 2014 |  |  | N | Electric Utility | 1 | T X: X; NG BLQ: DFO |  |  |  | N |  | 10M | [23 empty] | N
26616 | North Slope Borough Power & Light | 7482 | NSB Atqasuk Utility | AK | North Slope | NA1 | Petroleum Liquids | IC |  | S | X | X |  |  | 0.9 | 0.8 | 0.9 | 0.9 | 0.2 | N |  |  | OP | X | 2 | 2003 |  |  | N | Electric Utility | 1 | T X: X; NG BLQ: DFO |  |  | N | N |  | 1H | [20 empty] | N |  |  | N | N | N
26616 | North Slope Borough Power & Light | 7482 | NSB Atqasuk Utility | AK | North Slope | NA2 | Petroleum Liquids | IC |  | S | X | X |  |  | 0.9 | 0.8 | 0.9 | 0.9 | 0.2 | N |  |  | OP | X | 2 | 2003 |  |  | N | Electric Utility | 1 | T X: X; NG BLQ: DFO |  |  | N | N |  | 1H | [20 empty] | N |  |  | N | N | N
26616 | North Slope Borough Power & Light | 7483 | NSB Kaktovik Utility | AK | North Slope | PG1A | Petroleum Liquids | IC |  | S | X | X |  |  | 0.9 | 0.8 | 0.9 | 0.9 | 0.4 | N |  |  | OP | X | 9 | 2000 |  |  | N | Electric Utility | 1 | T X: X; NG BLQ: DFO |  |  | N | N |  | 1H | [23 empty] | N | N
26616 | North Slope Borough Power & Light | 7483 | NSB Kaktovik Utility | AK | North Slope | PG2A | Petroleum Liquids | IC |  | S | X | X |  |  | 0.9 | 0.8 | 0.9 | 0.9 | 0.4 | N |  |  | OP | X | 9 | 2000 |  |  | N | Electric Utility | 1 | T X: X; NG BLQ: DFO |  |  | N | N |  | 1H | [20 empty] | N |  |  | N | N
26616 | North Slope Borough Power & Light | 7484 | NSB Nuiqsut Utility | AK | North Slope | PG1A | Petroleum Liquids | IC |  | S | X | X |  |  | 0.9 | 0.8 | 0.9 | 0.9 | 0.4 | N |  |  | OP | X | 9 | 1999 |  |  | N | Electric Utility | 1 | T X: X; NG BLQ: DFO |  |  | N | N |  | 1H | [20 empty] | N |  |  | N | N
26616 | North Slope Borough Power & Light | 7484 | NSB Nuiqsut Utility | AK | North Slope | PG2A | Petroleum Liquids | IC |  | S | X | X |  |  | 0.9 | 0.8 | 0.9 | 0.9 | 0.4 | N |  |  | OP | X | 9 | 1999 |  |  | N | Electric Utility | 1 | T X: X; NG BLQ: DFO |  |  | N | N |  | 1H | [20 empty] | N |  |  | N | N
26616 | North Slope Borough Power & Light | 7485 | NSB Point Hope Utility | AK | North Slope | PG8 | Petroleum Liquids | IC |  | S | X | X |  |  | 0.9 | 0.8 | 0.9 | 0.9 | 0.4 | N |  |  | OP | X | 8 | 2008 |  |  | N | Electric Utility | 1 | T X: X; NG BLQ: DFO |  |  | N | N |  | 1H | [20 empty] | N |  |  | N | N
26616 | North Slope Borough Power & Light | 7487 | NSB Anaktuvuk Pass | AK | North Slope | 6 | Petroleum Liquids | IC |  | S | X | X |  |  | 0.9 | 0.8 | 0.9 | 0.9 | 0.4 | N |  |  | OP | X | 12 | 2003 |  |  | N | Electric Utility | 1 | T X: X; NG BLQ: DFO |  |  | N | N |  | 1H | [20 empty] | N |  |  | N | N
26616 | North Slope Borough Power & Light | 7487 | NSB Anaktuvuk Pass | AK | North Slope | 7 | Petroleum Liquids | IC |  | S | X | X |  |  | 0.9 | 0.8 | 0.9 | 0.9 | 0.4 | N |  |  | OP | X | 12 | 2003 |  |  | N | Electric Utility | 1 | T X: X; NG BLQ: DFO |  |  | N | N |  | 1H | [20 empty] | N |  |  | N | N
26616 | North Slope Borough Power & Light | 7488 | NSB Wainwright Utility | AK | North Slope | PG4A | Petroleum Liquids | IC |  | S | X | X |  |  | 0.9 | 0.8 | 0.9 | 0.9 | 0.4 | N |  |  | OP | X | 10 | 2001 |  |  | N | Electric Utility | 1 | T X: X; NG BLQ: DFO |  |  | N | N |  | 1H | [20 empty] | N |  |  | N | N
26616 | North Slope Borough Power & Light | 7488 | NSB Wainwright Utility | AK | North Slope | PG5 | Petroleum Liquids | IC |  | S | X | X |  |  | 0.9 | 0.8 | 0.9 | 0.9 | 0.4 | N |  |  | OP | X | 10 | 2001 |  |  | N | Electric Utility | 1 | T X: X; NG BLQ: DFO |  |  | N | N |  | 1H | [20 empty] | N |  |  | N | N
219 | Alaska Power and Telephone Co | 66 | Skagway | AK | Skagway Hoonah Angoon | 9 | Petroleum Liquids | IC |  | S | X | X |  |  | 1 | 0.8 | 1 | 1 | 0.4 | N |  |  | OP | X | 4 | 2009 |  |  | N | Electric Utility | 1 | T X: X; NG BLQ: DFO |  |  | N | N |  | 10M | [23 empty] | N
13870 | Nushagak Electric Coop, Inc | 109 | Dillingham | AK | Dillingham | 11 | Petroleum Liquids | IC |  | S | X | X |  |  | 1 | 0.8 | 1 | 1 | 0.5 | N |  |  | OP | X | 11 | 2001 |  |  | N | Electric Utility | 1 | T X: X; NG BLQ: DFO |  |  | N | N |  | 10M | [23 empty] | N | N | N
13870 | Nushagak Electric Coop, Inc | 109 | Dillingham | AK | Dillingham | 12 | Petroleum Liquids | IC |  | S | X | X |  |  | 1 | 0.8 | 1 | 1 | 0.5 | N |  |  | OP | X | 3 | 2006 |  |  | N | Electric Utility | 1 | T X: X; NG BLQ: DFO |  |  | N | N |  | 10M | [23 empty] | N | N | N
13870 | Nushagak Electric Coop, Inc | 109 | Dillingham | AK | Dillingham | 13 | Petroleum Liquids | IC |  | S | X | X |  |  | 1 | 0.8 | 1 | 1 | 0.5 | N |  |  | OP | X | 4 | 2006 |  |  | N | Electric Utility | 1 | T X: X; NG BLQ: DFO |  |  | N |  |  | 10M | [23 empty] | N | N | N
13870 | Nushagak Electric Coop, Inc | 109 | Dillingham | AK | Dillingham | 14 | Petroleum Liquids | IC |  | S | X | X |  |  | 1 | 0.8 | 1 | 1 | 0.5 | N |  |  | OP | X | 3 | 2008 |  |  | N | Electric Utility | 1 | T X: X; NG BLQ: DFO |  |  | N |  |  | 10M | [23 empty] | N | N | N
13870 | Nushagak Electric Coop, Inc | 109 | Dillingham | AK | Dillingham | 15 | Petroleum Liquids | IC |  | S | X | X |  |  | 1 | 0.8 | 1 | 1 | 0.5 | N |  |  | OP | X | 5 | 2008 |  |  | N | Electric Utility | 1 | T X: X; NG BLQ: DFO |  |  | N |  |  | 10M | [23 empty] | N | N | N
19558 | Homer Electric Assn Inc | 6283 | Seldovia | AK | Kenai Peninsula | 7 | Petroleum Liquids | IC |  | S | X | X |  |  | 1 | 0.8 | 1 | 1 | 0.1 | N |  |  | OP | X | 10 | 2017 |  |  | N | Electric Utility | 1 | T X: X; NG BLQ: DFO |  |  | N | N |  | 10M | [23 empty] | N | N
13201 | Naknek Electric Assn, Inc | 6301 | Naknek | AK | Bristol Bay | 5A | Petroleum Liquids | IC |  | S | X | X |  |  | 1 | 0.97 | 1 | 1 | 1 | N |  |  | OP | X | 5 | 2005 |  |  | N | Electric Utility | 1 | T X: X; NG BLQ: DFO |  |  |  | N |  | 10M | [23 empty] | N
13201 | Naknek Electric Assn, Inc | 6301 | Naknek | AK | Bristol Bay | 6A | Petroleum Liquids | IC |  | S | X | X |  |  | 1 | 0.97 | 1 | 1 | 1 | N |  |  | OP | X | 4 | 2006 |  |  | N | Electric Utility | 1 | T X: X; NG BLQ: DFO |  |  | N | N |  | 10M | [23 empty] | N
13201 | Naknek Electric Assn, Inc | 6301 | Naknek | AK | Bristol Bay | 7A | Petroleum Liquids | IC |  | S | X | X |  |  | 1 | 0.97 | 1 | 1 | 1 | N |  |  | OP | X | 4 | 2006 |  |  | N | Electric Utility | 1 | T X: X; NG BLQ: DFO |  |  | N | N |  | 10M | [23 empty] | N
13201 | Naknek Electric Assn, Inc | 6301 | Naknek | AK | Bristol Bay | 8 | Petroleum Liquids | IC |  | S | X | X |  |  | 1 | 0.97 | 1 | 1 | 1 | N |  |  | OP | X | 12 | 1977 |  |  | N | Electric Utility | 1 | T X: X; NG BLQ: DFO |  |  | N | N |  | 10M | [23 empty] | N
7833 | Gwitchyaa Zhee Utility Co | 7174 | Gwitchyaa Zhee | AK | Yukon Koyukuk | 7 | Petroleum Liquids | IC |  | S | X | X |  |  | 1 | 0.98 | 0.4 | 0.6 | 0.2 | N |  |  | OP | X | 10 | 2015 |  |  | Y | Electric Utility | 1 | T X: T; NG BLQ: DFO |  |  |  | N |  | 10M | [23 empty] | N
7833 | Gwitchyaa Zhee Utility Co | 7174 | Gwitchyaa Zhee | AK | Yukon Koyukuk | 8 | Petroleum Liquids | IC |  | S | X | X |  |  | 1 | 0.98 | 0.4 | 0.6 | 0.2 | N |  |  | OP | X | 8 | 2016 |  |  | Y | Electric Utility | 1 | T X: T; NG BLQ: DFO |  |  |  | N |  | 10M | [23 empty] | N
6915 | Galena Electric Utility | 7437 | Galena Electric Utility | AK | Yukon Koyukuk | 4A | Petroleum Liquids | IC |  | S | X | X |  |  | 1 | 0.8 | 1 | 1 | 0.5 | N |  |  | OP | X | 5 | 2004 |  |  | N | Electric Utility | 1 | T X: X; NG BLQ: DFO |  |  | N | N |  | 10M | [23 empty] | N
18963 | Inside Passage Elec Coop, Inc | 7463 | Hoonah | AK | Skagway Hoonah Angoon | 2A | Petroleum Liquids | IC |  | S | X | X |  |  | 1 | 0.8 | 1 | 1 | 0.1 | N |  |  | OP | X | 7 | 1997 |  |  | N | Electric Utility | 1 | T X: X; NG BLQ: DFO; NG BIT: JF |  |  | N | N |  | 10M | [23 empty] | N
26616 | North Slope Borough Power & Light | 7485 | NSB Point Hope Utility | AK | North Slope | PG1A | Petroleum Liquids | IC |  | S | X | X |  |  | 1 | 0.8 | 1 | 1 | 0.1 | N |  |  | OP | X | 9 | 2014 |  |  | N | Electric Utility | 1 | T X: X; NG BLQ: DFO |  |  | N | N |  | 1H | [23 empty] | N | N
19553 | Unisea Inc | 54422 | Unisea G 2 | AK | Aleutians West | CAT4 | Petroleum Liquids | IC |  | S | X | X |  |  | 1 | 0.9 | 1 | 1 | 0.3 | N |  |  | OP | X | 5 | 2012 |  |  | N | Industrial Non-CHP | 6 | T X: X; NG BLQ: DFO |  |  | N | N |  | 10M | [20 empty] | N |  |  | N | N | N
19553 | Unisea Inc | 54422 | Unisea G 2 | AK | Aleutians West | CAT5 | Petroleum Liquids | IC |  | S | X | X |  |  | 1 | 0.9 | 1 | 1 | 0.3 | N |  |  | OP | X | 5 | 2012 |  |  | N | Industrial Non-CHP | 6 | T X: X; NG BLQ: DFO |  |  | N | N |  | 10M | [23 empty] | N | N | N
219 | Alaska Power and Telephone Co | 56147 | Viking | AK | Prince of Wales Ketchikan | 1 | Petroleum Liquids | IC |  | S | X | X |  |  | 1 | 0.8 | 1 | 1 | 0.4 | N |  |  | OS | X | 2 | 2003 |  |  | N | Electric Utility | 1 | T X: X; NG BLQ: DFO |  |  | N |  |  | 10M | [23 empty] | N
213 | Alaska Electric Light&Power Co | 63 | Gold Creek | AK | Juneau | IC3 | Petroleum Liquids | IC |  | S | X | X |  |  | 1.1 | 0.8 | 1.1 | 1.1 | 0.3 | N |  |  | SB | Y | 8 | 1961 |  |  | N | Electric Utility | 1 | T X: X; NG BLQ: DFO |  |  | N | N |  | 1H | [23 empty] | N | N | N
213 | Alaska Electric Light&Power Co | 63 | Gold Creek | AK | Juneau | IC5 | Petroleum Liquids | IC |  | S | X | X |  |  | 1.1 | 0.8 | 1.1 | 1.1 | 0.3 | N |  |  | SB | Y | 10 | 1966 |  |  | N | Electric Utility | 1 | T X: X; NG BLQ: DFO |  |  | N | N |  | 1H | [23 empty] | N | N | N
219 | Alaska Power and Telephone Co | 66 | Skagway | AK | Skagway Hoonah Angoon | 7A | Petroleum Liquids | IC |  | S | X | X |  |  | 1.1 | 0.8 | 1.1 | 1.1 | 0.5 | N |  |  | OP | X | 5 | 1996 |  |  | N | Electric Utility | 1 | T X: X; NG BLQ: DFO |  |  | N | N |  | 10M | [23 empty] | N
13870 | Nushagak Electric Coop, Inc | 109 | Dillingham | AK | Dillingham | 10 | Petroleum Liquids | IC |  | S | X | X |  |  | 1.1 | 0.8 | 1.1 | 1.1 | 0.5 | N |  |  | OP | X | 5 | 1988 |  |  | N | Electric Utility | 1 | T X: X; NG BLQ: DFO |  |  | N | N |  | 10M | [23 empty] | N | N | N
219 | Alaska Power and Telephone Co | 406 | Tok | AK | Southeast Fairbanks | 4A | Petroleum Liquids | IC |  | S | X | X |  |  | 1.1 | 0.8 | 1.1 | 1.1 | 0.5 | N |  |  | OP | X | 12 | 1989 |  |  | N | Electric Utility | 1 | T X: X; NG BLQ: DFO |  |  | N | N |  | 10M | [23 empty] | N
219 | Alaska Power and Telephone Co | 406 | Tok | AK | Southeast Fairbanks | 5A | Petroleum Liquids | IC |  | S | X | X |  |  | 1.1 | 0.8 | 1.1 | 1.1 | 0.5 | N |  |  | OP | X | 1 | 1996 |  |  | N | Electric Utility | 1 | T X: X; NG BLQ: DFO |  |  | N | N |  | 10M | [23 empty] | N
219 | Alaska Power and Telephone Co | 421 | Craig (AK) | AK | Prince of Wales Ketchikan | 5 | Petroleum Liquids | IC |  | S | X | X |  |  | 1.1 | 0.8 | 1.1 | 1.1 | 0.5 | N |  |  | OP | X | 9 | 1983 |  |  | N | Electric Utility | 1 | T X: X; NG BLQ: DFO |  |  | N | N |  | 10M | [23 empty] | N
219 | Alaska Power and Telephone Co | 421 | Craig (AK) | AK | Prince of Wales Ketchikan | 6 | Petroleum Liquids | IC |  | S | X | X |  |  | 1.1 | 0.8 | 1.1 | 1.1 | 0.5 | N |  |  | OP | X | 10 | 1989 |  |  | N | Electric Utility | 1 | T X: X; NG BLQ: DFO |  |  | N | N |  | 10M | [23 empty] | N
40215 | Cordova Electric Coop, Inc | 789 | Orca | AK | Valdez Cordova | 5 | Petroleum Liquids | IC |  | S | X | X |  |  | 1.1 | 0.8 | 1.1 | 1.1 | 0.7 | N |  |  | OP | X | 3 | 2000 |  |  | N | Electric Utility | 1 | T X: X; NG BLQ: DFO |  |  | N | N |  | 10M | [23 empty] | N | N | N
40215 | Cordova Electric Coop, Inc | 789 | Orca | AK | Valdez Cordova | 6 | Petroleum Liquids | IC |  | S | X | X |  |  | 1.1 | 0.8 | 1.1 | 1.1 | 0.7 | N |  |  | OP | X | 3 | 2000 |  |  | N | Electric Utility | 1 | T X: X; NG BLQ: DFO |  |  | N | N |  | 10M | [23 empty] | N | N | N
13201 | Naknek Electric Assn, Inc | 6301 | Naknek | AK | Bristol Bay | NA1 | Petroleum Liquids | IC |  | S | X | X |  |  | 1.1 | 0.97 | 1.1 | 1.1 | 1 | N |  |  | OP | X | 5 | 1988 |  |  | Y | Electric Utility | 1 | T X: T; NG BLQ: DFO |  |  | N | N |  | 10M | [23 empty] | N
13201 | Naknek Electric Assn, Inc | 6301 | Naknek | AK | Bristol Bay | NA2 | Petroleum Liquids | IC |  | S | X | X |  |  | 1.1 | 0.97 | 1.1 | 1.1 | 1 | N |  |  | OP | X | 5 | 1988 |  |  | Y | Electric Utility | 1 | T X: T; NG BLQ: DFO |  |  | N | N |  | 10M | [23 empty] | N
10451 | Kotzebue Electric Assn Inc | 6304 | Kotzebue Hybrid | AK | NORTHWEST ARCTIC | 7A | Petroleum Liquids | IC |  | S | X | X |  |  | 1.1 | 0.8 | 1.1 | 1.1 | 0.4 | N |  |  | OP | X | 8 | 1987 |  |  | N | Electric Utility | 1 | T X: X; NG BLQ: DFO |  |  | N |  |  | 12H | [23 empty] | N | N | N
221 | Alaska Village Elec Coop, Inc | 6348 | Togiak | AK | Dillingham | 3 | Petroleum Liquids | IC |  | S | X | X |  |  | 1.1 | 0.9 | 1.1 | 1.1 | 0.2 | N |  |  | OP | X | 4 | 2019 |  |  | N | Electric Utility | 1 | T X: X; NG BLQ: DFO |  |  |  | N |  | 10M | [23 empty] | N
18963 | Inside Passage Elec Coop, Inc | 7464 | Kake | AK | Wrangell Petersburg | 2 | Petroleum Liquids | IC |  | S | X | X |  |  | 1.1 | 0.8 | 1.1 | 1.1 | 0.1 | N |  |  | OP | X | 5 | 1993 |  |  | N | Electric Utility | 1 | T X: X; NG BLQ: DFO; NG BIT: JF |  |  | N | N |  | 10M | [23 empty] | N
19454 | City of Unalaska - (AK) | 7503 | Unalaska Power Module | AK | Aleutians West | 7 | Petroleum Liquids | IC |  | S | X | X |  |  | 1.1 | 0.8 | 0.8 | 0.8 | 0.6 | N |  |  | OP | X | 11 | 1993 |  |  | N | Electric Utility | 1 | T X: X; NG BLQ: DFO |  |  | N | N |  | 1H | [23 empty] | N
213 | Alaska Electric Light&Power Co | 63 | Gold Creek | AK | Juneau | IC1 | Petroleum Liquids | IC |  | S | X | X |  |  | 1.2 | 0.8 | 1.2 | 1.2 | 0.3 | N |  |  | SB | Y | 6 | 1952 |  |  | N | Electric Utility | 1 | T X: X; NG BLQ: DFO |  |  | N | N |  | 1H | [23 empty] | N | N | N
213 | Alaska Electric Light&Power Co | 63 | Gold Creek | AK | Juneau | IC2 | Petroleum Liquids | IC |  | S | X | X |  |  | 1.2 | 0.8 | 1.2 | 1.2 | 0.3 | N |  |  | SB | Y | 8 | 1954 |  |  | N | Electric Utility | 1 | T X: X; NG BLQ: DFO |  |  | N | N |  | 1H | [23 empty] | N | N | N
219 | Alaska Power and Telephone Co | 69 | Haines | AK | Haines | 10 | Petroleum Liquids | IC |  | S | X | X |  |  | 1.2 | 0.8 | 1.2 | 1.2 | 0.5 | N |  |  | OP | X | 5 | 1991 |  |  | N | Electric Utility | 1 | T X: X; NG BLQ: DFO |  |  | N | N |  | 10M | [23 empty] | N
14856 | Petersburg Borough - (AK) | 91 | Petersburg | AK | Wrangell Petersburg | IC3 | Petroleum Liquids | IC |  | S | X | X |  |  | 1.2 | 0.8 | 1 | 1 | 0.5 | N |  |  | OP | X | 10 | 1965 |  |  | N | Electric Utility | 1 | T X: X; NG BLQ: DFO |  |  | N | N |  | 1H | [23 empty] | N | N | N
19558 | Homer Electric Assn Inc | 6283 | Seldovia | AK | Kenai Peninsula | 5 | Petroleum Liquids | IC |  | S | X | X |  |  | 1.2 | 0.9 | 1.2 | 1.2 | 0.1 | N |  |  | OP | X | 12 | 2004 |  |  | N | Electric Utility | 1 | T X: X; NG BLQ: DFO |  |  | N | N |  | 10M | [23 empty] | N | N
4329 | Copper Valley Elec Assn, Inc | 6305 | Glennallen | AK | Valdez Cordova | 8 | Petroleum Liquids | IC |  | S | X | X |  |  | 1.2 | 0.8 | 1.2 | 1.2 | 0.2 | N |  |  | OP | X | 2 | 1999 |  |  | N | Electric Utility | 1 | T X: X; NG BLQ: DFO |  |  | N | N |  | 10M | [23 empty] | N | N | N
221 | Alaska Village Elec Coop, Inc | 6637 | Yakutat | AK | Yakutat | 6 | Petroleum Liquids | IC |  | S | X | X |  |  | 1.2 | 0.8 | 1.2 | 1.2 | 0 | N |  |  | OP | X | 9 | 2007 |  |  | N | Electric Utility | 1 | T X: X; NG BLQ: DFO |  |  | N | N |  | 10M | [23 empty] | N
221 | Alaska Village Elec Coop, Inc | 6637 | Yakutat | AK | Yakutat | 7 | Petroleum Liquids | IC |  | S | X | X |  |  | 1.2 | 0.8 | 1.2 | 1.2 | 0 | N |  |  | OP | X | 7 | 2012 |  |  | N | Electric Utility | 1 | T X: X; NG BLQ: DFO |  |  | N | N |  | 10M | [23 empty] | N
19454 | City of Unalaska - (AK) | 7502 | Dutch Harbor | AK | Aleutians West | 8 | Petroleum Liquids | IC |  | S | X | X |  |  | 1.2 | 0.8 | 1 | 1 | 0.6 | N |  |  | OP | X | 11 | 1989 |  |  | N | Electric Utility | 1 | T X: X; NG BLQ: DFO |  |  | N | N |  | 1H | [23 empty] | N | N | N
19454 | City of Unalaska - (AK) | 7502 | Dutch Harbor | AK | Aleutians West | 9 | Petroleum Liquids | IC |  | S | X | X |  |  | 1.2 | 0.8 | 1 | 1 | 0.6 | N |  |  | OP | X | 5 | 1994 |  |  | N | Electric Utility | 1 | T X: X; NG BLQ: DFO |  |  | N | N |  | 1H | [23 empty] | N | N
19272 | Doyon Utilities - Fort Greely | 54834 | Fort Greely Power Plant | AK | Southeast Fairbanks | EN-4 | Petroleum Liquids | IC |  | S | X | X |  |  | 1.2 | 0.8 | 1.2 | 1.2 | 0.9 | N |  |  | SB | Y | 1 | 1959 |  |  | N | Commercial Non-CHP | 4 | T X: X; NG BLQ: DFO |  |  | N | N |  | 1H | [20 empty] | N |  |  | N | N | N
19272 | Doyon Utilities - Fort Greely | 54834 | Fort Greely Power Plant | AK | Southeast Fairbanks | EN-5 | Petroleum Liquids | IC |  | S | X | X |  |  | 1.2 | 0.8 | 1.2 | 1.2 | 0.9 | N |  |  | SB | Y | 1 | 1959 |  |  | N | Commercial Non-CHP | 4 | T X: X; NG BLQ: DFO |  |  | N | N |  | 1H | [20 empty] | N |  |  | N | N | N
219 | Alaska Power and Telephone Co | 406 | Tok | AK | Southeast Fairbanks | 3A | Petroleum Liquids | IC |  | S | X | X |  |  | 1.3 | 0.8 | 1.3 | 1.3 | 0.5 | N |  |  | OP | X | 11 | 1999 |  |  | N | Electric Utility | 1 | T X: X; NG BLQ: DFO |  |  | N | N |  | 10M | [23 empty] | N
13201 | Naknek Electric Assn, Inc | 6301 | Naknek | AK | Bristol Bay | 4A | Petroleum Liquids | IC |  | S | X | X |  |  | 1.3 | 0.97 | 1.3 | 1.3 | 1 | N |  |  | OP | X | 7 | 1999 |  |  | Y | Electric Utility | 1 | T X: T; NG BLQ: DFO |  |  | N | N |  | 10M | [23 empty] | N
221 | Alaska Village Elec Coop, Inc | 6314 | Emmonak | AK | Wade Hampton | 5B | Petroleum Liquids | IC |  | S | X | X |  |  | 1.3 | 0.9 | 1.3 | 1.3 | 0.3 | N |  |  | OP | X | 6 | 2016 |  |  | N | Electric Utility | 1 | T X: X; NG BLQ: DFO |  |  | N | N |  | 10M | [23 empty] | N |  | N
219 | Alaska Power and Telephone Co | 56146 | False Island | AK | Prince of Wales Ketchikan | 1 | Petroleum Liquids | IC |  | S | X | X |  |  | 1.3 | 0.8 | 1.3 | 1.3 | 0.5 | N |  |  | OP | X | 11 | 2003 |  |  | N | Electric Utility | 1 | T X: X; NG BLQ: DFO |  |  | N |  |  | 10M | [23 empty] | N
10451 | Kotzebue Electric Assn Inc | 6304 | Kotzebue Hybrid | AK | NORTHWEST ARCTIC | 16 | Petroleum Liquids | IC |  | S | X | X |  |  | 1.4 | 0.8 | 1.4 | 1.4 | 0.6 | N |  |  | OP | X | 8 | 2013 |  |  | N | Electric Utility | 1 | T X: X; NG BLQ: DFO |  |  | N |  |  | 12H | [23 empty] | N |  | N
57494 | TDX North Slope Generating Inc. | 58117 | TNSG South Plant | AK | North Slope | 1A | Natural Gas Internal Combustion Engine | IC |  | S | X | X |  |  | 1.4 | 0.8 | 1.3 | 1.3 | 0 | N |  |  | OP | X | 9 | 2006 |  |  | N | Electric Utility | 1 | [11 empty] | N | N |  | 10M | [23 empty] | N | N | N | bar: T X to NG BLQ
57494 | TDX North Slope Generating Inc. | 58117 | TNSG South Plant | AK | North Slope | 4A | Natural Gas Internal Combustion Engine | IC |  | S | X | X |  |  | 1.4 | 0.8 | 1.3 | 1.3 | 0 | N |  |  | OP | X | 9 | 2006 |  |  | N | Electric Utility | 1 | [11 empty] | N | N |  | 10M | [23 empty] | N | N | N | bar: T X to NG BLQ
1276 | Barrow Utils & Elec Coop, Inc | 7173 | Barrow | AK | North Slope | 10 | Natural Gas Internal Combustion Engine | IC |  | W | X | X |  |  | 1.5 | 0.8 | 1.5 | 1.5 | 0.5 | N |  |  | OS | X | 11 | 1994 |  |  | N | Electric Utility | 1 | [11 empty] | N | N |  | 10M | [23 empty] | N | N | N | bar: T X to NG BLQ
1276 | Barrow Utils & Elec Coop, Inc | 7173 | Barrow | AK | North Slope | 9 | Natural Gas Internal Combustion Engine | IC |  | W | X | X |  |  | 1.5 | 0.8 | 1.5 | 1.5 | 0.5 | N |  |  | OS | X | 11 | 1994 |  |  | N | Electric Utility | 1 | [11 empty] | N | N |  | 10M | [23 empty] | N | N | N | bar: T X to NG BLQ
22199 | U S Air Force-Eielson AFB | 50392 | Eielson AFB Central Heat & Power Plant | AK | Fairbanks North Star | DG01 | Petroleum Liquids | IC |  | S | X | X |  |  | 1.5 | 0.8 | 1.4 | 1.4 | 0.3 | N |  |  | SB | Y | 11 | 1998 |  |  | N | Commercial CHP | 5 | T X: X; NG BLQ: DFO |  |  | N | N |  | 10M | [23 empty] | N | N | N
22199 | U S Air Force-Eielson AFB | 50392 | Eielson AFB Central Heat & Power Plant | AK | Fairbanks North Star | DG02 | Petroleum Liquids | IC |  | S | X | X |  |  | 1.5 | 0.8 | 1.4 | 1.4 | 0.3 | N |  |  | SB | Y | 11 | 1998 |  |  | N | Commercial CHP | 5 | T X: X; NG BLQ: DFO |  |  | N | N |  | 10M | [23 empty] | N | N | N
22199 | U S Air Force-Eielson AFB | 50392 | Eielson AFB Central Heat & Power Plant | AK | Fairbanks North Star | DG03 | Petroleum Liquids | IC |  | S | X | X |  |  | 1.5 | 0.8 | 1.4 | 1.4 | 0.3 | N |  |  | SB | Y | 11 | 1998 |  |  | N | Commercial CHP | 5 | T X: X; NG BLQ: DFO |  |  | N | N |  | 10M | [23 empty] | N | N | N
22199 | U S Air Force-Eielson AFB | 50392 | Eielson AFB Central Heat & Power Plant | AK | Fairbanks North Star | DG04 | Petroleum Liquids | IC |  | S | X | X |  |  | 1.5 | 0.8 | 1.4 | 1.4 | 0.3 | N |  |  | SB | Y | 11 | 1998 |  |  | N | Commercial CHP | 5 | T X: X; NG BLQ: DFO |  |  | N | N |  | 10M | [23 empty] | N |  | N
19511 | University of Alaska | 50711 | University of Alaska Fairbanks | AK | Fairbanks North Star | GEN1 | Conventional Steam Coal | ST |  | S | X | X |  |  | 1.5 | 0.8 | 0.5 | 1.4 | 0.2 | N |  |  | OS | X | 1 | 1964 |  |  | Y | Commercial CHP | 5 | T | SUB | DFO | JF |  |  |  | NG | DFO |  |  | N | N |  | 12H |  |  | N | Y | Y | [18 empty] | Y | N | N
19511 | University of Alaska | 50711 | University of Alaska Fairbanks | AK | Fairbanks North Star | GEN2 | Conventional Steam Coal | ST |  | S | X | X |  |  | 1.5 | 0.8 | 0.5 | 1.4 | 0.2 | N |  |  | OS | X | 1 | 1964 |  |  | Y | Commercial CHP | 5 | T | SUB | DFO | JF |  |  |  | NG | DFO |  |  | N | N |  | 12H |  |  | N | Y | Y | [18 empty] | Y | N | N
219 | Alaska Power and Telephone Co | 69 | Haines | AK | Haines | IC8A | Petroleum Liquids | IC |  | S | X | X |  |  | 1.6 | 0.8 | 1.6 | 1.6 | 0.6 | N |  |  | OP | X | 10 | 1996 |  |  | N | Electric Utility | 1 | T X: X; NG BLQ: DFO |  |  | N | N |  | 10M | [23 empty] | N
4329 | Copper Valley Elec Assn, Inc | 6306 | Valdez | AK | Valdez Cordova | 11 | Petroleum Liquids | IC |  | S | X | X |  |  | 1.6 | 0.8 | 1.6 | 1.6 | 0.1 | N |  |  | OP | X | 6 | 2017 |  |  | N | Electric Utility | 1 | T X: X; NG BLQ: DFO | [5 empty] | 10M | [23 empty] | N | N | N
4329 | Copper Valley Elec Assn, Inc | 6306 | Valdez | AK | Valdez Cordova | 12 | Petroleum Liquids | IC |  | S | X | X |  |  | 1.6 | 0.8 | 1.6 | 1.6 | 0.1 | N |  |  | OP | X | 6 | 2017 |  |  | N | Electric Utility | 1 | T X: X; NG BLQ: DFO | [5 empty] | 10M | [23 empty] | N | N | N
219 | Alaska Power and Telephone Co | 421 | Craig (AK) | AK | Prince of Wales Ketchikan | 3B | Petroleum Liquids | IC |  | S | X | X |  |  | 1.8 | 0.8 | 1.8 | 1.8 | 0.7 | N |  |  | OP | X | 8 | 2015 |  |  | N | Electric Utility | 1 | T X: X; NG BLQ: DFO |  |  |  | N |  | 10M | [23 empty] | N
219 | Alaska Power and Telephone Co | 69 | Haines | AK | Haines | 11 | Petroleum Liquids | IC |  | S | X | X |  |  | 1.9 | 0.8 | 1.9 | 1.9 | 0.7 | N |  |  | OP | X | 1 | 2006 |  |  | N | Electric Utility | 1 | T X: X; NG BLQ: DFO |  |  | N | N |  | 10M | [23 empty] | N
4329 | Copper Valley Elec Assn, Inc | 6306 | Valdez | AK | Valdez Cordova | 4 | Petroleum Liquids | IC |  | S | X | X |  |  | 1.9 | 0.8 | 1.5 | 1.5 | 0.2 | N |  |  | OP | X | 10 | 1972 |  |  | N | Electric Utility | 1 | T X: X; NG BLQ: DFO |  |  | N | N |  | 10M | [23 empty] | N | N | N
3522 | Chugach Electric Assn Inc | 75 | Anchorage 1 | AK | Anchorage | P1 BS | Petroleum Liquids | IC |  | S | X | X |  |  | 2 | 0.8 | 2 | 2 | 0.1 | N |  |  | OP | X | 2 | 2012 |  |  | N | Electric Utility | 1 | T X: X; NG BLQ: DFO |  |  | N | N |  | 10M | [23 empty] | N
13642 | Nome Joint Utility Systems | 90 | Snake River | AK | Nome | 14 | Petroleum Liquids | IC |  | S | X | X |  |  | 2 | 0.8 | 1.9 | 1.9 | 1.4 | N |  |  | OP | X | 12 | 1999 |  |  | N | Electric Utility | 1 | T X: X; NG BLQ: DFO |  |  | N | N |  | 12H | [23 empty] | N
21015 | City of Wrangell - (AK) | 95 | Wrangell | AK | Wrangell Petersburg | 11 | Petroleum Liquids | IC |  | S | X | X |  |  | 2 | 0.8 | 2 | 2 | 0.1 | N |  |  | OP | X | 9 | 2000 |  |  | N | Electric Utility | 1 | T X: X; NG BLQ: DFO |  |  | N |  |  | 1H | [23 empty] | N
21015 | City of Wrangell - (AK) | 95 | Wrangell | AK | Wrangell Petersburg | 12 | Petroleum Liquids | IC |  | S | X | X |  |  | 2 | 0.8 | 2 | 2 | 0.1 | N |  |  | OP | X | 9 | 2000 |  |  | N | Electric Utility | 1 | T X: X; NG BLQ: DFO |  |  | N |  |  | 1H | [23 empty] | N
21015 | City of Wrangell - (AK) | 95 | Wrangell | AK | Wrangell Petersburg | 13 | Petroleum Liquids | IC |  | S | X | X |  |  | 2 | 0.8 | 2 | 2 | 0.1 | N |  |  | OP | X | 6 | 2002 |  |  | N | Electric Utility | 1 | T X: X; NG BLQ: DFO |  |  | N |  |  | 1H | [23 empty] | N
17271 | City & Borough of Sitka - (AK) | 6801 | Jarvis Street | AK | Sitka | 1 | Petroleum Liquids | IC |  | S | X | X |  |  | 2 | 0.8 | 2 | 2 | 1 | N |  |  | OP | X | 8 | 1979 |  |  | N | Electric Utility | 1 | T X: X; NG BLQ: DFO | [5 empty] | 1H | [23 empty] | N | N
10433 | Kodiak Electric Assn Inc | 60250 | Swampy Acres Microgrid | AK | Kodiak Island | 6A | Petroleum Liquids | IC |  | S | X | X |  |  | 2 | 0.9 | 2 | 2 | 1.5 | N |  |  | OP | X | 6 | 2002 |  |  | N | Electric Utility | 1 | T X: X; NG BLQ: DFO |  |  | N | N |  | 10M | [23 empty] | N | N | N
10433 | Kodiak Electric Assn Inc | 60250 | Swampy Acres Microgrid | AK | Kodiak Island | 7A | Petroleum Liquids | IC |  | S | X | X |  |  | 2 | 0.9 | 2 | 2 | 1.5 | N |  |  | OP | X | 2 | 2002 |  |  | N | Electric Utility | 1 | T X: X; NG BLQ: DFO |  |  | N |  |  | 10M | [23 empty] | N | N | N
221 | Alaska Village Elec Coop, Inc | 6566 | Bethel | AK | Bethel | 1 | Petroleum Liquids | IC |  | S | X | X |  |  | 2.1 | 0.85 | 2.1 | 2.1 | 1.4 | N |  |  | OP | X | 11 | 1976 |  |  | N | Electric Utility | 1 | T X: X; NG BLQ: DFO |  |  | N | N |  | 10M | [23 empty] | N
221 | Alaska Village Elec Coop, Inc | 6566 | Bethel | AK | Bethel | 2 | Petroleum Liquids | IC |  | S | X | X |  |  | 2.1 | 0.85 | 2.1 | 2.1 | 1.4 | N |  |  | OP | X | 11 | 1976 |  |  | N | Electric Utility | 1 | T X: X; NG BLQ: DFO |  |  | N | N |  | 10M | [23 empty] | N
221 | Alaska Village Elec Coop, Inc | 6566 | Bethel | AK | Bethel | 3 | Petroleum Liquids | IC |  | S | X | X |  |  | 2.1 | 0.85 | 2.1 | 2.1 | 1.4 | N |  |  | OP | X | 11 | 1976 |  |  | N | Electric Utility | 1 | T X: X; NG BLQ: DFO |  |  | N | N |  | 10M | [23 empty] | N
221 | Alaska Village Elec Coop, Inc | 6566 | Bethel | AK | Bethel | 4 | Petroleum Liquids | IC |  | S | X | X |  |  | 2.1 | 0.85 | 2.1 | 2.1 | 1.4 | N |  |  | OP | X | 11 | 1976 |  |  | N | Electric Utility | 1 | T X: X; NG BLQ: DFO |  |  | N | N |  | 10M | [23 empty] | N
221 | Alaska Village Elec Coop, Inc | 6566 | Bethel | AK | Bethel | 6 | Petroleum Liquids | IC |  | S | X | X |  |  | 2.1 | 0.85 | 2.1 | 2.1 | 1.4 | N |  |  | OP | X | 4 | 1989 |  |  | N | Electric Utility | 1 | T X: X; NG BLQ: DFO |  |  | N | N |  | 10M | [23 empty] | N
221 | Alaska Village Elec Coop, Inc | 6566 | Bethel | AK | Bethel | 7 | Petroleum Liquids | IC |  | S | X | X |  |  | 2.1 | 0.85 | 2.1 | 2.1 | 1.4 | N |  |  | OP | X | 12 | 1992 |  |  | N | Electric Utility | 1 | T X: X; NG BLQ: DFO |  |  | N | N |  | 10M | [23 empty] | N
13870 | Nushagak Electric Coop, Inc | 109 | Dillingham | AK | Dillingham | 17 | Petroleum Liquids | IC |  | S | X | X |  |  | 2.2 | 0.8 | 2.2 | 2.2 | 1 | N |  |  | OP | X | 6 | 2019 |  |  | N | Electric Utility | 1 | T X: X; NG BLQ: DFO |  |  | N | N |  | 10M | [23 empty] | N
13870 | Nushagak Electric Coop, Inc | 109 | Dillingham | AK | Dillingham | 18 | Petroleum Liquids | IC |  | S | X | X |  |  | 2.2 | 0.8 | 2.2 | 2.2 | 1 | N |  |  | OP | X | 6 | 2019 |  |  | N | Electric Utility | 1 | T X: X; NG BLQ: DFO | [5 empty] | 10M | [23 empty] | N
20523 | Westward Seafoods Inc | 54305 | Westward Seafoods | AK | Aleutians West | 2 | Petroleum Liquids | IC |  | S | X | X |  |  | 2.2 | 0.8 | 2.2 | 2.2 | 1 | N |  |  | OP | X | 3 | 1991 |  |  | Y | Industrial CHP | 7 | T X: T; NG BLQ: DFO |  |  | N | N |  | 10M | [20 empty] | N |  |  | N | N | N
20523 | Westward Seafoods Inc | 54305 | Westward Seafoods | AK | Aleutians West | 3 | Petroleum Liquids | IC |  | S | X | X |  |  | 2.2 | 0.8 | 2.2 | 2.2 | 1 | N |  |  | OP | X | 3 | 1991 |  |  | Y | Industrial CHP | 7 | T X: T; NG BLQ: DFO |  |  | N | N |  | 10M | [20 empty] | N |  |  | N | N | N
20523 | Westward Seafoods Inc | 54305 | Westward Seafoods | AK | Aleutians West | 4 | Petroleum Liquids | IC |  | S | X | X |  |  | 2.2 | 0.8 | 2.2 | 2.2 | 1 | N |  |  | OP | X | 3 | 1991 |  |  | Y | Industrial CHP | 7 | T X: T; NG BLQ: DFO |  |  | N | N |  | 10M | [20 empty] | N |  |  | N | N | N
58368 | Doyon Utilities, LLC | 58380 | JBER Landfill Gas Power Plant | AK | Anchorage | 1 | Landfill Gas | IC |  | S | X | X |  |  | 2.3 | 0.8 | 1.4 | 1.4 | 1 | N |  |  | OP | X | 8 | 2012 |  |  | N | Commercial Non-CHP | 4 | T X: X; NG BLQ: LFG; NG BIT: NG |  |  | N | N |  | 10M | [20 empty] | N |  |  | Y | Y | N
58368 | Doyon Utilities, LLC | 58380 | JBER Landfill Gas Power Plant | AK | Anchorage | 2 | Landfill Gas | IC |  | S | X | X |  |  | 2.3 | 0.8 | 1.4 | 1.4 | 1 | N |  |  | OP | X | 8 | 2012 |  |  | N | Commercial Non-CHP | 4 | T X: X; NG BLQ: LFG; NG BIT: NG |  |  | N | N |  | 10M | [20 empty] | N |  |  | Y | Y | N
58368 | Doyon Utilities, LLC | 58380 | JBER Landfill Gas Power Plant | AK | Anchorage | 3 | Landfill Gas | IC |  | S | X | X |  |  | 2.3 | 0.8 | 1.4 | 1.4 | 1 | N |  |  | OP | X | 8 | 2012 |  |  | N | Commercial Non-CHP | 4 | T X: X; NG BLQ: LFG; NG BIT: NG |  |  | N | N |  | 10M |  |  |  | N | [16 empty] | N |  |  | Y | Y | N
58368 | Doyon Utilities, LLC | 58380 | JBER Landfill Gas Power Plant | AK | Anchorage | 4 | Landfill Gas | IC |  | S | X | X |  |  | 2.3 | 0.8 | 1.4 | 1.4 | 1 | N |  |  | OP | X | 8 | 2012 |  |  | N | Commercial Non-CHP | 4 | T X: X; NG BLQ: LFG; NG BIT: NG |  |  | N | N |  | 10M |  |  |  | N | [16 empty] | N |  |  | Y | Y | N
58368 | Doyon Utilities, LLC | 58380 | JBER Landfill Gas Power Plant | AK | Anchorage | 5 | Landfill Gas | IC |  | S | X | X |  |  | 2.3 | 0.8 | 1.4 | 1.4 | 1 | N |  |  | OP | X | 8 | 2013 |  |  | N | Commercial Non-CHP | 4 | T X: X; NG BLQ: LFG; NG BIT: NG |  |  | N | N |  | 10M |  |  |  | N | [16 empty] | N |  |  | Y | Y | N
40215 | Cordova Electric Coop, Inc | 789 | Orca | AK | Valdez Cordova | 4 | Petroleum Liquids | IC |  | S | X | X |  |  | 2.4 | 0.8 | 2.4 | 2.4 | 1.4 | N |  |  | OP | X | 10 | 1984 |  |  | N | Electric Utility | 1 | T X: X; NG BLQ: DFO |  |  | N | N |  | 10M | [23 empty] | N | N | N
213 | Alaska Electric Light&Power Co | 64 | Lemon Creek | AK | Juneau | 1 | Petroleum Liquids | IC |  | S | X | X |  |  | 2.5 | 0.8 | 2.5 | 2.5 | 0.5 | N |  |  | SB | Y | 8 | 1969 |  |  | N | Electric Utility | 1 | T X: X; NG BLQ: DFO |  |  | N | N |  | 10M | [23 empty] | N | N | N
986 | Aurora Energy LLC | 79 | Aurora Energy LLC Chena | AK | Fairbanks North Star | 2 | Conventional Steam Coal | ST |  | S | X | X |  |  | 2.5 | 0.8 | 2 | 2 | 1 | N |  |  | OP | X | 6 | 1952 |  |  | Y | IPP CHP | 3 | T X: T; NG BLQ: SUB; NG NG: WDS; NG RFO: DFO |  |  | N | N |  | 12H |  | N | Y | N | Y | [18 empty] | N | N | N
14856 | Petersburg Borough - (AK) | 91 | Petersburg | AK | Wrangell Petersburg | IC8 | Petroleum Liquids | IC |  | S | X | X |  |  | 2.5 | 0.8 | 2.2 | 2.2 | 1.2 | N |  |  | OP | X | 10 | 2012 |  |  | N | Electric Utility | 1 | T X: X; NG BLQ: DFO |  |  | N | N |  | 10M | [23 empty] | N | N | N
16955 | City of Seward - (AK) | 92 | Seward (AK) | AK | Kenai Peninsula | 3 | Petroleum Liquids | IC |  | S | X | X |  |  | 2.5 | 0.8 | 2.5 | 2.5 | 0.5 | N |  |  | OP | X | 4 | 1975 |  |  | N | Electric Utility | 1 | T X: X; NG BLQ: DFO |  |  |  | N |  | 1H | [23 empty] | N | N | N
16955 | City of Seward - (AK) | 92 | Seward (AK) | AK | Kenai Peninsula | 4 | Petroleum Liquids | IC |  | S | X | X |  |  | 2.5 | 0.8 | 2.5 | 2.5 | 0.5 | N |  |  | OP | X | 3 | 1986 |  |  | N | Electric Utility | 1 | T X: X; NG BLQ: DFO |  |  | N | N |  | 1H | [23 empty] | N | N | N
16955 | City of Seward - (AK) | 92 | Seward (AK) | AK | Kenai Peninsula | 5 | Petroleum Liquids | IC |  | S | X | X |  |  | 2.5 | 0.8 | 2.5 | 2.5 | 0.5 | N |  |  | OP | X | 3 | 1985 |  |  | N | Electric Utility | 1 | T X: X; NG BLQ: DFO |  |  | N | N |  | 1H | [23 empty] | N | N | N
16955 | City of Seward - (AK) | 92 | Seward (AK) | AK | Kenai Peninsula | N2 | Petroleum Liquids | IC |  | S | X | X |  |  | 2.5 | 0.8 | 2.5 | 2.5 | 0.5 | N |  |  | OP | X | 7 | 2010 |  |  | N | Electric Utility | 1 | T X: X; NG BLQ: DFO |  |  | N | N |  | 1H | [23 empty] | N | N | N
21015 | City of Wrangell - (AK) | 95 | Wrangell | AK | Wrangell Petersburg | 9 | Petroleum Liquids | IC |  | S | X | X |  |  | 2.5 | 0.8 | 2.5 | 2.5 | 0.1 | N |  |  | OP | X | 6 | 1987 |  |  | N | Electric Utility | 1 | T X: X; NG BLQ: DFO |  |  | N |  |  | 1H | [23 empty] | N | N | N
40215 | Cordova Electric Coop, Inc | 789 | Orca | AK | Valdez Cordova | 3 | Petroleum Liquids | IC |  | S | X | X |  |  | 2.5 | 0.8 | 2.5 | 2.5 | 1.5 | N |  |  | OP | X | 10 | 1984 |  |  | N | Electric Utility | 1 | T X: X; NG BLQ: DFO |  |  | N | N |  | 10M | [23 empty] | N | N
10433 | Kodiak Electric Assn Inc | 6281 | Kodiak Microgrid | AK | Kodiak Island | 1 | Petroleum Liquids | IC |  | S | X | X |  |  | 2.5 | 0.9 | 2.5 | 2.5 | 0.6 | N |  |  | OP | X | 12 | 1976 |  |  | N | Electric Utility | 1 | T X: X; NG BLQ: DFO |  |  | N | N |  | 1H | [23 empty] | N | N | N
1276 | Barrow Utils & Elec Coop, Inc | 7173 | Barrow | AK | North Slope | 6 | Natural Gas Fired Combustion Turbine | GT |  | W | X | X |  |  | 2.5 | 0.8 | 2.5 | 3 | 0.5 | N |  |  | OP | X | 2 | 1977 |  |  | N | Electric Utility | 1 | T X: X; NG BLQ: NG; NG BIT: DFO |  |  | N | N |  | 10M | [23 empty] | Y | N | Y
1276 | Barrow Utils & Elec Coop, Inc | 7173 | Barrow | AK | North Slope | 7 | Natural Gas Fired Combustion Turbine | GT |  | W | X | X |  |  | 2.5 | 0.8 | 2.5 | 3 | 0.5 | N |  |  | OP | X | 12 | 1980 |  |  | N | Electric Utility | 1 | T X: X; NG BLQ: NG; NG BIT: DFO |  |  | N | N |  | 10M | [23 empty] | Y | N | Y
1276 | Barrow Utils & Elec Coop, Inc | 7173 | Barrow | AK | North Slope | 8 | Natural Gas Fired Combustion Turbine | GT |  | W | X | X |  |  | 2.5 | 0.8 | 2.5 | 3 | 0.5 | N |  |  | OP | X | 10 | 1982 |  |  | N | Electric Utility | 1 | T X: X; NG BLQ: NG; NG BIT: DFO |  |  | N | N |  | 10M | [23 empty] | Y | N | Y
213 | Alaska Electric Light&Power Co | 7250 | Auke Bay | AK | Juneau | 4 | Petroleum Liquids | IC |  | S | X | X |  |  | 2.5 | 0.8 | 2.5 | 2.5 | 0.5 | N |  |  | SB | Y | 9 | 1980 |  |  | N | Electric Utility | 1 | T X: X; NG BLQ: DFO |  |  | N | N |  | 10M | [23 empty] | N | N | N
10433 | Kodiak Electric Assn Inc | 7723 | Nymans Plant Microgrid | AK | Kodiak Island | 1 | Petroleum Liquids | IC |  | S | X | X |  |  | 2.5 | 0.9 | 2.5 | 2.5 | 1 | N |  |  | OP | X | 1 | 1994 |  |  | N | Electric Utility | 1 | T X: X; NG BLQ: DFO |  |  | N | N |  | 1H | [23 empty] | N | N | N
22199 | U S Air Force-Eielson AFB | 50392 | Eielson AFB Central Heat & Power Plant | AK | Fairbanks North Star | TG1 | Conventional Steam Coal | ST |  | S | X | X |  |  | 2.5 | 0.8 | 0.5 | 2.2 | 0.5 | N |  |  | OP | X | 10 | 1952 |  |  | Y | Commercial CHP | 5 | T X: T; NG BLQ: SUB; NG NG: SUB |  |  | N | N |  | 12H |  |  | Y |  | Y | [18 empty] | N |  | N
22199 | U S Air Force-Eielson AFB | 50392 | Eielson AFB Central Heat & Power Plant | AK | Fairbanks North Star | TG2 | Conventional Steam Coal | ST |  | S | X | X |  |  | 2.5 | 0.8 | 0.5 | 2.2 | 0.5 | N |  |  | OP | X | 10 | 1952 |  |  | Y | Commercial CHP | 5 | T X: T; NG BLQ: SUB; NG NG: SUB |  |  | N | N |  | 12H |  |  | Y |  | Y | [18 empty] | N |  | N
19553 | Unisea Inc | 54422 | Unisea G 2 | AK | Aleutians West | GEN1 | Petroleum Liquids | IC |  | S | X | X |  |  | 2.5 | 0.8 | 2.2 | 2.2 | 1.5 | N |  |  | OP | X | 8 | 1990 |  |  | N | Industrial Non-CHP | 6 | T X: X; NG BLQ: DFO; NG BIT: OBL |  |  | N | N |  | 10M | [23 empty] | Y | Y | N
19553 | Unisea Inc | 54422 | Unisea G 2 | AK | Aleutians West | GEN4 | Petroleum Liquids | IC |  | S | X | X |  |  | 2.5 | 0.8 | 2.2 | 2.2 | 1.5 | N |  |  | OP | X | 8 | 1990 |  |  | N | Industrial Non-CHP | 6 | T X: X; NG BLQ: DFO; NG BIT: OBL |  |  | N | N |  | 10M | [23 empty] | Y | Y | N
19553 | Unisea Inc | 54422 | Unisea G 2 | AK | Aleutians West | GEN6 | Petroleum Liquids | IC |  | S | X | X |  |  | 2.5 | 0.8 | 2.2 | 2.2 | 1.5 | N |  |  | OP | X | 8 | 1990 |  |  | N | Industrial Non-CHP | 6 | T X: X; NG BLQ: DFO; NG BIT: OBL |  |  | N | N |  | 10M | [23 empty] | Y | Y | N
179 | Agrium US Inc | 54452 | Agrium Kenai Nitrogen Operations | AK | Kenai Peninsula | 744A | Natural Gas Fired Combustion Turbine | GT |  | S | X | X |  |  | 2.5 | 0.9 | 2.5 | 2.5 | 0.1 |  |  |  | OS | X | 10 | 1977 |  |  | Y | Industrial CHP | 7 | [11 empty] | N | N |  | 1H | [23 empty] | N | N | N | bar: T X to NG BLQ
179 | Agrium US Inc | 54452 | Agrium Kenai Nitrogen Operations | AK | Kenai Peninsula | 744B | Natural Gas Fired Combustion Turbine | GT |  | S | X | X |  |  | 2.5 | 0.9 | 2.5 | 2.5 | 0.1 |  |  |  | OS | X | 10 | 1977 |  |  | Y | Industrial CHP | 7 | [11 empty] | N | N |  | 1H | [23 empty] | N | N | N | bar: T X to NG BLQ
179 | Agrium US Inc | 54452 | Agrium Kenai Nitrogen Operations | AK | Kenai Peninsula | 744C | Natural Gas Fired Combustion Turbine | GT |  | S | X | X |  |  | 2.5 | 0.9 | 2.5 | 2.5 | 0.1 |  |  |  | OS | X | 10 | 1977 |  |  | Y | Industrial CHP | 7 | [11 empty] | N | N |  | 1H | [23 empty] | N | N | N | bar: T X to NG BLQ
179 | Agrium US Inc | 54452 | Agrium Kenai Nitrogen Operations | AK | Kenai Peninsula | 744D | Natural Gas Fired Combustion Turbine | GT |  | S | X | X |  |  | 2.5 | 0.9 | 2.5 | 2.5 | 0.1 |  |  |  | OS | X | 10 | 1977 |  |  | Y | Industrial CHP | 7 | [11 empty] | N | N |  | 1H | [23 empty] | N | N | N | bar: T X to NG BLQ
179 | Agrium US Inc | 54452 | Agrium Kenai Nitrogen Operations | AK | Kenai Peninsula | 744E | Natural Gas Fired Combustion Turbine | GT |  | S | X | X |  |  | 2.5 | 0.9 | 2.5 | 2.5 | 0.1 |  |  |  | OS | X | 10 | 1977 |  |  | Y | Industrial CHP | 7 | [11 empty] | N | N |  | 1H | [23 empty] | N | N | N | bar: T X to NG BLQ
19272 | Doyon Utilities - Fort Greely | 54834 | Fort Greely Power Plant | AK | Southeast Fairbanks | EN-6 | Petroleum Liquids | IC |  | S | X | X |  |  | 2.5 | 0.8 | 2.5 | 2.5 | 1 | N |  |  | SB | Y | 1 | 2010 |  |  | N | Commercial Non-CHP | 4 | T X: X; NG BLQ: DFO |  |  | N | N |  | 10M | [20 empty] | N |  |  | N | N | N
19272 | Doyon Utilities - Fort Greely | 54834 | Fort Greely Power Plant | AK | Southeast Fairbanks | EN-7 | Petroleum Liquids | IC |  | S | X | X |  |  | 2.5 | 0.8 | 2.5 | 2.5 | 1 | N |  |  | SB | Y | 1 | 2010 |  |  | N | Commercial Non-CHP | 4 | T X: X; NG BLQ: DFO |  |  | N | N |  | 10M | [23 empty] | N | N | N
219 | Alaska Power and Telephone Co | 61684 | Klawock Power Generation Station | AK | Prince of Wales Ketchikan | 1 | Petroleum Liquids | IC |  | S | X | X |  |  | 2.5 | 0.95 | 2.5 | 2.5 | 0.1 | N |  |  | OP | X | 9 | 2017 |  |  | N | Electric Utility | 1 | T X: X; NG BLQ: DFO |  |  | N | N |  | 10M | [23 empty] | N
213 | Alaska Electric Light&Power Co | 64 | Lemon Creek | AK | Juneau | 2 | Petroleum Liquids | IC |  | S | X | X |  |  | 2.6 | 0.8 | 2.5 | 2.5 | 0.5 | N |  |  | SB | Y | 9 | 1969 |  |  | N | Electric Utility | 1 | T X: X; NG BLQ: DFO |  |  | N | N |  | 10M | [23 empty] | N |  | N
213 | Alaska Electric Light&Power Co | 64 | Lemon Creek | AK | Juneau | 3 | Petroleum Liquids | IC |  | S | X | X |  |  | 2.6 | 0.8 | 2.5 | 2.5 | 0.5 | N |  |  | SB | Y | 9 | 1974 |  |  | N | Electric Utility | 1 | T X: X; NG BLQ: DFO |  |  | N | N |  | 10M | [23 empty] | N | N | N
14856 | Petersburg Borough - (AK) | 91 | Petersburg | AK | Wrangell Petersburg | IC1 | Petroleum Liquids | IC |  | S | X | X |  |  | 2.6 | 0.8 | 1.7 | 1.7 | 1.4 | N |  |  | OP | X | 12 | 1972 |  |  | N | Electric Utility | 1 | T X: X; NG BLQ: DFO |  |  | N | N |  | 1H | [23 empty] | N | N | N
14856 | Petersburg Borough - (AK) | 91 | Petersburg | AK | Wrangell Petersburg | IC6 | Petroleum Liquids | IC |  | S | X | X |  |  | 2.6 | 0.8 | 2.3 | 2.3 | 1.5 | N |  |  | OP | X | 9 | 1993 |  |  | N | Electric Utility | 1 | T X: X; NG BLQ: DFO |  |  | N | N |  | 1H | [23 empty] | N | N | N
14856 | Petersburg Borough - (AK) | 91 | Petersburg | AK | Wrangell Petersburg | IC7 | Petroleum Liquids | IC |  | S | X | X |  |  | 2.6 | 0.8 | 2.3 | 2.3 | 1.5 | N |  |  | OP | X | 8 | 2001 |  |  | N | Electric Utility | 1 | T X: X; NG BLQ: DFO |  |  | N | N |  | 1H | [23 empty] | N | N | N
4329 | Copper Valley Elec Assn, Inc | 6305 | Glennallen | AK | Valdez Cordova | 6 | Petroleum Liquids | IC |  | S | X | X |  |  | 2.6 | 0.8 | 2.5 | 2.5 | 0.5 | N |  |  | OP | X | 5 | 1976 |  |  | N | Electric Utility | 1 | T X: X; NG BLQ: DFO |  |  | N | N |  | 10M | [23 empty] | N | N | N
4329 | Copper Valley Elec Assn, Inc | 6305 | Glennallen | AK | Valdez Cordova | 7 | Petroleum Liquids | IC |  | S | X | X |  |  | 2.6 | 0.8 | 2.5 | 2.5 | 0.5 | N |  |  | OP | X | 5 | 1976 |  |  | N | Electric Utility | 1 | T X: X; NG BLQ: DFO |  |  | N | N |  | 10M | [23 empty] | N | N | N
4329 | Copper Valley Elec Assn, Inc | 6306 | Valdez | AK | Valdez Cordova | 5 | Petroleum Liquids | IC |  | S | X | X |  |  | 2.6 | 0.8 | 2 | 2 | 0.5 | N |  |  | OP | X | 6 | 1975 |  |  | N | Electric Utility | 1 | T X: X; NG BLQ: DFO |  |  | N | N |  | 10M | [23 empty] | N | N | N
19553 | Unisea Inc | 54422 | Unisea G 2 | AK | Aleutians West | GEN2 | Petroleum Liquids | IC |  | S | X | X |  |  | 2.6 | 0.8 | 2.3 | 2.3 | 1.5 | N |  |  | OP | X | 8 | 1990 |  |  | N | Industrial Non-CHP | 6 | T X: X; NG BLQ: DFO; NG BIT: OBL |  |  | N | N |  | 10M | [23 empty] | Y | Y | N
7353 | Golden Valley Elec Assn Inc | 6286 | Fairbanks | AK | Fairbanks North Star | 5 | Petroleum Liquids | IC |  | S | X | X |  |  | 2.7 | 0.8 | 2.8 | 2.8 | 2.8 | N |  |  | SB | Y | 5 | 1970 |  |  | N | Electric Utility | 1 | T X: X; NG BLQ: DFO; NG NG: DFO |  |  | N | N |  | 10M | [23 empty] | N | N | N
7353 | Golden Valley Elec Assn Inc | 6286 | Fairbanks | AK | Fairbanks North Star | 6 | Petroleum Liquids | IC |  | S | X | X |  |  | 2.7 | 0.8 | 2.8 | 2.8 | 2.8 | N |  |  | SB | Y | 9 | 1970 |  |  | N | Electric Utility | 1 | T X: X; NG BLQ: DFO; NG NG: DFO |  |  | N | N |  | 10M | [23 empty] | N | N | N
19553 | Unisea Inc | 54422 | Unisea G 2 | AK | Aleutians West | GEN3 | Petroleum Liquids | IC |  | S | X | X |  |  | 2.7 | 0.8 | 2.3 | 2.3 | 1.5 | N |  |  | OP | X | 8 | 1990 |  |  | N | Industrial Non-CHP | 6 | T X: X; NG BLQ: DFO; NG BIT: OBL |  |  | N | N |  | 10M | [23 empty] | Y | Y | N
19553 | Unisea Inc | 54422 | Unisea G 2 | AK | Aleutians West | GEN5 | Petroleum Liquids | IC |  | S | X | X |  |  | 2.7 | 0.8 | 2.3 | 2.3 | 1.5 | N |  |  | OP | X | 8 | 1990 |  |  | N | Industrial Non-CHP | 6 | T X: X; NG BLQ: DFO; NG BIT: OBL |  |  | N | N |  | 10M | [23 empty] | Y | Y | N
213 | Alaska Electric Light&Power Co | 64 | Lemon Creek | AK | Juneau | 7 | Petroleum Liquids | IC |  | S | X | X |  |  | 2.8 | 0.8 | 2.5 | 2.5 | 0.5 | N |  |  | SB | Y | 8 | 1983 |  |  | N | Electric Utility | 1 | T X: X; NG BLQ: DFO |  |  | N | N |  | 10M | [23 empty] | N | N | N
213 | Alaska Electric Light&Power Co | 64 | Lemon Creek | AK | Juneau | IC10 | Petroleum Liquids | IC |  | S | X | X |  |  | 2.8 | 0.8 | 2.5 | 2.5 | 0.5 | N |  |  | SB | Y | 9 | 1984 |  |  | N | Electric Utility | 1 | T X: X; NG BLQ: DFO |  |  | N | N |  | 10M | [23 empty] | N | N | N
213 | Alaska Electric Light&Power Co | 64 | Lemon Creek | AK | Juneau | IC11 | Petroleum Liquids | IC |  | S | X | X |  |  | 2.8 | 0.8 | 2.5 | 2.5 | 0.5 | N |  |  | SB | Y | 9 | 1984 |  |  | N | Electric Utility | 1 | T X: X; NG BLQ: DFO |  |  | N | N |  | 10M | [23 empty] | N | N | N
213 | Alaska Electric Light&Power Co | 64 | Lemon Creek | AK | Juneau | IC12 | Petroleum Liquids | IC |  | S | X | X |  |  | 2.8 | 0.8 | 2.5 | 2.5 | 0.5 | N |  |  | SB | Y | 9 | 1984 |  |  | N | Electric Utility | 1 | T X: X; NG BLQ: DFO |  |  | N | N |  | 10M | [23 empty] | N | N | N
213 | Alaska Electric Light&Power Co | 64 | Lemon Creek | AK | Juneau | IC8 | Petroleum Liquids | IC |  | S | X | X |  |  | 2.8 | 0.8 | 2.5 | 2.5 | 0.5 | N |  |  | SB | Y | 8 | 1985 |  |  | N | Electric Utility | 1 | T X: X; NG BLQ: DFO |  |  | N | N |  | 10M | [23 empty] | N | N | N
213 | Alaska Electric Light&Power Co | 64 | Lemon Creek | AK | Juneau | IC9 | Petroleum Liquids | IC |  | S | X | X |  |  | 2.8 | 0.8 | 2.5 | 2.5 | 0.5 | N |  |  | SB | Y | 8 | 1985 |  |  | N | Electric Utility | 1 | T X: X; NG BLQ: DFO |  |  | N | N |  | 10M | [23 empty] | N | N | N
219 | Alaska Power and Telephone Co | 69 | Haines | AK | Haines | 7A | Petroleum Liquids | IC |  | S | X | X |  |  | 2.8 | 0.8 | 2.8 | 2.8 | 1.1 | N |  |  | OP | X | 12 | 1995 |  |  | N | Electric Utility | 1 | T X: X; NG BLQ: DFO |  |  | N | N |  | 10M | [23 empty] | N
16955 | City of Seward - (AK) | 92 | Seward (AK) | AK | Kenai Peninsula | 6 | Petroleum Liquids | IC |  | S | X | X |  |  | 2.8 | 0.8 | 2.8 | 2.8 | 0.5 | N |  |  | OP | X | 12 | 2000 |  |  | N | Electric Utility | 1 | T X: X; NG BLQ: DFO |  |  | N | N |  | 1H | [23 empty] | N | N | N
16955 | City of Seward - (AK) | 92 | Seward (AK) | AK | Kenai Peninsula | N1 | Petroleum Liquids | IC |  | S | X | X |  |  | 2.8 | 0.8 | 2.8 | 2.8 | 0.5 | N |  |  | OP | X | 7 | 2010 |  |  | N | Electric Utility | 1 | T X: X; NG BLQ: DFO |  |  | N | N |  | 1H | [23 empty] | N | N | N
7353 | Golden Valley Elec Assn Inc | 6288 | Healy | AK | Denali | IC1 | Petroleum Liquids | IC |  | S | X | X |  |  | 2.8 | 0.8 | 2.8 | 2.8 | 2.5 | N |  |  | OP | X | 9 | 1967 |  |  | N | Electric Utility | 1 | T X: X; NG BLQ: DFO |  |  | N | N |  | 1H | [23 empty] | N |  | N
10451 | Kotzebue Electric Assn Inc | 6304 | Kotzebue Hybrid | AK | NORTHWEST ARCTIC | 14 | Petroleum Liquids | IC |  | S | X | X |  |  | 2.8 | 0.8 | 2.8 | 2.8 | 1 | N |  |  | OP | X | 7 | 1994 |  |  | N | Electric Utility | 1 | T X: X; NG BLQ: DFO |  |  | N |  |  | 12H | [23 empty] | N | N | N
10451 | Kotzebue Electric Assn Inc | 6304 | Kotzebue Hybrid | AK | NORTHWEST ARCTIC | 15 | Petroleum Liquids | IC |  | S | X | X |  |  | 2.8 | 0.8 | 2.8 | 2.8 | 1 | N |  |  | OP | X | 2 | 2006 |  |  | N | Electric Utility | 1 | T X: X; NG BLQ: DFO |  |  | N |  |  | 12H | [23 empty] | N | N | N
4329 | Copper Valley Elec Assn, Inc | 6305 | Glennallen | AK | Valdez Cordova | 9 | Petroleum Liquids | IC |  | S | X | X |  |  | 2.8 | 0.8 | 2.8 | 2.8 | 0.5 | N |  |  | OP | X | 5 | 2010 |  |  | N | Electric Utility | 1 | T X: X; NG BLQ: DFO |  |  | N | N |  | OVER | [23 empty] | N | N | N
17271 | City & Borough of Sitka - (AK) | 6801 | Jarvis Street | AK | Sitka | 2 | Petroleum Liquids | IC |  | S | X | X |  |  | 2.8 | 0.8 | 2.8 | 2.8 | 1 | N |  |  | OP | X | 8 | 1979 |  |  | N | Electric Utility | 1 | T X: X; NG BLQ: DFO |  |  | N |  |  | 1H | [23 empty] | N
17271 | City & Borough of Sitka - (AK) | 6801 | Jarvis Street | AK | Sitka | 3 | Petroleum Liquids | IC |  | S | X | X |  |  | 2.8 | 0.8 | 2.8 | 2.8 | 1 | N |  |  | OP | X | 8 | 1979 |  |  | N | Electric Utility | 1 | T X: X; NG BLQ: DFO |  |  | N |  |  | 1H | [23 empty] | N
213 | Alaska Electric Light&Power Co | 7250 | Auke Bay | AK | Juneau | 13 | Petroleum Liquids | GT |  | S | X | X |  |  | 2.8 | 0.8 | 2.8 | 2.8 | 0.5 | N |  |  | SB | Y | 8 | 1993 |  |  | N | Electric Utility | 1 | T X: X; NG BLQ: DFO |  |  | N | N |  | 1H | [23 empty] | N | N | N
10451 | Kotzebue Electric Assn Inc | 6304 | Kotzebue Hybrid | AK | NORTHWEST ARCTIC | 10 | Petroleum Liquids | IC |  | S | X | X |  |  | 3 | 0.8 | 3 | 3 | 1.5 | N |  |  | OP | X | 12 | 1992 |  |  | N | Electric Utility | 1 | T X: X; NG BLQ: DFO |  |  | N |  |  | 12H | [23 empty] | N | N | N
13201 | Naknek Electric Assn, Inc | 6301 | Naknek | AK | Bristol Bay | NA6 | Petroleum Liquids | IC |  | S | X | X |  |  | 3.3 | 0.8 | 3 | 0.1 | 1.7 | N |  |  | OP | X | 4 | 2019 |  |  | N | Electric Utility | 1 | T X: X; NG BLQ: DFO |  |  | N | N |  | 10M | [23 empty] | N
13201 | Naknek Electric Assn, Inc | 6301 | Naknek | AK | Bristol Bay | NA7 | Petroleum Liquids | IC |  | S | X | X |  |  | 3.3 | 0.8 | 3 | 0.1 | 1.7 | N |  |  | OP | X | 4 | 2019 |  |  | N | Electric Utility | 1 | T X: X; NG BLQ: DFO |  |  | N | N |  | 10M | [23 empty] | N
12385 | Metlakatla Power & Light | 7112 | Centennial | AK | Prince of Wales Ketchikan | IC6 | Petroleum Liquids | IC |  | S | X | X |  |  | 3.3 | 0.8 | 3.3 | 3.3 | 0.2 | N |  |  | OP | X | 4 | 1987 |  |  | N | Electric Utility | 1 | T X: X; NG BLQ: DFO |  |  | N | N |  | 10M | [23 empty] | N | N | N
57494 | TDX North Slope Generating Inc. | 58117 | TNSG South Plant | AK | North Slope | 6 | Natural Gas Internal Combustion Engine | IC |  | S | X | X |  |  | 3.4 | 0.8 | 3 | 3 | 0 | N |  |  | OP | X | 10 | 2003 |  |  | N | Electric Utility | 1 | [11 empty] | N | N |  | 1H | [23 empty] | N | N | N | bar: T X to NG BLQ
213 | Alaska Electric Light&Power Co | 63 | Gold Creek | AK | Juneau | IC4 | Petroleum Liquids | IC |  | S | X | X |  |  | 3.5 | 0.8 | 3.5 | 3.5 | 2 | N |  |  | SB | Y | 9 | 1963 |  |  | N | Electric Utility | 1 | T X: X; NG BLQ: DFO |  |  | N | N |  | 1H | [23 empty] | N | N | N
40215 | Cordova Electric Coop, Inc | 789 | Orca | AK | Valdez Cordova | 7 | Petroleum Liquids | IC |  | S | X | X |  |  | 3.6 | 0.8 | 3.6 | 3.6 | 2.2 | N |  |  | OP | X | 7 | 2009 |  |  | N | Electric Utility | 1 | T X: X; NG BLQ: DFO |  |  | N | N |  | 10M | [23 empty] | N | N | N
13642 | Nome Joint Utility Systems | 90 | Snake River | AK | Nome | 12 | Petroleum Liquids | IC |  | S | X | X |  |  | 3.8 | 0.8 | 3.7 | 3.7 | 2.8 | N |  |  | OP | X | 4 | 1991 |  |  | N | Electric Utility | 1 | T X: X; NG BLQ: DFO |  |  | N | N |  | 12H | [23 empty] | N
18617 | Tesoro Alaska Company LLC | 52184 | Tesoro Kenai Cogeneration Plant | AK | Kenai Peninsula | GEN1 | Natural Gas Fired Combustion Turbine | GT |  | S | X | X |  |  | 4.3 | 0.8 | 4.2 | 4.7 | 0.4 | N |  |  | OP | X | 11 | 1988 |  |  | Y | Industrial CHP | 7 | T X: T; NG BLQ: NG; NG BIT: DFO; NG NG: NG |  |  | N | N |  | 10M | [23 empty] | Y | N | Y
18617 | Tesoro Alaska Company LLC | 52184 | Tesoro Kenai Cogeneration Plant | AK | Kenai Peninsula | GEN2 | Natural Gas Fired Combustion Turbine | GT |  | S | X | X |  |  | 4.3 | 0.8 | 4.2 | 4.7 | 0.4 | N |  |  | OP | X | 11 | 1988 |  |  | Y | Industrial CHP | 7 | T X: T; NG BLQ: NG; NG BIT: DFO; NG NG: NG |  |  | N | N | 0 | 10M | [23 empty] | Y | N | Y
10433 | Kodiak Electric Assn Inc | 6281 | Kodiak Microgrid | AK | Kodiak Island | 2c | Petroleum Liquids | IC |  | S | X | X |  |  | 4.4 | 0.9 | 4.4 | 4.4 | 1.1 | N |  |  | OP | X | 6 | 2005 |  |  | N | Electric Utility | 1 | T X: X; NG BLQ: DFO |  |  | N |  |  | 1H | [23 empty] | N | N | N
10433 | Kodiak Electric Assn Inc | 6281 | Kodiak Microgrid | AK | Kodiak Island | 3c | Petroleum Liquids | IC |  | S | X | X |  |  | 4.4 | 0.9 | 4.4 | 4.4 | 1.1 | N |  |  | OP | X | 6 | 2005 |  |  | N | Electric Utility | 1 | T X: X; NG BLQ: DFO |  |  | N | N |  | 1H | [23 empty] | N | N | N
19454 | City of Unalaska - (AK) | 7502 | Dutch Harbor | AK | Aleutians West | 12 | Petroleum Liquids | IC |  | S | X | X |  |  | 4.4 | 0.8 | 3.7 | 3.7 | 2.6 | N |  |  | OP | X | 4 | 2015 |  |  | N | Electric Utility | 1 | T X: X; NG BLQ: DFO |  |  | N | N |  | 12H | [23 empty] | N | N | N
19454 | City of Unalaska - (AK) | 7502 | Dutch Harbor | AK | Aleutians West | 13 | Petroleum Liquids | IC |  | S | X | X |  |  | 4.4 | 0.8 | 3.7 | 3.7 | 2.6 | N |  |  | OP | X | 12 | 2011 |  |  | N | Electric Utility | 1 | T X: X; NG BLQ: DFO |  |  | N | N |  | 12H | [23 empty] | N | N | N
10433 | Kodiak Electric Assn Inc | 60250 | Swampy Acres Microgrid | AK | Kodiak Island | 13 | Petroleum Liquids | IC |  | S | X | X |  |  | 4.4 | 0.8 | 4.4 | 4.4 | 3.2 | N |  |  | OP | X | 4 | 2015 |  |  | N | Electric Utility | 1 | T X: X; NG BLQ: DFO |  |  |  | N |  | 1H | [23 empty] | N
10210 | Ketchikan Public Utilities | 85 | S W Bailey | AK | Ketchikan Gateway | 1 | Petroleum Liquids | IC |  | S | X | X |  |  | 4.5 | 0.8 | 3.5 | 3.5 | 2 | N |  |  | OP | X | 1 | 1969 |  |  | N | Electric Utility | 1 | T X: X; NG BLQ: DFO |  |  | N |  |  | 1H | [23 empty] | N
10210 | Ketchikan Public Utilities | 85 | S W Bailey | AK | Ketchikan Gateway | 2 | Petroleum Liquids | IC |  | S | X | X |  |  | 4.5 | 0.8 | 3.5 | 3.5 | 2 | N |  |  | OP | X | 1 | 1970 |  |  | N | Electric Utility | 1 | T X: X; NG BLQ: DFO |  |  | N |  |  | 1H | [23 empty] | N
17271 | City & Borough of Sitka - (AK) | 6801 | Jarvis Street | AK | Sitka | 4 | Petroleum Liquids | IC |  | S | X | X |  |  | 4.5 | 0.8 | 4 | 4 | 2.5 | N |  |  | OP | X | 7 | 2002 |  |  | N | Electric Utility | 1 | T X: X; NG BLQ: DFO |  |  | N |  |  | 1H | [23 empty] | N
1276 | Barrow Utils & Elec Coop, Inc | 7173 | Barrow | AK | North Slope | 11 | Natural Gas Fired Combustion Turbine | GT |  | S | X | X |  |  | 4.8 | 0.8 | 4.8 | 5 | 0.5 | N |  |  | OP | X | 11 | 1996 |  |  | N | Electric Utility | 1 | [11 empty] | N | N |  | 10M | [23 empty] | N | N | N | bar: T X to NG BLQ
986 | Aurora Energy LLC | 79 | Aurora Energy LLC Chena | AK | Fairbanks North Star | 1 | Conventional Steam Coal | ST |  | S | X | X |  |  | 5 | 0.8 | 4.7 | 4.3 | 1 | N |  |  | OP | X | 6 | 1952 |  |  | Y | IPP CHP | 3 | T X: T; NG BLQ: SUB; NG NG: WDS; NG RFO: DFO |  |  | N | N |  | 12H |  | N | Y | N | Y | [18 empty] | N | N | N
221 | Alaska Village Elec Coop, Inc | 6338 | St Marys IC | AK | Bethel | 1B | Petroleum Liquids | IC |  | S | X | X |  |  | 5 | 0.9 | 0.5 | 0.5 | 0.1 | N |  |  | OP | X | 12 | 2006 |  |  | N | Electric Utility | 1 | T X: X; NG BLQ: DFO |  |  | N | N |  | 10M | [23 empty] | N
1276 | Barrow Utils & Elec Coop, Inc | 7173 | Barrow | AK | North Slope | 12 | Natural Gas Fired Combustion Turbine | GT |  | S | X | X |  |  | 5 | 0.8 | 5 | 5.3 | 0.5 | N |  |  | OP | X | 6 | 2001 |  |  | N | Electric Utility | 1 | T X: X; NG BLQ: NG; NG BIT: DFO |  |  | N | N |  | 10M | [23 empty] | Y | N | Y
56389 | Doyon Utilities - Ft. Wainwright | 50308 | Utility Plants Section | AK | Fairbanks North Star | GEN1 | Conventional Steam Coal | ST | F401 | S | X | X |  |  | 5 | 0.8 | 3.5 | 4.3 | 1.5 | N |  |  | OP | X | 1 | 1955 |  |  | Y | Electric Utility | 1 | T X: T; NG BLQ: SUB; NG NG: SUB |  |  | N | N |  | 12H |  |  | Y |  | Y | [15 empty] | N |  |  | N | N | N
56389 | Doyon Utilities - Ft. Wainwright | 50308 | Utility Plants Section | AK | Fairbanks North Star | GEN3 | Conventional Steam Coal | ST | F401 | S | X | X |  |  | 5 | 0.8 | 6.2 | 6.2 | 1.5 | N |  |  | OP | X | 1 | 1955 |  |  | Y | Electric Utility | 1 | T X: T; NG BLQ: SUB; NG NG: SUB |  |  | N | N |  | 12H |  | N | Y |  | Y | [15 empty] | N |  |  | N | N | N
56389 | Doyon Utilities - Ft. Wainwright | 50308 | Utility Plants Section | AK | Fairbanks North Star | GEN4 | Conventional Steam Coal | ST | F401 | S | X | X |  |  | 5 | 0.8 | 6.2 | 6.2 | 1.5 | N |  |  | OP | X | 1 | 1955 |  |  | Y | Electric Utility | 1 | T X: T; NG BLQ: SUB; NG NG: SUB |  |  | N | N |  | 12H |  | N | Y |  | Y | [15 empty] | N |  |  | N | N | N
56389 | Doyon Utilities - Ft. Wainwright | 50308 | Utility Plants Section | AK | Fairbanks North Star | GEN5 | Conventional Steam Coal | ST | F401 | S | X | X |  |  | 5 | 0.8 | 6.2 | 6.2 | 1.5 | N |  |  | OP | X | 1 | 1989 |  |  | Y | Electric Utility | 1 | T X: T; NG BLQ: SUB; NG NG: SUB |  |  | N | N |  | 12H |  |  | Y |  | Y | [15 empty] | N |  |  | N | N | N
22199 | U S Air Force-Eielson AFB | 50392 | Eielson AFB Central Heat & Power Plant | AK | Fairbanks North Star | TG3 | Conventional Steam Coal | ST |  | S | X | X |  |  | 5 | 0.8 | 5 | 5 | 1 | N |  |  | OP | X | 8 | 1955 |  |  | Y | Commercial CHP | 5 | T X: T; NG BLQ: SUB; NG NG: SUB |  |  | N | N |  | 12H |  | N | Y |  | Y | [18 empty] | N | N | N
22199 | U S Air Force-Eielson AFB | 50392 | Eielson AFB Central Heat & Power Plant | AK | Fairbanks North Star | TG4 | Conventional Steam Coal | ST |  | S | X | X |  |  | 5 | 0.8 | 5 | 5 | 1 | N |  |  | OP | X | 6 | 1969 |  |  | Y | Commercial CHP | 5 | T X: T; NG BLQ: SUB; NG NG: SUB |  |  | N | N |  | 12H |  | N | Y |  | Y | [18 empty] | N | N | N
13642 | Nome Joint Utility Systems | 90 | Snake River | AK | Nome | 15 | Petroleum Liquids | IC |  | S | X | X |  |  | 5.2 | 0.8 | 5.2 | 5.2 | 3.4 | N |  |  | OP | X | 11 | 2007 |  |  | N | Electric Utility | 1 | T X: X; NG BLQ: DFO |  |  | N | N |  | OVER | [23 empty] | N
13642 | Nome Joint Utility Systems | 90 | Snake River | AK | Nome | 16 | Petroleum Liquids | IC |  | S | X | X |  |  | 5.2 | 0.8 | 5.2 | 5.2 | 3.4 | N |  |  | OP | X | 11 | 2007 |  |  | N | Electric Utility | 1 | T X: X; NG BLQ: DFO |  |  | N | N |  | OVER | [23 empty] | N
19454 | City of Unalaska - (AK) | 7502 | Dutch Harbor | AK | Aleutians West | 10 | Petroleum Liquids | IC |  | S | X | X |  |  | 5.2 | 0.8 | 4.4 | 4.4 | 3.1 | N |  |  | OP | X | 11 | 2010 |  |  | N | Electric Utility | 1 | T X: X; NG BLQ: DFO |  |  | N | N |  | 12H | [23 empty] | N | N | N
19454 | City of Unalaska - (AK) | 7502 | Dutch Harbor | AK | Aleutians West | 11 | Petroleum Liquids | IC |  | S | X | X |  |  | 5.2 | 0.8 | 4.4 | 4.4 | 3.1 | N |  |  | OP | X | 11 | 2010 |  |  | N | Electric Utility | 1 | T X: X; NG BLQ: DFO |  |  | N | N |  | 12H | [23 empty] | N | N | N
57494 | TDX North Slope Generating Inc. | 58278 | TNSG North Plant | AK | North Slope | CT1 | Natural Gas Fired Combustion Turbine | GT |  | S | X | X |  |  | 5.2 | 0.8 | 4.5 | 5.8 | 0 | N |  |  | OP | X | 1 | 2008 |  |  | N | Electric Utility | 1 | [11 empty] | N | N |  | 1H | [23 empty] | N | N | bar: T X to NG BLQ
57494 | TDX North Slope Generating Inc. | 58278 | TNSG North Plant | AK | North Slope | CT2 | Natural Gas Fired Combustion Turbine | GT |  | S | X | X |  |  | 5.2 | 0.8 | 4.5 | 5.8 | 0 | N |  |  | OP | X | 12 | 2009 |  |  | N | Electric Utility | 1 | [11 empty] | N | N |  | 1H | [23 empty] | N | N | bar: T X to NG BLQ
4329 | Copper Valley Elec Assn, Inc | 7841 | Valdez Cogen | AK | Valdez Cordova | 1 | Petroleum Liquids | GT |  | S | X | X |  |  | 5.3 | 0.8 | 5.1 | 5.3 | 1 | N |  |  | OP | X | 4 | 2000 |  |  | Y | Electric Utility | 1 | [11 empty] | N | N |  | 1H | [23 empty] | N | N | N | bar: T X to NG BLQ
10210 | Ketchikan Public Utilities | 85 | S W Bailey | AK | Ketchikan Gateway | 3 | Petroleum Liquids | IC |  | S | X | X |  |  | 6.4 | 0.8 | 5.5 | 5.5 | 3 | N |  |  | OP | X | 1 | 1976 |  |  | N | Electric Utility | 1 | T X: X; NG BLQ: DFO |  |  | N |  |  | 1H | [23 empty] | N
10433 | Kodiak Electric Assn Inc | 6281 | Kodiak Microgrid | AK | Kodiak Island | 4 | Petroleum Liquids | IC |  | S | X | X |  |  | 7 | 0.9 | 7 | 7 | 2.5 | N |  |  | OP | X | 7 | 1981 |  |  | N | Electric Utility | 1 | T X: X; NG BLQ: DFO |  |  | N | N |  | 1H | [23 empty] | N | N | N
10433 | Kodiak Electric Assn Inc | 7723 | Nymans Plant Microgrid | AK | Kodiak Island | 2 | Petroleum Liquids | IC |  | S | X | X |  |  | 7.5 | 0.9 | 7.3 | 7.4 | 1 | N |  |  | OP | X | 1 | 2000 |  |  | N | Electric Utility | 1 | T X: X; NG BLQ: DFO |  |  | N | N |  | 1H | [23 empty] | N | N | N
57494 | TDX North Slope Generating Inc. | 58278 | TNSG North Plant | AK | North Slope | CT3 | Natural Gas Fired Combustion Turbine | GT |  | S | X | X |  |  | 7.5 | 0.8 | 6.9 | 9.5 | 0 | N |  |  | OP | X | 11 | 2014 |  |  | N | Electric Utility | 1 | [12 empty] | N |  | 1H | [23 empty] | N | N | bar: T X to NG BLQ
57494 | TDX North Slope Generating Inc. | 58278 | TNSG North Plant | AK | North Slope | CT4 | Natural Gas Fired Combustion Turbine | GT |  | S | X | X |  |  | 7.5 | 0.8 | 6.9 | 9.5 | 0 | N |  |  | OP | X | 11 | 2014 |  |  | N | Electric Utility | 1 | [12 empty] | N |  | 1H | [23 empty] | N | N | bar: T X to NG BLQ
19511 | University of Alaska | 50711 | University of Alaska Fairbanks | AK | Fairbanks North Star | GEN4 | Petroleum Liquids | IC |  | S | X | X |  |  | 9.6 | 0.8 | 9.6 | 9.6 | 2 | N |  |  | SB | Y | 8 | 2000 |  |  | Y | Commercial CHP | 5 | T X: T; NG BLQ: DFO |  |  | N | N |  | 12H | [23 empty] | N | N | N
22199 | U S Air Force-Eielson AFB | 50392 | Eielson AFB Central Heat & Power Plant | AK | Fairbanks North Star | TG5 | Conventional Steam Coal | ST |  | S | X | X |  |  | 10 | 0.8 | 9 | 9.5 | 3 | N |  |  | OP | X | 10 | 1987 |  |  | Y | Commercial CHP | 5 | T X: T; NG BLQ: SUB; NG NG: SUB |  |  | N | N |  | 12H |  | N | Y |  | Y | [18 empty] | N | N | N
19511 | University of Alaska | 50711 | University of Alaska Fairbanks | AK | Fairbanks North Star | GEN3 | Conventional Steam Coal | ST |  | S | X | X |  |  | 10 | 0.85 | 8.1 | 10 | 2.5 | N |  |  | OA | X | 4 | 1981 |  |  | Y | Commercial CHP | 5 | T | SUB | DFO | NG | JF |  |  | NG | DFO |  |  | N | N |  | 12H | Y |  | N | Y | Y | [18 empty] | Y | N | N
10210 | Ketchikan Public Utilities | 85 | S W Bailey | AK | Ketchikan Gateway | 4 | Petroleum Liquids | IC |  | S | X | X |  |  | 10.5 | 0.8 | 10.5 | 10.5 | 3.5 | N |  |  | OP | X | 10 | 1998 |  |  | N | Electric Utility | 1 | T X: X; NG BLQ: DFO |  |  | N |  |  | 1H | [23 empty] | N
7353 | Golden Valley Elec Assn Inc | 6285 | North Pole | AK | Fairbanks North Star | STG1 | Petroleum Liquids | CA | CST1 | S | N | X |  |  | 13 | 0.85 | 10 | 12 | 8 | N |  |  | OP | X | 3 | 2007 |  |  | N | Electric Utility | 1 | T X: X; NG BLQ: WO; NG BIT: DFO; NG NG: DFO |  |  | N | N |  | 12H | [23 empty] | N | N | N
17271 | City & Borough of Sitka - (AK) | 6801 | Jarvis Street | AK | Sitka | 5 | Petroleum Liquids | IC |  | S | X | X |  |  | 13.5 | 0.8 | 13.5 | 13.5 | 10 | N |  |  | OP | X | 8 | 2014 |  |  | N | Electric Utility | 1 | T X: X; NG BLQ: DFO | [5 empty] | 1H | [23 empty] | N
3522 | Chugach Electric Assn Inc | 6293 | International | AK | Anchorage | 1 | Natural Gas Fired Combustion Turbine | GT |  | S | X | X |  |  | 15 | 0.85 | 12.6 | 14.1 | 1 | N |  |  | SB | Y | 12 | 1964 |  |  | N | Electric Utility | 1 | [11 empty] | N | N |  | 1H | [23 empty] | N | bar: T X to NG BLQ
3522 | Chugach Electric Assn Inc | 96 | Beluga | AK | Kenai Peninsula | 1 | Natural Gas Fired Combustion Turbine | GT |  | S | X | X |  |  | 16 | 0.85 | 18.9 | 19.6 | 1 | N |  |  | OP | X | 1 | 1968 |  |  | N | Electric Utility | 1 | [11 empty] | N | N |  | 1H | [23 empty] | N | bar: T X to NG BLQ
3522 | Chugach Electric Assn Inc | 96 | Beluga | AK | Kenai Peninsula | 2 | Natural Gas Fired Combustion Turbine | GT |  | S | X | X |  |  | 16 | 0.85 | 18.9 | 19.6 | 1 | N |  |  | OP | X | 1 | 1968 |  |  | N | Electric Utility | 1 | [11 empty] | N | N |  | 1H | [23 empty] | N | bar: T X to NG BLQ
19511 | University of Alaska | 50711 | University of Alaska Fairbanks | AK | Fairbanks North Star | GEN5 | Conventional Steam Coal | ST |  | S | X | X |  |  | 17 | 0.94 | 17 | 17 | 4 | N |  |  | OP | X | 2 | 2020 |  |  | Y | Commercial CHP | 5 | T | SUB | DFO | NG | JF |  |  | NG | DFO |  |  | N | N |  | 12H | Y | N | N | Y | Y | [18 empty] | Y | Y | N
11824 | Matanuska Electric Assn Inc | 58989 | Eklutna Generation Station | AK | Anchorage | EGS01 | Natural Gas Internal Combustion Engine | IC |  | S | X | X |  |  | 17.1 | 0.8 | 16.5 | 16.5 | 6.6 | N |  |  | OP | X | 4 | 2015 |  |  | N | Electric Utility | 1 | T X: X; NG BLQ: NG; NG BIT: DFO |  |  | N | N |  | 10M | [20 empty] | N |  |  | Y | N | Y
11824 | Matanuska Electric Assn Inc | 58989 | Eklutna Generation Station | AK | Anchorage | EGS02 | Natural Gas Internal Combustion Engine | IC |  | S | X | X |  |  | 17.1 | 0.8 | 16.5 | 16.5 | 6.6 | N |  |  | OP | X | 4 | 2015 |  |  | N | Electric Utility | 1 | T X: X; NG BLQ: NG; NG BIT: DFO |  |  | N | N |  | 10M | [20 empty] | N |  |  | Y | N | Y
11824 | Matanuska Electric Assn Inc | 58989 | Eklutna Generation Station | AK | Anchorage | EGS03 | Natural Gas Internal Combustion Engine | IC |  | S | X | X |  |  | 17.1 | 0.8 | 16.5 | 16.5 | 6.6 | N |  |  | OP | X | 4 | 2015 |  |  | N | Electric Utility | 1 | T X: X; NG BLQ: NG; NG BIT: DFO |  |  | N | N |  | 10M | [20 empty] | N |  |  | Y | N | Y
11824 | Matanuska Electric Assn Inc | 58989 | Eklutna Generation Station | AK | Anchorage | EGS04 | Natural Gas Internal Combustion Engine | IC |  | S | X | X |  |  | 17.1 | 0.8 | 16.5 | 16.5 | 6.6 | N |  |  | OP | X | 4 | 2015 |  |  | N | Electric Utility | 1 | T X: X; NG BLQ: NG; NG BIT: DFO |  |  | N | N |  | 10M | [20 empty] | N |  |  | Y | N | Y
11824 | Matanuska Electric Assn Inc | 58989 | Eklutna Generation Station | AK | Anchorage | EGS05 | Natural Gas Internal Combustion Engine | IC |  | S | X | X |  |  | 17.1 | 0.8 | 16.5 | 16.5 | 6.6 | N |  |  | OP | X | 4 | 2015 |  |  | N | Electric Utility | 1 | T X: X; NG BLQ: NG; NG BIT: DFO |  |  | N | N |  | 10M | [20 empty] | N |  |  | Y | N | Y
11824 | Matanuska Electric Assn Inc | 58989 | Eklutna Generation Station | AK | Anchorage | EGS06 | Natural Gas Internal Combustion Engine | IC |  | S | X | X |  |  | 17.1 | 0.8 | 16.5 | 16.5 | 6.6 | N |  |  | OP | X | 4 | 2015 |  |  | N | Electric Utility | 1 | T X: X; NG BLQ: NG; NG BIT: DFO |  |  | N | N |  | 10M | [20 empty] | N |  |  | Y | N | Y
11824 | Matanuska Electric Assn Inc | 58989 | Eklutna Generation Station | AK | Anchorage | EGS07 | Natural Gas Internal Combustion Engine | IC |  | S | X | X |  |  | 17.1 | 0.8 | 16.5 | 16.5 | 6.6 | N |  |  | OP | X | 2 | 2015 |  |  | N | Electric Utility | 1 | T X: X; NG BLQ: NG; NG BIT: DFO |  |  | N | N |  | 10M | [20 empty] | N |  |  | Y | N | Y
11824 | Matanuska Electric Assn Inc | 58989 | Eklutna Generation Station | AK | Anchorage | EGS08 | Natural Gas Internal Combustion Engine | IC |  | S | X | X |  |  | 17.1 | 0.8 | 16.5 | 16.5 | 6.6 | N |  |  | OP | X | 2 | 2015 |  |  | N | Electric Utility | 1 | T X: X; NG BLQ: NG; NG BIT: DFO |  |  | N | N |  | 10M | [20 empty] | N |  |  | Y | N | Y
11824 | Matanuska Electric Assn Inc | 58989 | Eklutna Generation Station | AK | Anchorage | EGS09 | Natural Gas Internal Combustion Engine | IC |  | S | X | X |  |  | 17.1 | 0.8 | 16.5 | 16.5 | 6.6 | N |  |  | OP | X | 2 | 2015 |  |  | N | Electric Utility | 1 | T X: X; NG BLQ: NG; NG BIT: DFO |  |  | N | N |  | 10M | [20 empty] | N |  |  | Y | N | Y
11824 | Matanuska Electric Assn Inc | 58989 | Eklutna Generation Station | AK | Anchorage | EGS10 | Natural Gas Internal Combustion Engine | IC |  | S | X | X |  |  | 17.1 | 0.8 | 16.5 | 16.5 | 6.6 | N |  |  | OP | X | 2 | 2015 |  |  | N | Electric Utility | 1 | T X: X; NG BLQ: NG; NG BIT: DFO |  |  | N | N |  | 10M | [20 empty] | N |  |  | Y | N | Y
7353 | Golden Valley Elec Assn Inc | 6286 | Fairbanks | AK | Fairbanks North Star | GT1 | Petroleum Liquids | GT |  | S | X | X |  |  | 18.4 | 0.85 | 15.5 | 17.7 | 3 | N |  |  | OP | X | 5 | 1971 |  |  | N | Electric Utility | 1 | T X: X; NG BLQ: DFO; NG NG: DFO |  |  | N | N |  | 1H | [23 empty] | N | N | N
7353 | Golden Valley Elec Assn Inc | 6286 | Fairbanks | AK | Fairbanks North Star | GT2 | Petroleum Liquids | GT |  | S | X | X |  |  | 18.4 | 0.85 | 15 | 17.7 | 3 | N |  |  | OP | X | 11 | 1972 |  |  | N | Electric Utility | 1 | T X: X; NG BLQ: DFO; NG NG: DFO |  |  | N | N |  | 1H | [23 empty] | N | N | N
213 | Alaska Electric Light&Power Co | 64 | Lemon Creek | AK | Juneau | 5 | Petroleum Liquids | GT |  | S | X | X |  |  | 18.6 | 0.85 | 17.5 | 17.5 | 4 | N |  |  | SB | Y | 9 | 1980 |  |  | N | Electric Utility | 1 | T X: X; NG BLQ: DFO |  |  | N |  |  | 1H | [23 empty] | N | N | N
213 | Alaska Electric Light&Power Co | 64 | Lemon Creek | AK | Juneau | 6 | Petroleum Liquids | GT |  | S | X | X |  |  | 18.6 | 0.85 | 17.5 | 17.5 | 4 | N |  |  | SB | Y | 8 | 1983 |  |  | N | Electric Utility | 1 | T X: X; NG BLQ: DFO |  |  | N |  |  | 1H | [23 empty] | N | N | N
986 | Aurora Energy LLC | 79 | Aurora Energy LLC Chena | AK | Fairbanks North Star | 5 | Conventional Steam Coal | ST |  | S | X | X |  |  | 20 | 0.85 | 19 | 18.8 | 8 | N |  |  | OP | X | 6 | 1975 |  |  | Y | IPP CHP | 3 | T X: T; NG BLQ: SUB; NG NG: AB; NG RFO: DFO |  |  | N | N |  | 12H |  | N | Y |  | Y | [18 empty] | N | N | N
19558 | Homer Electric Assn Inc | 6292 | Bernice Lake | AK | Kenai Peninsula | 2 | Natural Gas Fired Combustion Turbine | GT |  | S | X | X |  |  | 20.7 | 0.95 | 17 | 19 | 2 | N |  |  | OP | X | 11 | 1971 |  |  | N | Electric Utility | 1 | [11 empty] | N | N |  | 1H | [23 empty] | N | N | bar: T X to NG BLQ
7353 | Golden Valley Elec Assn Inc | 56325 | Delta Power | AK | Southeast Fairbanks | 6 | Petroleum Liquids | GT |  | S | X | X |  |  | 23.1 | 0.9 | 23.1 | 26 | 3 | N |  |  | SB | Y | 11 | 1976 |  |  | N | Electric Utility | 1 | T X: X; NG BLQ: DFO |  |  | N | N |  | 1H | [23 empty] | N | N | N
58188 | Central Connecticut State University | 58224 | CCSU Co-Gen-STBY Gen | CT | Hartford | GRND | Petroleum Liquids | IC |  | S | X | X |  |  | 0.3 | 0.8 | 0.3 | 0.3 | 0.3 | N |  |  | SB | N | 6 | 2012 |  |  | N | Commercial CHP | 5 | T X: X; NG BLQ: DFO |  |  | N | N |  | 10M | [23 empty] | N | N | N
57389 | IKEA Property Inc | 61820 | IKEA New Haven Rooftop PV & Fuel Cell | CT | New Haven | 213FC | Other Natural Gas | FC |  | S | X | X |  |  | 0.3 |  | 0.3 | 0.3 | 0.3 | N |  |  | OP | X | 12 | 2016 |  |  | N | Commercial Non-CHP | 4 | [14 empty] | 10M | bar: T X to NG BLQ
58300 | Ameresco Select Inc | 58365 | CJTS Energy Center | CT | Middlesex | UNIT7 | Other Natural Gas | FC |  | S | X | X |  |  | 0.4 |  | 0.4 | 0.4 | 0.1 | N |  |  | OP | X | 9 | 2013 |  |  | N | Commercial Non-CHP | 4 | [11 empty] | N | N |  | 12H | [23 empty] | N | bar: T X to NG BLQ
64153 | Stamford Health Systems, Inc. | 64515 | Stamford Health | CT | Fairfield | 1 | Petroleum Liquids | IC |  | S | X | X |  |  | 0.4 | 0.8 | 0.4 | 0.4 | 0.1 | N |  |  | OP | X | 1 | 2001 |  |  | N | Commercial Non-CHP | 4 | T X: X; NG BLQ: DFO |  |  | N |  |  | 10M | [23 empty] | N
64153 | Stamford Health Systems, Inc. | 64515 | Stamford Health | CT | Fairfield | 14 | Petroleum Liquids | IC |  | S | X | X |  |  | 0.4 | 0.8 | 0.5 | 0.5 | 0.1 | N |  |  | OP | X | 1 | 1984 |  |  | N | Commercial Non-CHP | 4 | T X: X; NG BLQ: DFO |  |  | N |  |  | 10M | [23 empty] | N
64153 | Stamford Health Systems, Inc. | 64515 | Stamford Health | CT | Fairfield | 13 | Petroleum Liquids | IC |  | S | X | X |  |  | 0.5 | 0.8 | 0.5 | 0.5 | 0.1 | N |  |  | OP | X | 9 | 2007 |  |  | N | Commercial Non-CHP | 4 | T X: X; NG BLQ: DFO |  |  | N |  |  | 10M | [23 empty] | N
64153 | Stamford Health Systems, Inc. | 64515 | Stamford Health | CT | Fairfield | 7 | Petroleum Liquids | IC |  | S | X | X |  |  | 0.5 | 0.8 | 0.5 | 0.5 | 0.1 | N |  |  | OP | X | 1 | 1984 |  |  | N | Commercial Non-CHP | 4 | T X: X; NG BLQ: DFO |  |  | N |  |  | 10M | [23 empty] | N
58188 | Central Connecticut State University | 58224 | CCSU Co-Gen-STBY Gen | CT | Hartford | MEMH | Petroleum Liquids | IC |  | S | X | X |  |  | 0.7 | 0.8 | 0.7 | 0.7 | 0.7 | N |  |  | SB | N | 10 | 1993 |  |  | N | Commercial CHP | 5 | T X: X; NG BLQ: DFO |  |  | N | N |  | 10M | [23 empty] | N | N | N
54842 | WM Renewable Energy LLC | 50564 | New Milford Gas Recovery | CT | Litchfield | GEN2 | Landfill Gas | IC |  | S | X | X | Zonal | Zonal | 0.8 | 0.98 | 0.8 | 0.8 | 0.5 | N |  |  | OP | X | 5 | 2008 |  |  | N | IPP Non-CHP | 2 | T X: X; NG BLQ: LFG |  |  | N | N |  | 1H | [23 empty] | N | N | N
54842 | WM Renewable Energy LLC | 50564 | New Milford Gas Recovery | CT | Litchfield | GEN3 | Landfill Gas | IC |  | S | X | X | Zonal | Zonal | 0.8 | 0.98 | 0.8 | 0.8 | 0.5 | N |  |  | OP | X | 5 | 2008 |  |  | N | IPP Non-CHP | 2 | T X: X; NG BLQ: LFG |  |  | N | N |  | 1H | [23 empty] | N | N | N
54842 | WM Renewable Energy LLC | 50564 | New Milford Gas Recovery | CT | Litchfield | GEN4 | Landfill Gas | IC |  | S | X | X | Zonal | Zonal | 0.8 | 0.98 | 0.8 | 0.8 | 0.5 | N |  |  | OP | X | 5 | 2008 |  |  | N | IPP Non-CHP | 2 | T X: X; NG BLQ: LFG |  |  |  | N |  | 1H | [23 empty] | N | N | N
64153 | Stamford Health Systems, Inc. | 64515 | Stamford Health | CT | Fairfield | 4 | Petroleum Liquids | IC |  | S | X | X |  |  | 0.8 | 0.8 | 0.8 | 0.8 | 0.1 | N |  |  | OP | X | 1 | 2001 |  |  | N | Commercial Non-CHP | 4 | T X: X; NG BLQ: DFO |  |  | N |  |  | 10M | [23 empty] | N
64153 | Stamford Health Systems, Inc. | 64515 | Stamford Health | CT | Fairfield | 5 | Petroleum Liquids | IC |  | S | X | X |  |  | 0.8 | 0.8 | 0.8 | 0.8 | 0.1 | N |  |  | OP | X | 1 | 2001 |  |  | N | Commercial Non-CHP | 4 | T X: X; NG BLQ: DFO |  |  | N |  |  | 10M | [23 empty] | N
62150 | 2016 ESA Project Company, LLC | 64753 | FDX010.0 FedEx Fuel Cell | CT | Middlesex | FDX10 | Other Natural Gas | FC |  | S | X | X |  |  | 1 | 0.99 | 1 | 1 | 1 | N |  |  | OP | X | 9 | 2018 |  |  | N | IPP Non-CHP | 2 | [14 empty] | 12H | bar: T X to NG BLQ
57128 | Bloom Energy | 59801 | IBM Southbury | CT | New Haven | IBM00 | Other Natural Gas | FC |  | W | X | X |  |  | 1.1 |  | 1 | 1 | 0 | N |  |  | OP | X | 11 | 2014 |  |  | N | IPP Non-CHP | 2 | [11 empty] | N | N |  | OVER | bar: T X to NG BLQ
58300 | Ameresco Select Inc | 58327 | Bradley Energy Center | CT | Hartford | UNIT2 | Natural Gas Internal Combustion Engine | IC |  | W | X | X |  |  | 1.2 | 0.8 | 1.2 | 1.2 | 0.5 | N |  |  | OP | X | 11 | 2002 |  |  | Y | Commercial CHP | 5 | [11 empty] | N | N |  | 10M | [23 empty] | N | N | N | bar: T X to NG BLQ
58300 | Ameresco Select Inc | 58327 | Bradley Energy Center | CT | Hartford | UNIT3 | Natural Gas Internal Combustion Engine | IC |  | W | X | X |  |  | 1.2 | 0.8 | 1.2 | 1.2 | 0.5 | N |  |  | OP | X | 11 | 2002 |  |  | Y | Commercial CHP | 5 | [11 empty] | N | N |  | 10M | [23 empty] | N | N | N | bar: T X to NG BLQ
59724 | Pepperidge Farm, Inc.- Bloomfield | 59967 | Pepperidge Farm Bloomfield | CT | Hartford | FCB | Other Natural Gas | FC |  | S | X | X |  |  | 1.2 |  | 0.8 | 0.8 | 0.6 | N |  |  | OP | X | 9 | 2008 |  |  | Y | Industrial CHP | 7 | [12 empty] | N |  | OVER | [23 empty] | N | bar: T X to NG BLQ
58188 | Central Connecticut State University | 58224 | CCSU Co-Gen-STBY Gen | CT | Hartford | EC#1 | Natural Gas Internal Combustion Engine | IC |  | S | X | X |  |  | 1.3 | 0.8 | 1.3 | 1.3 | 0.4 | N |  |  | OP | X | 5 | 2004 |  |  | Y | Commercial CHP | 5 | [11 empty] | N | N |  | 10M | [23 empty] | N | N | N | bar: T X to NG BLQ
58188 | Central Connecticut State University | 58224 | CCSU Co-Gen-STBY Gen | CT | Hartford | EC#2 | Natural Gas Internal Combustion Engine | IC |  | S | X | X |  |  | 1.3 | 0.8 | 1.3 | 1.3 | 0.4 | N |  |  | OP | X | 5 | 2004 |  |  | Y | Commercial CHP | 5 | [11 empty] | N | N |  | 10M | [23 empty] | N | N | N | bar: T X to NG BLQ
8153 | Hartford Steam Co | 52061 | Hartford Hospital Cogeneration | CT | Hartford | GEN4 | Other Natural Gas | FC |  | S | X | X |  |  | 1.4 |  | 1.4 | 1.4 | 0 | N |  |  | OP | X | 5 | 2014 |  |  | N | Commercial CHP | 5 | [11 empty] | N | N |  | OVER | [23 empty] | N | bar: T X to NG BLQ
58213 | New Britain Renewable Energy, LLC | 58237 | CCSU Fuel Cell Project | CT | Hartford | CCSU | Other Natural Gas | FC |  | S | X | X |  |  | 1.4 |  | 1.4 | 1.4 | 0.7 | N |  |  | OP | X | 4 | 2012 |  |  | Y | Commercial CHP | 5 | [11 empty] | N | N |  | OVER |  |  |  |  | N | [18 empty] | N | bar: T X to NG BLQ
59724 | Pepperidge Farm, Inc.- Bloomfield | 59967 | Pepperidge Farm Bloomfield | CT | Hartford | FCC | Other Natural Gas | FC |  | S | X | X |  |  | 1.4 |  | 1.3 | 1.3 | 0.6 | N |  |  | OP | X | 8 | 2016 |  |  | N | Industrial CHP | 7 | [11 empty] | N | N |  | OVER | [23 empty] | N | bar: T X to NG BLQ
60571 | AEP Onsite Partners, LLC | 61786 | Trinity College Fuel Cell | CT | Hartford | MB-22 | Other Natural Gas | FC |  | S | X | X |  |  | 1.4 | 1 | 1.4 | 1.4 | 1.1 | N |  |  | OP | X | 8 | 2018 |  |  | N | IPP Non-CHP | 2 | [14 empty] | OVER | bar: T X to NG BLQ
61939 | Clearway Energy, Inc | 63438 | UB Fuel Cell | CT | Fairfield | UBFC1 | Other Natural Gas | FC |  | S | X | X |  |  | 1.4 | 1 | 1.4 | 1.4 | 0.2 | N |  |  | OP | X | 4 | 2015 |  |  | Y | IPP CHP | 3 | [11 empty] | N | N |  | OVER | bar: T X to NG BLQ
58300 | Ameresco Select Inc | 58327 | Bradley Energy Center | CT | Hartford | UNIT1 | Natural Gas Internal Combustion Engine | IC |  | W | X | X |  |  | 1.5 | 0.8 | 1.5 | 1.5 | 0.6 | N |  |  | OP | X | 11 | 2002 |  |  | Y | Commercial CHP | 5 | [11 empty] | N | N |  | 10M | [23 empty] | N | N | N | bar: T X to NG BLQ
58300 | Ameresco Select Inc | 58327 | Bradley Energy Center | CT | Hartford | UNIT4 | Natural Gas Internal Combustion Engine | IC |  | W | X | X |  |  | 1.9 | 0.8 | 1.9 | 1.9 | 0.9 | N |  |  | OP | X | 8 | 2010 |  |  | Y | Commercial CHP | 5 | [11 empty] | N | N |  | 10M | [23 empty] | N | N | N | bar: T X to NG BLQ
13831 | City of Norwich - (CT) | 57624 | Norwich WWTP | CT | New London | 1 | Petroleum Liquids | IC |  | S | X | X | UN.TUNNEL 69 WWTP | UN.TUNNEL 69 WWTP | 2 | 0.9 | 2 | 2 | 0.1 | N |  |  | OP | X | 5 | 2006 |  |  | N | Commercial Non-CHP | 4 | T X: X; NG BLQ: DFO |  |  | N | N |  | 10M | [23 empty] | N | N
57015 | Third Taxing District of Norwalk | 57689 | Norden 1-3 | CT | Fairfield | NORD1 | Petroleum Liquids | IC |  | S | X | X |  |  | 2 | 0.8 | 2 | 2 | 1 | N |  |  | OP | X | 6 | 2004 |  |  | N | Electric Utility | 1 | T X: X; NG BLQ: DFO |  |  | N | N |  | 10M | [23 empty] | N | N | N
57015 | Third Taxing District of Norwalk | 57689 | Norden 1-3 | CT | Fairfield | NORD2 | Petroleum Liquids | IC |  | S | X | X |  |  | 2 | 0.8 | 2 | 2 | 1 | N |  |  | OP | X | 6 | 2004 |  |  | N | Electric Utility | 1 | T X: X; NG BLQ: DFO |  |  | N | N |  | 10M | [23 empty] | N | N | N
57015 | Third Taxing District of Norwalk | 57689 | Norden 1-3 | CT | Fairfield | NORD3 | Petroleum Liquids | IC |  | S | X | X |  |  | 2 | 0.8 | 2 | 2 | 1 | N |  |  | OP | X | 6 | 2004 |  |  | N | Electric Utility | 1 | T X: X; NG BLQ: DFO |  |  | N | N |  | 10M | [23 empty] | N | N | N
57128 | Bloom Energy | 62455 | Digital Fairfield | CT | Fairfield | DGR01 | Other Natural Gas | FC |  | W | X | X |  |  | 2 |  | 2 | 2 | 0.1 | N |  |  | OP | X | 6 | 2018 |  |  | N | IPP Non-CHP | 2 | [14 empty] | OVER | bar: T X to NG BLQ
58131 | Wesleyan University | 58158 | Wesleyan University Cogen 1 | CT | Middlesex | 1 | Natural Gas Internal Combustion Engine | IC |  | S | X | X |  |  | 2.4 | 0.98 | 2.3 | 2.3 | 1.2 | N |  |  | OP | X | 2 | 2009 |  |  | Y | Commercial CHP | 5 | [11 empty] | N | N |  | 1H | [23 empty] | N | N | N | bar: T X to NG BLQ
64153 | Stamford Health Systems, Inc. | 64515 | Stamford Health | CT | Fairfield | 15 | Petroleum Liquids | IC |  | S | X | X |  |  | 2.5 | 0.8 | 2.5 | 2.5 | 0.1 | N |  |  | OP | X | 1 | 2014 |  |  | N | Commercial Non-CHP | 4 | T X: X; NG BLQ: DFO | [5 empty] | 10M | [23 empty] | N
64153 | Stamford Health Systems, Inc. | 64515 | Stamford Health | CT | Fairfield | 16 | Petroleum Liquids | IC |  | S | X | X |  |  | 2.5 | 0.8 | 2.5 | 2.5 | 0.1 | N |  |  | OP | X | 1 | 2014 |  |  | N | Commercial Non-CHP | 4 | T X: X; NG BLQ: DFO |  |  | N |  |  | 10M | [23 empty] | N
4180 | Connecticut Mun Elec Engy Coop | 57598 | Bridge Street 1 & 2 | CT | New London | BS1 | Petroleum Liquids | IC |  | S | X | X |  |  | 2.6 | 0.8 | 2.5 | 2.5 | 1.5 | N |  |  | OP | X | 8 | 2010 |  |  | N | Electric Utility | 1 | T X: X; NG BLQ: DFO |  |  | N | N |  | 10M | [23 empty] | N
4180 | Connecticut Mun Elec Engy Coop | 57598 | Bridge Street 1 & 2 | CT | New London | BS2 | Petroleum Liquids | IC |  | S | X | X |  |  | 2.6 | 0.8 | 2.5 | 2.5 | 1.5 | N |  |  | OP | X | 7 | 2010 |  |  | N | Electric Utility | 1 | T X: X; NG BLQ: DFO |  |  | N | N |  | 10M | [23 empty] | N
4180 | Connecticut Mun Elec Engy Coop | 57599 | Fort Hill 1, 2, 3 & 4 | CT | New London | FH1 | Petroleum Liquids | IC |  | S | X | X |  |  | 2.6 | 0.8 | 2.5 | 2.5 | 1.5 | N |  |  | OP | X | 8 | 2010 |  |  | N | Electric Utility | 1 | T X: X; NG BLQ: DFO |  |  | N | N |  | 10M | [23 empty] | N
4180 | Connecticut Mun Elec Engy Coop | 57599 | Fort Hill 1, 2, 3 & 4 | CT | New London | FH2 | Petroleum Liquids | IC |  | S | X | X |  |  | 2.6 | 0.8 | 2.5 | 2.5 | 1.5 | N |  |  | OP | X | 8 | 2010 |  |  | N | Electric Utility | 1 | T X: X; NG BLQ: DFO |  |  | N | N |  | 10M | [23 empty] | N | N
4180 | Connecticut Mun Elec Engy Coop | 57599 | Fort Hill 1, 2, 3 & 4 | CT | New London | FH3 | Petroleum Liquids | IC |  | S | X | X |  |  | 2.6 | 0.8 | 2.5 | 2.5 | 1.5 | N |  |  | OP | X | 8 | 2010 |  |  | N | Electric Utility | 1 | T X: X; NG BLQ: DFO |  |  | N | N |  | 10M | [23 empty] | N | N
4180 | Connecticut Mun Elec Engy Coop | 57599 | Fort Hill 1, 2, 3 & 4 | CT | New London | FH4 | Petroleum Liquids | IC |  | S | X | X |  |  | 2.6 | 0.8 | 2.5 | 2.5 | 1.5 | N |  |  | OP | X | 8 | 2010 |  |  | N | Electric Utility | 1 | T X: X; NG BLQ: DFO |  |  | N | N |  | 10M | [23 empty] | N | N
4180 | Connecticut Mun Elec Engy Coop | 57601 | Gary Court 1 & 2 | CT | New London | GC1 | Petroleum Liquids | IC |  | S | X | X |  |  | 2.6 | 0.8 | 2.5 | 2.5 | 1.5 | N |  |  | OP | X | 7 | 2010 |  |  | N | Electric Utility | 1 | T X: X; NG BLQ: DFO |  |  | N | N |  | 10M | [23 empty] | N
4180 | Connecticut Mun Elec Engy Coop | 57601 | Gary Court 1 & 2 | CT | New London | GC2 | Petroleum Liquids | IC |  | S | X | X |  |  | 2.6 | 0.8 | 2.5 | 2.5 | 1.5 | N |  |  | OP | X | 7 | 2010 |  |  | N | Electric Utility | 1 | T X: X; NG BLQ: DFO |  |  | N | N |  | 10M | [23 empty] | N
4180 | Connecticut Mun Elec Engy Coop | 57602 | Jewett City 1 | CT | New London | JC1 | Petroleum Liquids | IC |  | S | X | X |  |  | 2.6 | 0.8 | 2.5 | 2.5 | 1.5 | N |  |  | OP | X | 2 | 2010 |  |  | N | Electric Utility | 1 | T X: X; NG BLQ: DFO |  |  | N | N |  | 10M | [23 empty] | N
4180 | Connecticut Mun Elec Engy Coop | 57603 | LNG 1 & 2 | CT | New London | LNG1 | Petroleum Liquids | IC |  | S | X | X |  |  | 2.6 | 0.8 | 2.5 | 2.5 | 1.5 | N |  |  | OP | X | 4 | 2010 |  |  | N | Electric Utility | 1 | T X: X; NG BLQ: DFO |  |  | N | N |  | 10M | [23 empty] | N
4180 | Connecticut Mun Elec Engy Coop | 57603 | LNG 1 & 2 | CT | New London | LNG2 | Petroleum Liquids | IC |  | S | X | X |  |  | 2.6 | 0.8 | 2.5 | 2.5 | 1.5 | N |  |  | OP | X | 4 | 2010 |  |  | N | Electric Utility | 1 | T X: X; NG BLQ: DFO |  |  | N | N |  | 10M | [23 empty] | N
4180 | Connecticut Mun Elec Engy Coop | 57604 | Lebanon Pines 1 & 2 | CT | New London | LP1 | Petroleum Liquids | IC |  | S | X | X |  |  | 2.6 | 0.8 | 2.5 | 2.5 | 1.5 | N |  |  | OP | X | 4 | 2010 |  |  | N | Electric Utility | 1 | T X: X; NG BLQ: DFO |  |  | N | N |  | 10M | [23 empty] | N
4180 | Connecticut Mun Elec Engy Coop | 57604 | Lebanon Pines 1 & 2 | CT | New London | LP2 | Petroleum Liquids | IC |  | S | X | X |  |  | 2.6 | 0.8 | 2.5 | 2.5 | 1.5 | N |  |  | OP | X | 4 | 2010 |  |  | N | Electric Utility | 1 | T X: X; NG BLQ: DFO |  |  | N | N |  | 10M | [23 empty] | N
4180 | Connecticut Mun Elec Engy Coop | 57605 | Water Treatment 1 & 2 | CT | New London | WT1 | Petroleum Liquids | IC |  | S | X | X |  |  | 2.6 | 0.8 | 2.5 | 2.5 | 1.5 | N |  |  | OP | X | 10 | 2010 |  |  | N | Electric Utility | 1 | T X: X; NG BLQ: DFO |  |  | N | N |  | 10M | [23 empty] | N
4180 | Connecticut Mun Elec Engy Coop | 57605 | Water Treatment 1 & 2 | CT | New London | WT2 | Petroleum Liquids | IC |  | S | X | X |  |  | 2.6 | 0.8 | 2.5 | 2.5 | 1.5 | N |  |  | OP | X | 10 | 2010 |  |  | N | Electric Utility | 1 | T X: X; NG BLQ: DFO |  |  | N | N |  | 10M | [23 empty] | N
4180 | Connecticut Mun Elec Engy Coop | 59415 | Backus Microgrid Project | CT | New London | BMP1 | Petroleum Liquids | IC |  | S | X | X |  |  | 2.6 | 0.8 | 2.5 | 2.5 | 1.5 | N |  |  | OP | X | 8 | 2014 |  |  | N | Electric Utility | 1 | T X: X; NG BLQ: DFO |  |  | N | N |  | 10M | [23 empty] | N | N | N
4180 | Connecticut Mun Elec Engy Coop | 59415 | Backus Microgrid Project | CT | New London | BMP2 | Petroleum Liquids | IC |  | S | X | X |  |  | 2.6 | 0.8 | 2.5 | 2.5 | 1.5 | N |  |  | OP | X | 8 | 2014 |  |  | N | Electric Utility | 1 | T X: X; NG BLQ: DFO |  |  | N | N |  | 10M | [23 empty] | N | N | N
4180 | Connecticut Mun Elec Engy Coop | 59415 | Backus Microgrid Project | CT | New London | BMP3 | Petroleum Liquids | IC |  | S | X | X |  |  | 2.6 | 0.8 | 2.5 | 2.5 | 1.5 | N |  |  | OP | X | 8 | 2014 |  |  | N | Electric Utility | 1 | T X: X; NG BLQ: DFO |  |  | N | N |  | 10M | [23 empty] | N | N | N
4180 | Connecticut Mun Elec Engy Coop | 59415 | Backus Microgrid Project | CT | New London | BMP4 | Petroleum Liquids | IC |  | S | X | X |  |  | 2.6 | 0.8 | 2.5 | 2.5 | 1.5 | N |  |  | OP | X | 8 | 2014 |  |  | N | Electric Utility | 1 | T X: X; NG BLQ: DFO |  |  | N | N |  | 10M | [23 empty] | N | N | N
22380 | NRG Montville Operations Inc | 546 | Montville Station | CT | New London | 10 | Petroleum Liquids | IC |  | S | X | X | UN.MONTVLLE69 MO10 | UN.MONTVLLE69 MO10 | 2.7 | 0.8 | 2.7 | 2.7 | 1 | N |  |  | SB | Y | 1 | 1967 |  |  | N | IPP Non-CHP | 2 | T X: X; NG BLQ: DFO |  |  | N | N |  | 10M | [23 empty] | N | N | N
22380 | NRG Montville Operations Inc | 546 | Montville Station | CT | New London | 11 | Petroleum Liquids | IC |  | S | X | X | UN.MONTVLLE69 MO10 | UN.MONTVLLE69 MO10 | 2.7 | 0.8 | 2.7 | 2.7 | 1 | N |  |  | SB | Y | 1 | 1967 |  |  | N | IPP Non-CHP | 2 | T X: X; NG BLQ: DFO |  |  | N | N |  | 10M | [23 empty] | N | N | N
19497 | United Illuminating Co | 60040 | UI RCP New Haven Fuel Cell | CT | New Haven | NHFC | Other Natural Gas | FC |  | S | X | X |  |  | 2.8 |  | 2.5 | 2.5 | 2.5 | N |  |  | OP | X | 8 | 2015 |  |  | N | Electric Utility | 1 | [11 empty] | N | N |  | OVER | [23 empty] | N | bar: T X to NG BLQ
19497 | United Illuminating Co | 60054 | UI RCP Bridgeport Seaside | CT | Fairfield | BPFC | Other Natural Gas | FC |  | S | X | X | 4004 | 4004 | 2.8 |  | 2.5 | 2.5 | 2.3 | N |  |  | OP | X | 11 | 2015 |  |  | N | Electric Utility | 1 | [11 empty] | N | N |  | OVER | [23 empty] | N | bar: T X to NG BLQ
62093 | Groton Fuel Cell 1 LLC | 60392 | Pfizer Groton Fuel Cell | CT | New London | MM-24 | Other Natural Gas | FC |  | S | X | X |  |  | 2.8 |  | 2.8 | 2.8 | 0.6 | N |  |  | OP | X | 10 | 2016 |  |  | Y | IPP CHP | 3 | [11 empty] | N | N |  | OVER | [23 empty] | N | bar: T X to NG BLQ
62093 | Groton Fuel Cell 1 LLC | 60392 | Pfizer Groton Fuel Cell | CT | New London | MM-25 | Other Natural Gas | FC |  | S | X | X |  |  | 2.8 |  | 2.8 | 2.8 | 0.6 | N |  |  | OP | X | 10 | 2016 |  |  | Y | IPP CHP | 3 | [11 empty] | N | N |  | OVER | [23 empty] | N | bar: T X to NG BLQ
19497 | United Illuminating Co | 60593 | UI RCP Woodbridge FC | CT | New Haven | WBFC | Other Natural Gas | FC |  | S | X | X |  |  | 2.8 |  | 2.2 | 2.2 | 2.2 | N |  |  | OP | X | 12 | 2016 |  |  | N | Electric Utility | 1 | [11 empty] | N | N |  | OVER | bar: T X to NG BLQ
56992 | Foxwoods Resort Casino | 57666 | Foxwoods CoGen | CT | New London | STG1 | Natural Gas Fired Combined Cycle | CA | 1 | S | N | X |  |  | 3 | 0.8 | 2.5 | 0.5 | 0.5 | N |  |  | OP | X | 7 | 2016 |  |  | N | Commercial CHP | 5 | [14 empty] | 1H | [23 empty] | N | bar: T X to NG BLQ
60642 | Dunn Paper East Hartford, LLC | 58116 | Cellu Tissue | CT | Hartford | GEN1 | Natural Gas Internal Combustion Engine | IC |  | S | X | X | N/A | N/A | 3 | 0.8 | 2.5 | 2.5 | 1.5 | N |  |  | OP | X | 5 | 2009 |  |  | N | Industrial Non-CHP | 6 | [11 empty] | N |  |  | 12H | [23 empty] | N | N | N | bar: T X to NG BLQ; NG NG
63392 | Norwalk Hospital | 63673 | Norwalk Hospital Plant | CT | Fairfield | EU-12 | Natural Gas Internal Combustion Engine | IC |  | S | X | X |  |  | 3 | 0.8 | 2.7 | 2.6 | 1.5 | N |  |  | OP | X | 1 | 2015 |  |  | Y | Commercial CHP | 5 | [11 empty] | N | N |  | 1H | [23 empty] | N | bar: T X to NG BLQ
59885 | UIL Distributed Resources, LLC | 60109 | UDR Glastonbury Fuel Cell | CT | Hartford | UDRFC | Other Natural Gas | FC |  | S | X | X | 4004 | 4004 | 3.4 |  | 2.5 | 3.1 | 2.5 | N |  |  | OP | X | 2 | 2016 |  |  | N | IPP Non-CHP | 2 | [14 empty] | OVER | [23 empty] | N | bar: T X to NG BLQ
60403 | TRS Fuel Cell, LLC | 60683 | TRS Fuel Cell | CT | Fairfield | MMH1 | Other Natural Gas | FC |  | S | X | X |  |  | 3.7 |  | 3.7 | 3.7 | 0.6 | N |  |  | OP | X | 2 | 2019 |  |  | Y | IPP CHP | 3 | [11 empty] | N | N |  | OVER | [23 empty] | N | bar: T X to NG BLQ
8153 | Hartford Steam Co | 57179 | HSCo CHP | CT | Hartford | 1 | Natural Gas Fired Combustion Turbine | GT |  | S | X | X | 980 | 980 | 4 | 1 | 3.5 | 4 | 1 | N |  |  | OP | X | 10 | 2009 |  |  | Y | Commercial CHP | 5 | [11 empty] | N | N |  | 1H | [23 empty] | N | N | N | bar: T X to NG BLQ
57464 | Kimberly-Clark Corporation | 58084 | Kimberly Clark-Unit 1,2,3 | CT | Litchfield | GT300 | Natural Gas Fired Combined Cycle | CA | KCNM | S | Y | X |  |  | 4.1 | 0.85 | 4.1 | 4.1 | 0.4 | N |  |  | OP | X | 12 | 2008 |  |  | Y | Industrial CHP | 7 | [11 empty] | N | N |  | 1H | [23 empty] | N | N | N | bar: T X to NG BLQ
8153 | Hartford Steam Co | 52061 | Hartford Hospital Cogeneration | CT | Hartford | GEN2 | Natural Gas Fired Combined Cycle | CA | CC1 | S | Y | X | 980 | 980 | 4.2 | 1 | 2.4 | 2.4 | 0.3 | N |  |  | OP | X | 7 | 1988 | 12 | 2024 | Y | Commercial CHP | 5 | [11 empty] | N | N |  | 1H | [23 empty] | N | N | bar: T X to NG BLQ
58120 | Danbury Hospital | 58152 | Danbury Hospital Cogen Plant | CT | Fairfield | GEN1 | Natural Gas Fired Combustion Turbine | GT |  | S | X | X |  |  | 4.3 | 0.8 | 2.8 | 3.4 | 1 | N |  |  | OP | X | 11 | 2011 |  |  | Y | Commercial CHP | 5 | [11 empty] | N | N |  | 1H | [23 empty] | N | N | N | bar: T X to NG BLQ
56143 | Fairfield University | 56928 | Fairfield University CHP Plant | CT | Fairfield | CHP1 | Natural Gas Fired Combustion Turbine | GT |  | S | X | X |  |  | 4.5 | 0.95 | 4.5 | 4.5 | 0.5 | N |  |  | OP | X | 10 | 2007 |  |  | Y | Commercial CHP | 5 | [11 empty] | N | N |  | 1H | [23 empty] | N | N | N | bar: T X to NG BLQ
58607 | Frito Lay Incorporated Dayville | 58664 | Frito Lay Incorporated | CT | Windham | COGEN | Natural Gas Fired Combustion Turbine | GT |  | S | X | X |  |  | 4.6 | 0.9 | 3.6 | 4.6 | 2 | N |  |  | OP | X | 3 | 2009 |  |  | N | Industrial Non-CHP | 6 | [11 empty] | N | N |  | 1H | [23 empty] | N | N | N | bar: T X to NG BLQ
58130 | University of Connecticut | 58159 | UCONN Cogen Facility | CT | Tolland | STG1 | Natural Gas Fired Combined Cycle | CA | STG1 | S | Y | X |  |  | 5 | 0.98 | 4.9 | 4.9 | 0.2 | N |  |  | OP | X | 3 | 2006 |  |  | Y | Commercial CHP | 5 | [11 empty] | N | N |  | 1H | [23 empty] | N | N | N | bar: T X to NG BLQ
62971 | South Energy Investments LLC | 63302 | South Windsor Fuel Cell | CT | Hartford | SWFC5 | Other Natural Gas | FC |  | S | X | X |  |  | 5 |  | 5 | 5 | 0.4 | N |  |  | OP | X | 3 | 2020 |  |  | N | IPP Non-CHP | 2 | [11 empty] | N | N | 0 | OVER | bar: T X to NG BLQ
8153 | Hartford Steam Co | 52061 | Hartford Hospital Cogeneration | CT | Hartford | GEN3 | Natural Gas Fired Combined Cycle | CT | CC1 | S | X | N |  |  | 6.2 | 0.95 | 6.2 | 6.2 | 3 | N |  |  | OP | X | 7 | 1988 | 12 | 2024 | Y | Commercial CHP | 5 | T X: T; NG BLQ: NG; NG BIT: DFO |  |  | N | N |  | 12H | N | [22 empty] | Y | N | Y
56992 | Foxwoods Resort Casino | 57666 | Foxwoods CoGen | CT | New London | CT1 | Natural Gas Fired Combined Cycle | CT | 1 | S | X | N |  |  | 6.6 | 0.8 | 6 | 7.3 | 4 | N |  |  | OP | X | 6 | 2010 |  |  | Y | Commercial CHP | 5 | [14 empty] | 1H |  |  |  |  | N | [18 empty] | N | bar: T X to NG BLQ
56992 | Foxwoods Resort Casino | 57666 | Foxwoods CoGen | CT | New London | CT2 | Natural Gas Fired Combined Cycle | CT | 1 | S | X | N |  |  | 6.6 | 0.8 | 6 | 7.3 | 4 | N |  |  | OP | X | 6 | 2010 |  |  | Y | Commercial CHP | 5 | [14 empty] | 1H | [23 empty] | N | bar: T X to NG BLQ
58130 | University of Connecticut | 58159 | UCONN Cogen Facility | CT | Tolland | CGT1 | Natural Gas Fired Combined Cycle | CT | STG1 | S | X | N |  |  | 6.9 | 0.98 | 6.4 | 6.4 | 3.2 | N |  |  | OP | X | 3 | 2006 |  |  | Y | Commercial CHP | 5 | T X: T; NG BLQ: NG; NG BIT: DFO |  |  | N | N |  | 1H | [7 empty] | 0.5 | 0.5 | 11 | 2021 | [12 empty] | Y | N | Y
58130 | University of Connecticut | 58159 | UCONN Cogen Facility | CT | Tolland | CGT2 | Natural Gas Fired Combined Cycle | CT | STG1 | S | X | N |  |  | 6.9 | 0.98 | 6.4 | 6.4 | 3.2 | N |  |  | OP | X | 3 | 2006 |  |  | Y | Commercial CHP | 5 | T X: T; NG BLQ: NG; NG BIT: DFO |  |  | N | N |  | 1H | [7 empty] | 0.5 | 0.5 | 5 | 2022 | [12 empty] | Y | N | Y
58130 | University of Connecticut | 58159 | UCONN Cogen Facility | CT | Tolland | CGT3 | Natural Gas Fired Combined Cycle | CT | STG1 | S | X | N |  |  | 6.9 | 0.98 | 6.4 | 6.4 | 3.2 | N |  |  | OP | X | 3 | 2006 |  |  | Y | Commercial CHP | 5 | T X: T; NG BLQ: NG; NG BIT: DFO |  |  | N | N |  | 1H | [7 empty] | 0.5 | 0.5 | 5 | 2021 | [12 empty] | Y | N | Y
14928 | Pfizer Inc | 54236 | Pfizer Groton Plant | CT | New London | TG5 | Natural Gas Steam Turbine | ST |  | S | X | X |  |  | 7.5 | 0.8 | 7.5 | 7.5 | 0.5 | N |  |  | OP | X | 8 | 2001 |  |  | Y | Industrial CHP | 7 | T X: T; NG BLQ: NG; NG BIT: DFO; NG NG: NG; NG RFO: PG |  |  | N | N |  | 12H | [23 empty] | Y | Y | Y
61332 | Sikorsky Aircraft Corporation | 61703 | Sikorsky Aircraft CHP | CT | Fairfield | TG-1 | Natural Gas Fired Combustion Turbine | GT |  | S | X | X |  |  | 9.2 | 0.8 | 10.3 | 11.8 | 1 | N |  |  | OP | X | 5 | 2011 |  |  | Y | Industrial CHP | 7 | T X: T; NG BLQ: NG; NG BIT: DFO |  |  | N | N |  | 12H | [23 empty] | Y | N | Y
14928 | Pfizer Inc | 54236 | Pfizer Groton Plant | CT | New London | GT-1 | Natural Gas Fired Combustion Turbine | GT |  | S | X | X |  |  | 10 | 0.8 | 9.5 | 10.5 | 4.5 | N |  |  | OP | X | 9 | 2009 |  |  | Y | Industrial CHP | 7 | T X: T; NG BLQ: NG; NG BIT: DFO; NG NG: NG; NG RFO: DFO |  |  | N | N |  | 12H | [23 empty] | Y | N | Y
14928 | Pfizer Inc | 54236 | Pfizer Groton Plant | CT | New London | TG 3 | Natural Gas Steam Turbine | ST |  | S | X | X |  |  | 10 | 0.97 | 10 | 10 | 0.8 | N |  |  | OP | X | 1 | 1952 |  |  | Y | Industrial CHP | 7 | T X: T; NG BLQ: NG; NG BIT: DFO; NG NG: NG; NG RFO: PG |  |  | N | N |  | 12H | [23 empty] | Y | Y | Y
14928 | Pfizer Inc | 54236 | Pfizer Groton Plant | CT | New London | TG 4 | Natural Gas Steam Turbine | ST |  | S | X | X |  |  | 10 | 0.94 | 5 | 5 | 0.8 | N |  |  | OP | X | 1 | 1994 |  |  | Y | Industrial CHP | 7 | T X: T; NG BLQ: NG; NG BIT: DFO; NG NG: NG; NG RFO: PG |  |  | N | N |  | 12H | [23 empty] | Y | Y | Y
20541 | Wheelabrator Environmental Systems | 54758 | Wheelabrator Lisbon | CT | New London | GEN1 | Municipal Solid Waste | ST |  | W | X | X |  |  | 14.6 | 0.85 | 14 | 14 | 2 | N |  |  | OP | X | 10 | 1995 |  |  | N | IPP Non-CHP | 2 | T X: X; NG BLQ: MSW; NG NG: WO |  |  | N | N |  | 12H |  |  |  | N | N | [18 empty] | N | N
58156 | Rand Whitney Containerboard L.P. | 58184 | Rand Whitney CHP Plant | CT | New London | TG-1 | Natural Gas Fired Combustion Turbine | GT |  | S | X | X | 37734 | 37734 | 14.6 | 0.8 | 14.6 | 14.6 | 7.3 | N |  |  | OP | X | 4 | 2005 |  |  | Y | Industrial CHP | 7 | T X: T; NG BLQ: NG; NG BIT: DFO |  |  | N | N |  | 12H | [20 empty] | N |  |  | Y | N | Y
291 | Algonquin Windsor Locks LLC | 10567 | Algonquin Windsor Locks | CT | Hartford | GTG2 | Natural Gas Fired Combined Cycle | CT | CC1 | S | X | N | 392 | 392 | 15 | 0.85 | 13 | 15 | 9 | N |  |  | OP | X | 7 | 2012 |  |  | Y | IPP CHP | 3 | [11 empty] | N | N |  | 12H | [23 empty] | N | N | N | bar: T X to NG BLQ
291 | Algonquin Windsor Locks LLC | 10567 | Algonquin Windsor Locks | CT | Hartford | STG | Natural Gas Fired Combined Cycle | CA | CC1 | S | N | X | 392 | 392 | 16 | 0.85 | 16 | 16 | 1 | N |  |  | OP | X | 1 | 1990 |  |  | Y | IPP CHP | 3 | [11 empty] | N | N |  | 12H | [23 empty] | N | N | N | bar: T X to NG BLQ
57464 | Kimberly-Clark Corporation | 58084 | Kimberly Clark-Unit 1,2,3 | CT | Litchfield | GT100 | Natural Gas Fired Combined Cycle | CT | KCNM | S | X | N |  |  | 16.1 | 0.8 | 14.5 | 16.1 | 7 | N |  |  | OP | X | 4 | 2008 |  |  | Y | Industrial CHP | 7 | [11 empty] | N | N | 0 | 1H | [23 empty] | N | N | N | bar: T X to NG BLQ
57464 | Kimberly-Clark Corporation | 58084 | Kimberly Clark-Unit 1,2,3 | CT | Litchfield | GT200 | Natural Gas Fired Combustion Turbine | GT |  | S | X | X |  |  | 16.1 | 0.8 | 14.5 | 16.1 | 7 | N |  |  | OP | X | 6 | 2008 |  |  | Y | Industrial CHP | 7 | [11 empty] | N | N |  | 1H | [23 empty] | N | N | N | bar: T X to NG BLQ
4474 | Covanta Bristol Inc | 50648 | Covanta Bristol Energy | CT | Hartford | GEN1 | Municipal Solid Waste | ST |  | S | X | X |  |  | 16.3 | 0.9 | 13.2 | 13.2 | 0.5 | N |  |  | OP | X | 12 | 1987 |  |  | N | IPP Non-CHP | 2 | T X: X; NG BLQ: MSW; NG BIT: NG; NG NG: NG | [5 empty] | OVER | [23 empty] | N
63130 | Bridgeport Fuel Cell, LLC | 58551 | Bridgeport Fuel Cell, LLC | CT | Fairfield | 1 | Other Natural Gas | FC |  | S | X | X | UN.CONGRESS13.8BPFC | UN.CONGRESS13.8BPFC Location 16738 | 16.6 |  | 13.7 | 14.9 | 0.6 | N |  |  | OP | X | 12 | 2013 |  |  | N | IPP Non-CHP | 2 | [11 empty] | N | N |  | OVER | [23 empty] | N | bar: T X to NG BLQ
528 | Covanta Southeastern Connecticut Company | 10646 | Covanta Southeastern Connecticut Company | CT | New London | GEN1 | Municipal Solid Waste | ST |  | S | X | X | 562 | 562 | 18.3 | 0.9 | 16.3 | 18.1 | 3 | N |  |  | OP | X | 12 | 1991 |  |  | N | IPP Non-CHP | 2 | T X: X; NG BLQ: MSW; NG BIT: DFO; NG NG: DFO |  |  | N | N |  | 12H | [23 empty] | N | N | N
54895 | FirstLight Power Resources Services LLC | 557 | Tunnel | CT | New London | 10 | Petroleum Liquids | GT |  | W | X | X |  |  | 18.5 | 0.85 | 16.5 | 21.8 | 5 | N |  |  | SB | Y | 1 | 1969 |  |  | N | IPP Non-CHP | 2 | [14 empty] | 1H | [23 empty] | N | N | N | bar: T X to NG BLQ
12490 | Middletown Power LLC | 562 | Middletown | CT | Middlesex | 10 | Petroleum Liquids | GT |  | S | X | X | un.middletn115 mi10 | un.middletn115 mi10 | 18.5 | 0.85 | 17.2 | 22.1 | 5 | N |  |  | OP | X | 8 | 1966 |  |  | N | IPP Non-CHP | 2 | T X: X; NG BLQ: KER |  |  | N | N |  | 10M | [23 empty] | N | N
22350 | Devon Power LLC | 544 | Devon Station | CT | New Haven | 10 | Petroleum Liquids | GT |  | S | X | X | UN.DEVON 13.8DV10 | UN.DEVON 13.8DV10 | 18.6 | 0.85 | 14.4 | 19.2 | 14.4 | N |  |  | OP | X | 1 | 1985 |  |  | N | IPP Non-CHP | 2 | T X: X; NG BLQ: KER; NG BIT: DFO; NG WDS: JF |  |  | N | N |  | 1H | [23 empty] | N | N | N
15452 | PSEG Power Connecticut LLC | 568 | Bridgeport Station | CT | Fairfield | 4 | Petroleum Liquids | GT |  | S | X | X | 341 | 341 | 18.6 | 0.85 | 16.6 | 21.9 | 16.6 | N |  |  | OP | X | 10 | 1967 |  |  | N | IPP Non-CHP | 2 | T X: X; NG BLQ: KER |  |  | N | N |  | 10M | [6 empty] | N | [16 empty] | N | N | N
13831 | City of Norwich - (CT) | 581 | North Main Street | CT | New London | 5 | Petroleum Liquids | GT |  | S | X | X | UN.TUNNEL 69 NORJ | UN.TUNNEL 69 NORJ | 19 | 0.9 | 15.3 | 18.8 | 2 | N |  |  | OP | X | 8 | 1972 |  |  | N | Electric Utility | 1 | T X: X; NG BLQ: DFO |  |  | N | N |  | 1H |  |  |  | N | [19 empty] | N | N
22379 | Connecticut Jet Power LLC | 542 | Cos Cob | CT | Fairfield | UN13 | Petroleum Liquids | GT |  | S | X | X |  |  | 20 | 0.85 | 19.1 | 24 | 19.1 | N |  |  | OP | X | 6 | 2008 |  |  | N | IPP Non-CHP | 2 | T X: X; NG BLQ: KER |  |  |  | N |  | 10M | [20 empty] | N |  |  | N | N | N
22379 | Connecticut Jet Power LLC | 542 | Cos Cob | CT | Fairfield | un14 | Petroleum Liquids | GT |  | S | X | X |  |  | 20 | 0.85 | 19.6 | 23.5 | 19.6 | N |  |  | OP | X | 6 | 2008 |  |  | N | IPP Non-CHP | 2 | T X: X; NG BLQ: KER |  |  |  | N |  | 10M | [20 empty] | N |  |  | N | N | N
22379 | Connecticut Jet Power LLC | 540 | Branford | CT | New Haven | UN10 | Petroleum Liquids | GT |  | S | X | X |  |  | 21.8 | 0.85 | 17.4 | 22.5 | 17.4 | N |  |  | OP | X | 11 | 1967 |  |  | N | IPP Non-CHP | 2 | T X: X; NG BLQ: KER |  |  | N | N |  | 10M | [20 empty] | N |  |  | N | N | N
22379 | Connecticut Jet Power LLC | 561 | Franklin Drive | CT | Litchfield | UN19 | Petroleum Liquids | GT |  | S | X | X |  |  | 21.8 | 0.85 | 16.1 | 21.2 | 16.1 | N |  |  | OP | X | 11 | 1968 |  |  | N | IPP Non-CHP | 2 | T X: X; NG BLQ: KER |  |  | N | N |  | 10M | [20 empty] | N |  |  | N | N | N
22379 | Connecticut Jet Power LLC | 565 | Torrington Terminal | CT | Litchfield | UN10 | Petroleum Liquids | GT |  | S | X | X |  |  | 21.8 | 0.85 | 17.4 | 22.5 | 17.4 | N |  |  | OP | X | 11 | 1967 |  |  | N | IPP Non-CHP | 2 | T X: X; NG BLQ: KER |  |  | N | N |  | 10M | [20 empty] | N |  |  | N | N | N
49840 | Waterside Power, LLC | 56189 | Waterside Power, LLC | CT | Fairfield | 4 | Petroleum Liquids | GT |  | S | X | X |  | 7001 | 23.2 | 0.85 | 23.3 | 23.9 | 15 | N |  |  | OP | X | 5 | 2004 |  |  | N | IPP Non-CHP | 2 | T X: X; NG BLQ: DFO |  |  | N | N |  | 1H | [20 empty] | N |  |  | N | N | N
49840 | Waterside Power, LLC | 56189 | Waterside Power, LLC | CT | Fairfield | 5 | Petroleum Liquids | GT |  | S | X | X |  | 7001 | 23.2 | 0.85 | 23.3 | 23.9 | 15 | N |  |  | OP | X | 5 | 2004 |  |  | N | IPP Non-CHP | 2 | T X: X; NG BLQ: DFO |  |  | N | N |  | 1H | [23 empty] | N | N | N
49840 | Waterside Power, LLC | 56189 | Waterside Power, LLC | CT | Fairfield | 7 | Petroleum Liquids | GT |  | S | X | X |  | 7001 | 23.2 | 0.85 | 23.3 | 23.9 | 15 | N |  |  | OP | X | 5 | 2006 |  |  | N | IPP Non-CHP | 2 | T X: X; NG BLQ: DFO |  |  | N | N |  | 1H | [23 empty] | N | N | N
63209 | The George Washington University | 63478 | Ross Hall Central Utility Plant | DC | District of Columbia | CT-1 | Natural Gas Fired Combustion Turbine | GT |  | S | X | X |  |  | 4.6 | 0.9 | 4.1 | 2.7 | 2.7 | N |  |  | OP | X | 10 | 2016 |  |  | Y | Commercial CHP | 5 | [14 empty] | OVER | [23 empty] | N | bar: T X to NG BLQ
58862 | DC Water | 59012 | DC Water CHP | DC | District of Columbia | TURB1 | Other Waste Biomass | GT |  | S | X | X |  |  | 4.7 | 0.8 | 4 | 4 | 1 | N |  |  | OP | X | 6 | 2015 |  |  | Y | Commercial CHP | 5 | T X: T; NG BLQ: OBG; NG BIT: NG |  |  | N | N |  | 12H | [23 empty] | Y | Y
58862 | DC Water | 59012 | DC Water CHP | DC | District of Columbia | TURB2 | Other Waste Biomass | GT |  | S | X | X |  |  | 4.7 | 0.8 | 4 | 4 | 1 | N |  |  | OP | X | 6 | 2015 |  |  | Y | Commercial CHP | 5 | T X: T; NG BLQ: OBG; NG BIT: NG | [5 empty] | 12H | [23 empty] | Y | Y
58862 | DC Water | 59012 | DC Water CHP | DC | District of Columbia | TURB3 | Other Waste Biomass | GT |  | S | X | X |  |  | 4.7 | 0.8 | 4 | 4 | 1 | N |  |  | OP | X | 7 | 2015 |  |  | Y | Commercial CHP | 5 | T X: T; NG BLQ: OBG; NG BIT: NG | [5 empty] | 12H | [23 empty] | Y | Y
57103 | US GSA Heating and Transmission | 57788 | US GSA Heating and Transmission | DC | District of Columbia | TG1 | Natural Gas Fired Combustion Turbine | GT |  | S | X | X |  |  | 5.4 | 0.97 | 4.5 | 5 | 3 | N |  |  | OP | X | 7 | 2004 |  |  | Y | Commercial CHP | 5 | T X: T; NG BLQ: NG; NG BIT: DFO |  |  | N | N |  | 12H | [23 empty] | Y | N | Y
57103 | US GSA Heating and Transmission | 57788 | US GSA Heating and Transmission | DC | District of Columbia | TG2 | Natural Gas Fired Combustion Turbine | GT |  | S | X | X |  |  | 5.4 | 0.95 | 4.5 | 5 | 3 | N |  |  | OP | X | 7 | 2004 |  |  | Y | Commercial CHP | 5 | T X: T; NG BLQ: NG; NG BIT: DFO |  |  | N | N |  | 12H | [23 empty] | Y | N | Y
63113 | Architect of the Capitol, Capitol Power Plant | 63347 | AOC, Capitol Power Plant | DC | District of Columbia | CTG1 | Natural Gas Fired Combustion Turbine | GT |  | S | X | X | NA | NA | 7.5 | 0.8 | 7.5 | 7.5 | 7 | N |  |  | OP | X | 8 | 2018 |  |  | Y | Commercial CHP | 5 | T X: T; NG BLQ: NG; NG BIT: DFO |  |  | N | N | 0 | 1H | [20 empty] | N |  |  | Y | N | Y
4385 | Anderson Power Products | 10553 | Anderson Power Products Division | MA | Worcester | 3622 | Petroleum Liquids | IC |  | S | X | X |  |  | 0.1 | 0.8 | 0.1 | 0.1 | 0.1 | N |  |  | OS | X | 8 | 1987 | 5 | 2021 | N | Industrial Non-CHP | 6 | T X: X; NG BLQ: DFO |  |  | N | N |  | 10M | [23 empty] | N | N | N
59484 | Framingham State University | 59717 | Framingham State University Plant | MA | Middlesex | OC | Petroleum Liquids | IC |  | S | X | X |  |  | 0.1 | 0.8 | 0.1 | 0.1 | 0.1 | N |  |  | SB | N | 6 | 2003 |  |  | N | Commercial Non-CHP | 4 | T X: X; NG BLQ: DFO |  |  | N | N |  | 10M | [23 empty] | N
59484 | Framingham State University | 59717 | Framingham State University Plant | MA | Middlesex | MSC2 | Petroleum Liquids | IC |  | S | X | X |  |  | 0.2 | 0.8 | 0.2 | 0.2 | 0.2 | N |  |  | SB | N | 12 | 2015 |  |  | N | Commercial Non-CHP | 4 | T X: X; NG BLQ: DFO |  |  |  | N |  | 10M | [23 empty] | N
59484 | Framingham State University | 59717 | Framingham State University Plant | MA | Middlesex | NORTH | Petroleum Liquids | IC |  | S | X | X |  |  | 0.2 | 0.8 | 0.2 | 0.2 | 0.2 | N |  |  | SB | N | 6 | 2011 |  |  | N | Commercial Non-CHP | 4 | T X: X; NG BLQ: DFO |  |  | N | N |  | 10M | [23 empty] | N
59484 | Framingham State University | 59717 | Framingham State University Plant | MA | Middlesex | TOW1 | Petroleum Liquids | IC |  | S | X | X |  |  | 0.2 | 0.8 | 0.2 | 0.2 | 0.2 | N |  |  | SB | N | 6 | 2004 |  |  | N | Commercial Non-CHP | 4 | T X: X; NG BLQ: DFO |  |  | N | N |  | 10M | [23 empty] | N
59484 | Framingham State University | 59717 | Framingham State University Plant | MA | Middlesex | WEST | Petroleum Liquids | IC |  | S | X | X |  |  | 0.2 | 0.8 | 0.2 | 0.2 | 0.2 | N |  |  | SB | N | 9 | 2016 |  |  | N | Commercial Non-CHP | 4 | T X: X; NG BLQ: DFO |  |  |  | N |  | 10M | [23 empty] | N
4385 | Anderson Power Products | 10553 | Anderson Power Products Division | MA | Worcester | 6033 | Petroleum Liquids | IC |  | S | X | X |  |  | 0.3 | 0.8 | 0.3 | 0.3 | 0.3 | N |  |  | SB | Y | 8 | 1987 | 5 | 2021 | N | Industrial Non-CHP | 6 | T X: X; NG BLQ: DFO |  |  | N | N |  | 10M | [23 empty] | N | N | N
4385 | Anderson Power Products | 10553 | Anderson Power Products Division | MA | Worcester | 6035 | Petroleum Liquids | IC |  | S | X | X |  |  | 0.3 | 0.8 | 0.3 | 0.3 | 0.3 | N |  |  | SB | Y | 8 | 1987 | 5 | 2021 | N | Industrial Non-CHP | 6 | T X: X; NG BLQ: DFO |  |  | N | N |  | 10M | [23 empty] | N | N | N
4385 | Anderson Power Products | 10553 | Anderson Power Products Division | MA | Worcester | 6046 | Petroleum Liquids | IC |  | S | X | X |  |  | 0.3 | 0.8 | 0.3 | 0.3 | 0.3 | N |  |  | SB | Y | 8 | 1987 | 5 | 2021 | N | Industrial Non-CHP | 6 | T X: X; NG BLQ: DFO |  |  | N | N |  | 10M | [23 empty] | N | N | N
59484 | Framingham State University | 59717 | Framingham State University Plant | MA | Middlesex | LIB | Petroleum Liquids | IC |  | S | X | X |  |  | 0.3 | 0.8 | 0.3 | 0.3 | 0.3 | N |  |  | SB | N | 6 | 2005 |  |  | N | Commercial Non-CHP | 4 | T X: X; NG BLQ: DFO |  |  | N | N |  | 10M | [23 empty] | N
59484 | Framingham State University | 59717 | Framingham State University Plant | MA | Middlesex | HA | Petroleum Liquids | IC |  | S | X | X |  |  | 0.4 | 0.8 | 0.4 | 0.4 | 0.4 | N |  |  | SB | N | 6 | 2007 |  |  | N | Commercial Non-CHP | 4 | T X: X; NG BLQ: DFO |  |  | N | N | 0 | 10M | [23 empty] | N
59484 | Framingham State University | 59717 | Framingham State University Plant | MA | Middlesex | PP | Petroleum Liquids | IC |  | S | X | X |  |  | 0.4 | 0.8 | 0.4 | 0.4 | 0.4 | N |  |  | SB | N | 6 | 2009 |  |  | N | Commercial Non-CHP | 4 | T X: X; NG BLQ: DFO |  |  | N | N |  | 10M | [23 empty] | N
59484 | Framingham State University | 59717 | Framingham State University Plant | MA | Middlesex | TOW2 | Petroleum Liquids | IC |  | S | X | X |  |  | 0.4 | 0.8 | 0.4 | 0.4 | 0.4 | N |  |  | SB | N | 6 | 2013 |  |  | N | Commercial Non-CHP | 4 | T X: X; NG BLQ: DFO |  |  | N | N |  | 10M | [23 empty] | N
7209 | The Gillette Company | 54225 | Gillette SBMC | MA | Suffolk | DG | Petroleum Liquids | IC |  | S | X | X |  |  | 0.5 | 0.9 | 0.5 | 0.5 | 0.1 | N |  |  | SB | N | 9 | 1991 |  |  | N | Industrial CHP | 7 | T X: X; NG BLQ: DFO |  |  | N | N |  | 10M | [23 empty] | N | N
7209 | The Gillette Company | 54225 | Gillette SBMC | MA | Suffolk | DG2 | Petroleum Liquids | IC |  | S | X | X |  |  | 0.5 | 0.9 | 0.5 | 0.5 | 0.1 | N |  |  | SB | N | 3 | 1997 |  |  | N | Industrial CHP | 7 | T X: X; NG BLQ: DFO |  |  | N | N |  | 10M | [23 empty] | N
58152 | Amherst College | 58185 | Amherst College Co Gen | MA | Hampshire | STG | Natural Gas Steam Turbine | ST |  | S | X | X |  |  | 0.5 | 0.8 | 0.5 | 0.5 | 0.1 | N |  |  | OP | X | 11 | 2006 |  |  | N | Commercial CHP | 5 | T X: X; NG BLQ: NG; NG BIT: RFO; NG NG: NG |  |  | N | N |  | 1H | [20 empty] | N |  |  | Y | N | Y
11806 | Massachusetts Mun Wholes Electric Co | 6081 | Stony Brook | MA | Hampden | EDSI | Petroleum Liquids | IC |  | J | X | X |  |  | 0.6 | 0.9 | 0.6 | 0.6 | 0.2 | N |  |  | OP | X | 11 | 1981 |  |  | N | Electric Utility | 1 | T X: X; NG BLQ: DFO |  |  | N | N |  | 10M | [23 empty] | N | N
5989 | Erving Paper Mills Inc | 54228 | Erving Paper Mills | MA | Franklin | 2 | Natural Gas Steam Turbine | ST | CC | S | X | X |  |  | 0.6 | 1 | 0.6 | 0.6 | 0 | N |  |  | OP | X | 12 | 2013 |  |  | Y | Industrial CHP | 7 | T | NG | OTH | DFO |  |  |  | NG | DFO |  |  | N | N |  | 1H | [23 empty] | Y | N | Y
63994 | IXYS Integrated Circuits Division, LLC | 64382 | IXYS - Beverly | MA | Essex | EG1 | Petroleum Liquids | IC |  | S | X | X | 10341 |  | 0.6 | 0.8 | 0.6 | 0.6 | 0.1 | N |  |  | OP | X | 1 | 1997 |  |  | N | Industrial Non-CHP | 6 | T X: X; NG BLQ: DFO |  |  | N | N |  | 10M | [20 empty] | N |  |  | N
63994 | IXYS Integrated Circuits Division, LLC | 64382 | IXYS - Beverly | MA | Essex | NG1 | Natural Gas Internal Combustion Engine | IC |  | S | X | X | 10341 |  | 0.7 | 0.8 | 0.7 | 0.7 | 0.1 | N |  |  | OP | X | 8 | 2019 |  |  | N | Industrial Non-CHP | 6 | [11 empty] | N | N |  | 10M | [20 empty] | N |  |  | N | bar: T X to NG BLQ
63994 | IXYS Integrated Circuits Division, LLC | 64382 | IXYS - Beverly | MA | Essex | NG2 | Natural Gas Internal Combustion Engine | IC |  | S | X | X | 10341 |  | 0.7 | 0.8 | 0.7 | 0.7 | 0.1 | N |  |  | OP | X | 8 | 2019 |  |  | N | Industrial Non-CHP | 6 | [11 empty] | N | N |  | 10M | [20 empty] | N |  |  | N | bar: T X to NG BLQ
63994 | IXYS Integrated Circuits Division, LLC | 64382 | IXYS - Beverly | MA | Essex | NG3 | Natural Gas Internal Combustion Engine | IC |  | S | X | X | 10341 |  | 0.7 | 0.8 | 0.7 | 0.7 | 0.1 | N |  |  | OP | X | 8 | 2019 |  |  | N | Industrial Non-CHP | 6 | [11 empty] | N | N |  | 10M | [20 empty] | N |  |  | N | bar: T X to NG BLQ
57226 | MM Taunton Energy LLC | 55093 | MM Taunton Energy | MA | Bristol | UNT1 | Landfill Gas | IC |  | S | X | X |  |  | 0.9 | 0.98 | 0.9 | 0.9 | 0.7 | N |  |  | OP | X | 9 | 1997 |  |  | N | IPP Non-CHP | 2 | T X: X; NG BLQ: LFG |  |  | N |  |  | 1H | [23 empty] | N
57226 | MM Taunton Energy LLC | 55093 | MM Taunton Energy | MA | Bristol | UNT2 | Landfill Gas | IC |  | S | X | X |  |  | 0.9 | 0.98 | 0.9 | 0.9 | 0.7 | N |  |  | OP | X | 9 | 1997 |  |  | N | IPP Non-CHP | 2 | T X: X; NG BLQ: LFG |  |  | N |  |  | 1H | [23 empty] | N
57226 | MM Taunton Energy LLC | 55093 | MM Taunton Energy | MA | Bristol | UNT3 | Landfill Gas | IC |  | S | X | X |  |  | 0.9 | 0.98 | 0.9 | 0.9 | 0.7 | N |  |  | OP | X | 5 | 2011 |  |  | N | IPP Non-CHP | 2 | T X: X; NG BLQ: LFG |  |  | N |  |  | 1H | [23 empty] | N
57226 | MM Taunton Energy LLC | 55093 | MM Taunton Energy | MA | Bristol | UNT4 | Landfill Gas | IC |  | S | X | X |  |  | 0.9 | 0.98 | 0.9 | 0.9 | 0.7 | N |  |  | OP | X | 5 | 2011 |  |  | N | IPP Non-CHP | 2 | T X: X; NG BLQ: LFG |  |  | N |  |  | 1H | [23 empty] | N
13206 | Nantucket Electric Co | 1615 | Nantucket Hybrid | MA | Nantucket | 19 | Petroleum Liquids | IC |  | W | X | X |  |  | 1 | 0.8 | 1 | 1 | 0.1 | N |  |  | OP | X | 8 | 2019 |  |  | N | Electric Utility | 1 | T X: X; NG BLQ: DFO |  |  | N | N |  | 10M | [23 empty] | N
7209 | The Gillette Company | 54225 | Gillette SBMC | MA | Suffolk | DG3 | Petroleum Liquids | IC |  | S | X | X |  |  | 1 | 0.9 | 1 | 1 | 0.3 | N |  |  | SB | N | 3 | 2000 |  |  | N | Industrial CHP | 7 | T X: X; NG BLQ: DFO | [5 empty] | 10M | [23 empty] | N | N | N
9442 | Town of Ipswich - (MA) | 1670 | High Street Station | MA | Essex | 6 | Natural Gas Internal Combustion Engine | IC |  | S | X | X |  |  | 1.1 | 0.8 | 1.2 | 1.2 | 0.7 | N |  |  | OP | X | 7 | 1951 |  |  | N | Electric Utility | 1 | T X: X; NG BLQ: NG; NG BIT: DFO |  |  | N | N |  | 1H | [23 empty] | Y | N | Y
9442 | Town of Ipswich - (MA) | 1670 | High Street Station | MA | Essex | 8 | Petroleum Liquids | IC |  | S | X | X |  |  | 1.1 | 0.8 | 1.1 | 1.1 | 0.7 | N |  |  | SB | Y | 8 | 1960 |  |  | N | Electric Utility | 1 | T X: X; NG BLQ: DFO |  |  | N | N |  | 1H | [23 empty] | N
9442 | Town of Ipswich - (MA) | 1670 | High Street Station | MA | Essex | 1 | Natural Gas Internal Combustion Engine | IC |  | S | X | X |  |  | 1.2 | 0.8 | 1.2 | 1.3 | 0.7 | N |  |  | OP | X | 8 | 1986 |  |  | N | Electric Utility | 1 | T X: X; NG BLQ: NG; NG BIT: DFO |  |  | N | N |  | 1H | [23 empty] | Y | N | Y
9442 | Town of Ipswich - (MA) | 1670 | High Street Station | MA | Essex | 10 | Natural Gas Internal Combustion Engine | IC |  | S | X | X |  |  | 1.2 | 0.8 | 1.2 | 1.3 | 0.7 | N |  |  | OP | X | 4 | 1984 |  |  | N | Electric Utility | 1 | T X: X; NG BLQ: NG; NG BIT: DFO |  |  | N | N |  | 1H | [23 empty] | Y | N | Y
9442 | Town of Ipswich - (MA) | 1670 | High Street Station | MA | Essex | 11 | Natural Gas Internal Combustion Engine | IC |  | S | X | X |  |  | 1.2 | 0.8 | 1.2 | 1.1 | 0.7 | N |  |  | OP | X | 9 | 1982 |  |  | N | Electric Utility | 1 | T X: X; NG BLQ: NG; NG BIT: DFO |  |  | N | N |  | 1H | [23 empty] | Y | N | Y
9442 | Town of Ipswich - (MA) | 1670 | High Street Station | MA | Essex | 12 | Natural Gas Internal Combustion Engine | IC |  | S | X | X |  |  | 1.2 | 0.8 | 1.2 | 1.3 | 0.7 | N |  |  | OP | X | 8 | 1983 |  |  | N | Electric Utility | 1 | T X: X; NG BLQ: NG; NG BIT: DFO |  |  | N | N |  | 1H | [23 empty] | Y | N | Y
58152 | Amherst College | 58185 | Amherst College Co Gen | MA | Hampshire | CTG | Natural Gas Fired Combustion Turbine | GT |  | S | X | X |  |  | 1.2 | 0.8 | 1.2 | 1.2 | 0.1 | N |  |  | OP | X | 11 | 2006 |  |  | Y | Commercial CHP | 5 | T X: T; NG BLQ: NG; NG BIT: DFO |  |  | N | N |  | 10M | [20 empty] | N |  |  | Y | N | Y
9442 | Town of Ipswich - (MA) | 1670 | High Street Station | MA | Essex | 2 | Natural Gas Internal Combustion Engine | IC |  | S | X | X |  |  | 1.3 | 0.8 | 1.3 | 1.3 | 0.7 | N |  |  | OP | X | 8 | 1954 |  |  | N | Electric Utility | 1 | T X: X; NG BLQ: NG; NG BIT: DFO |  |  | N | N |  | 1H | [23 empty] | Y | N | Y
9442 | Town of Ipswich - (MA) | 1670 | High Street Station | MA | Essex | 7 | Petroleum Liquids | IC |  | S | X | X |  |  | 1.3 | 0.8 | 1.3 | 1.4 | 0.7 | N |  |  | OP | X | 9 | 1956 |  |  | N | Electric Utility | 1 | T X: X; NG BLQ: DFO |  |  | N | N |  | 1H | [23 empty] | N
9442 | Town of Ipswich - (MA) | 1670 | High Street Station | MA | Essex | 9 | Natural Gas Internal Combustion Engine | IC |  | S | X | X |  |  | 1.3 | 0.8 | 1.3 | 1.3 | 0.7 | N |  |  | OP | X | 10 | 1961 |  |  | N | Electric Utility | 1 | T X: X; NG BLQ: NG; NG BIT: DFO |  |  | N | N |  | 1H | [23 empty] | Y | N | Y
20347 | Wellesley College | 54937 | Wellesley College Central Utility Plant | MA | Norfolk | 1118 | Natural Gas Internal Combustion Engine | IC |  | S | X | X |  |  | 1.3 | 0.8 | 1.2 | 1.3 | 0.6 | N |  |  | OS | X | 7 | 1994 |  |  | Y | Commercial CHP | 5 | [11 empty] | N | N |  | 10M | [23 empty] | N | N | bar: T X to NG BLQ
20347 | Wellesley College | 54937 | Wellesley College Central Utility Plant | MA | Norfolk | 1119 | Natural Gas Internal Combustion Engine | IC |  | S | X | X |  |  | 1.3 | 0.8 | 1.2 | 1.3 | 0.6 | N |  |  | OS | X | 7 | 1994 |  |  | Y | Commercial CHP | 5 | [11 empty] | N | N |  | 10M | [23 empty] | N | N | bar: T X to NG BLQ
20347 | Wellesley College | 54937 | Wellesley College Central Utility Plant | MA | Norfolk | 1120 | Natural Gas Internal Combustion Engine | IC |  | S | X | X |  |  | 1.3 | 0.8 | 1.2 | 1.3 | 0.6 | N |  |  | OS | X | 7 | 1994 |  |  | Y | Commercial CHP | 5 | [11 empty] | N | N |  | 10M | [23 empty] | N | N | N | bar: T X to NG BLQ
20347 | Wellesley College | 54937 | Wellesley College Central Utility Plant | MA | Norfolk | 1121 | Natural Gas Internal Combustion Engine | IC |  | S | X | X |  |  | 1.3 | 0.8 | 1.2 | 1.3 | 0.6 | N |  |  | OS | X | 7 | 1994 |  |  | Y | Commercial CHP | 5 | [11 empty] | N | N |  | 10M | [23 empty] | N | bar: T X to NG BLQ
5623 | Rousselot Inc | 50955 | Rousselot Inc | MA | Essex | GEN1 | Natural Gas Steam Turbine | ST |  | S | X | X | LD.BARTH_ST115 | LD.BARTH_ST115 | 1.5 | 1 | 1.5 | 1.5 | 0.4 | N |  |  | SB | Y | 5 | 1947 |  |  | Y | Industrial CHP | 7 | T X: B; NG BLQ: NG; NG BIT: RFO; NG NG: PG |  |  | N | N |  | 12H |  |  |  |  | N | [18 empty] | Y | N | Y
5623 | Rousselot Inc | 50955 | Rousselot Inc | MA | Essex | GEN2 | Natural Gas Steam Turbine | ST |  | S | X | X |  |  | 1.5 | 0.8 | 1.5 | 1.5 | 0.4 | N |  |  | SB | Y | 5 | 1947 |  |  | Y | Industrial CHP | 7 | T X: B; NG BLQ: NG; NG BIT: RFO; NG NG: PG |  |  | N | N |  | 12H |  |  |  |  | N | [18 empty] | Y | N | Y
62677 | Massachusetts Department of Correction | 62757 | Bridgewater Complex Co-Generation Plant | MA | Bristol | CG1 | Natural Gas Fired Combustion Turbine | GT |  | W | X | X |  |  | 1.5 | 0.9 | 1.5 | 1.5 | 0.5 | N |  |  | OP | X | 11 | 2015 |  |  | Y | Commercial CHP | 5 | [11 empty] | N | N |  | 1H | [23 empty] | N | N | N | bar: T X to NG BLQ
63988 | Signature Breads Inc. | 64378 | Signature Breads Chelsea | MA | Suffolk | EG1 | Petroleum Liquids | IC |  | S | X | X |  |  | 1.5 | 1 | 1.5 | 1.5 | 0.2 | N |  |  | OP | X | 5 | 2019 |  |  | N | Industrial Non-CHP | 6 | T X: X; NG BLQ: DFO |  |  | N | N |  | 10M | [23 empty] | N
54842 | WM Renewable Energy LLC | 56527 | Fitchburg Gas Recovery | MA | Worcester | GEN1 | Landfill Gas | IC |  | S | X | X | LD.ASHBRNHM115(4479) | LD.ASHBRNHM115(4479) | 1.6 | 0.98 | 1.6 | 1.6 | 0.5 | N |  |  | OP | X | 10 | 2007 |  |  | N | IPP Non-CHP | 2 | T X: X; NG BLQ: LFG |  |  | N |  |  | 1H | [23 empty] | N | N | N
54842 | WM Renewable Energy LLC | 56527 | Fitchburg Gas Recovery | MA | Worcester | GEN2 | Landfill Gas | IC |  | S | X | X | LD.ASHBRNHM115(4479) | LD.ASHBRNHM115(4479) | 1.6 | 0.98 | 1.6 | 1.6 | 0.5 | N |  |  | OP | X | 10 | 2007 |  |  | N | IPP Non-CHP | 2 | T X: X; NG BLQ: LFG |  |  | N |  |  | 1H | [23 empty] | N | N | N
54842 | WM Renewable Energy LLC | 56527 | Fitchburg Gas Recovery | MA | Worcester | GEN3 | Landfill Gas | IC |  | S | X | X | LD.ASHBRNHM115(4479) | LD.ASHBRNHM115(4479) | 1.6 | 0.98 | 1.6 | 1.6 | 0.5 | N |  |  | OP | X | 1 | 2009 |  |  | N | IPP Non-CHP | 2 | T X: X; NG BLQ: LFG |  |  | N |  |  | 1H | [23 empty] | N | N | N
58860 | Southbridge Recycling and Disposal Park | 59011 | Southbridge Landfill Gas-to-Energy | MA | Worcester | CAT | Landfill Gas | IC |  | S | X | X |  |  | 1.6 | 0.8 | 1.5 | 1.5 | 0.8 | N |  |  | OP | X | 10 | 2011 |  |  | N | IPP Non-CHP | 2 | T X: X; NG BLQ: LFG |  |  | N | N |  | 12H | [23 empty] | N | N | N
20347 | Wellesley College | 54937 | Wellesley College Central Utility Plant | MA | Norfolk | 8187 | Natural Gas Internal Combustion Engine | IC |  | S | X | X |  |  | 1.9 | 0.8 | 1.9 | 1.9 | 1.2 | N |  |  | OS | X | 7 | 1999 |  |  | Y | Commercial CHP | 5 | [11 empty] | N | N |  | 10M | [23 empty] | N | bar: T X to NG BLQ
54812 | AMERESCO Chicopee Energy LLC | 56426 | Ameresco Chicopee Energy | MA | Hampden | Unit1 | Landfill Gas | IC |  | S | X | X |  |  | 1.9 | 1 | 1.9 | 1.9 | 1 | N |  |  | OP | X | 2 | 2004 |  |  | N | IPP Non-CHP | 2 | T X: X; NG BLQ: LFG |  |  | N | N |  | 10M | [23 empty] | N | N | N
54812 | AMERESCO Chicopee Energy LLC | 56426 | Ameresco Chicopee Energy | MA | Hampden | Unit2 | Landfill Gas | IC |  | S | X | X |  |  | 1.9 | 1 | 1.9 | 1.9 | 1 | N |  |  | OP | X | 2 | 2004 |  |  | N | IPP Non-CHP | 2 | T X: X; NG BLQ: LFG |  |  | N | N |  | 10M | [23 empty] | N | N | N
54812 | AMERESCO Chicopee Energy LLC | 56426 | Ameresco Chicopee Energy | MA | Hampden | Unit3 | Landfill Gas | IC |  | S | X | X |  |  | 1.9 | 1 | 1.9 | 1.9 | 1 | N |  |  | OP | X | 2 | 2004 |  |  | N | IPP Non-CHP | 2 | T X: X; NG BLQ: LFG |  |  | N | N |  | 10M | [23 empty] | N | N | N
11806 | Massachusetts Mun Wholes Electric Co | 6081 | Stony Brook | MA | Hampden | BS#1 | Petroleum Liquids | IC |  | J | X | X |  |  | 2 | 0.9 | 2 | 2 | 0.2 | N |  |  | SB | N | 9 | 2007 |  |  | N | Electric Utility | 1 | T X: X; NG BLQ: DFO; NG BIT: NG |  |  | N |  |  | 10M | [23 empty] | N |  | N
11806 | Massachusetts Mun Wholes Electric Co | 6081 | Stony Brook | MA | Hampden | BS#2 | Petroleum Liquids | IC |  | J | X | X |  |  | 2 | 0.9 | 2 | 2 | 0.2 | N |  |  | SB | N | 9 | 2007 |  |  | N | Electric Utility | 1 | T X: X; NG BLQ: DFO |  |  | N |  |  | 10M | [23 empty] | N
3692 | Clark University | 10408 | Clark University | MA | Worcester | GEN2 | Natural Gas Internal Combustion Engine | IC |  | S | X | X |  |  | 2 | 0.8 | 2 | 2 | 1 | N |  |  | OP | X | 1 | 2013 |  |  | Y | Commercial CHP | 5 | [11 empty] | N | N |  | 1H | [23 empty] | N | N | N | bar: T X to NG BLQ
58109 | President & Trustees of Williams College | 58160 | Williams College - Campus CHP | MA | Berkshire | GEN4 | Petroleum Liquids | IC |  | S | X | X |  |  | 2 | 0.8 | 2 | 2 | 2 | N |  |  | OP | X | 12 | 2017 |  |  | N | Commercial CHP | 5 | T X: X; NG BLQ: DFO; NG NG: DFO |  |  | N | N |  | 1H | [23 empty] | N | N | N
58109 | President & Trustees of Williams College | 58160 | Williams College - Campus CHP | MA | Berkshire | GEN5 | Petroleum Liquids | IC |  | S | X | X |  |  | 2 | 0.8 | 2 | 2 | 2 | N |  |  | OP | X | 12 | 2017 |  |  | N | Commercial CHP | 5 | T X: X; NG BLQ: DFO; NG NG: DFO |  |  | N | N |  | 1H | [23 empty] | N | N | N
60816 | Boston Medical Center | 61186 | Boston Medical Center CHP Plant | MA | Suffolk | COGEN | Natural Gas Internal Combustion Engine | IC |  | S | X | X |  |  | 2 | 1 | 2 | 2 | 1 | N |  |  | OP | X | 4 | 2017 |  |  | Y | Commercial CHP | 5 | [11 empty] | N | N |  | 1H | [20 empty] | N |  |  | N | N | N | bar: T X to NG BLQ
57128 | Bloom Energy | 63637 | One Patriot | MA | Norfolk | TKG00 | Other Natural Gas | FC |  | W | X | X |  |  | 2 |  | 2 | 2 | 0.1 | N |  |  | OP | X | 12 | 2019 |  |  | N | Commercial Non-CHP | 4 | [11 empty] | N | N |  | 12H | bar: T X to NG BLQ
54812 | AMERESCO Chicopee Energy LLC | 56426 | Ameresco Chicopee Energy | MA | Hampden | UNIT4 | Landfill Gas | IC |  | S | X | X |  |  | 2.1 | 1 | 2 | 2 | 1 | N |  |  | OP | X | 3 | 2010 |  |  | N | IPP Non-CHP | 2 | T X: X; NG BLQ: LFG |  |  | N | N |  | 10M | [23 empty] | N | N | N
8973 | Town of Hudson - (MA) | 9038 | Cherry Street | MA | Middlesex | 10 | Petroleum Liquids | IC |  | S | X | X |  |  | 2.2 | 0.8 | 1.9 | 1.9 | 0.5 | N |  |  | OP | X | 12 | 1962 |  |  | N | Electric Utility | 1 | T X: X; NG BLQ: DFO; NG BIT: NG |  |  | N | N |  | 10M | [23 empty] | Y | N | Y
8973 | Town of Hudson - (MA) | 9038 | Cherry Street | MA | Middlesex | 11 | Petroleum Liquids | IC |  | S | X | X |  |  | 2.2 | 0.8 | 1.9 | 1.9 | 0.5 | N |  |  | OP | X | 12 | 1962 |  |  | N | Electric Utility | 1 | T X: X; NG BLQ: DFO; NG BIT: NG |  |  | N | N |  | 10M | [23 empty] | Y | N | Y
17127 | Town of Shrewsbury - (MA) | 6125 | Shrewsbury | MA | Worcester | G1 | Natural Gas Internal Combustion Engine | IC |  | S | X | X |  |  | 2.5 | 1 | 2.5 | 2.5 | 1.2 | N |  |  | OP | X | 4 | 2019 |  |  | N | Electric Utility | 1 | [11 empty] | N |  |  | 10M | [20 empty] | N |  |  | N | N | N | bar: T X to NG BLQ
16544 | Saint - Gobain Abrasives Inc | 50041 | Norton Powerhouse | MA | Worcester | GEN1 | Natural Gas Steam Turbine | ST |  | S | X | X |  |  | 2.5 | 0.8 | 2.5 | 2.5 | 0.4 | N |  |  | OP | X | 1 | 1939 |  |  | Y | Industrial CHP | 7 | [11 empty] | N | N |  | 12H |  | N | [21 empty] | N | N | N | bar: T X to NG BLQ; NG NG
23955 | University of Massachusetts Medical | 50087 | Univ of Massachusetts Medical Center | MA | Worcester | GEN1 | Natural Gas Steam Turbine | ST |  | S | X | X |  |  | 2.5 | 0.8 | 1.5 | 1.5 | 0.5 | N |  |  | OP | X | 4 | 1974 |  |  | Y | Commercial CHP | 5 | T X: B; NG BLQ: NG; NG BIT: RFO; NG NG: NG; NG RFO: RFO |  |  | N | N |  | 1H | [23 empty] | Y | N | Y
23955 | University of Massachusetts Medical | 50087 | Univ of Massachusetts Medical Center | MA | Worcester | GEN2 | Natural Gas Steam Turbine | ST |  | S | X | X |  |  | 2.5 | 0.8 | 1.5 | 1.5 | 0.5 | N |  |  | OP | X | 4 | 1974 |  |  | Y | Commercial CHP | 5 | T X: B; NG BLQ: NG; NG BIT: RFO; NG NG: NG; NG RFO: RFO |  |  | N | N |  | 1H | [23 empty] | Y | N | Y
18488 | City of Taunton | 62625 | West Water Street | MA | Bristol | G1 | Petroleum Liquids | IC |  | S | X | X |  |  | 2.5 | 1 | 2.5 | 2.5 | 1 | N |  |  | OP | X | 1 | 2018 |  |  | N | Electric Utility | 1 | T X: X; NG BLQ: DFO |  |  | N | N |  | 10M | [23 empty] | N | N
18488 | City of Taunton | 62625 | West Water Street | MA | Bristol | G2 | Petroleum Liquids | IC |  | S | X | X |  |  | 2.5 | 1 | 2.5 | 2.5 | 1 | N |  |  | OP | X | 1 | 2018 |  |  | N | Electric Utility | 1 | T X: X; NG BLQ: DFO |  |  | N | N |  | 10M | [23 empty] | N | N
18488 | City of Taunton | 62625 | West Water Street | MA | Bristol | G3 | Petroleum Liquids | IC |  | S | X | X |  |  | 2.5 | 1 | 2.5 | 2.5 | 1 | N |  |  | OP | X | 1 | 2018 |  |  | N | Electric Utility | 1 | T X: X; NG BLQ: DFO |  |  | N | N |  | 10M | [23 empty] | N | N
18488 | City of Taunton | 62625 | West Water Street | MA | Bristol | G4 | Petroleum Liquids | IC |  | S | X | X |  |  | 2.5 | 1 | 2.5 | 2.5 | 1 | N |  |  | OP | X | 1 | 2018 |  |  | N | Electric Utility | 1 | T X: X; NG BLQ: DFO |  |  | N | N |  | 10M | [23 empty] | N | N
21461 | GenOn Canal, LLC | 1597 | Oak Bluffs Diesel Generating Facility | MA | Dukes | UN1 | Petroleum Liquids | IC |  | S | X | X | 1030 | 1030 | 2.7 | 0.8 | 2.8 | 2.8 | 2 | N |  |  | OP | X | 1 | 1969 |  |  | N | IPP Non-CHP | 2 | T X: X; NG BLQ: DFO |  |  |  | N |  | 1H | [20 empty] | N |  |  | N
21461 | GenOn Canal, LLC | 1597 | Oak Bluffs Diesel Generating Facility | MA | Dukes | UN2 | Petroleum Liquids | IC |  | S | X | X | 1030 | 1030 | 2.7 | 0.8 | 2.8 | 2.8 | 2 | N |  |  | OP | X | 1 | 1969 |  |  | N | IPP Non-CHP | 2 | T X: X; NG BLQ: DFO |  |  |  | N |  | 1H | [20 empty] | N |  |  | N
21461 | GenOn Canal, LLC | 1597 | Oak Bluffs Diesel Generating Facility | MA | Dukes | UN3 | Petroleum Liquids | IC |  | S | X | X | 1030 | 1030 | 2.7 | 0.8 | 2.8 | 2.8 | 2 | N |  |  | OP | X | 1 | 1972 |  |  | N | IPP Non-CHP | 2 | T X: X; NG BLQ: DFO |  |  |  | N |  | 1H | [20 empty] | N |  |  | N
21461 | GenOn Canal, LLC | 6049 | West Tisbury Generating Facility | MA | Dukes | UN1 | Petroleum Liquids | IC |  | S | X | X | 1031 | 1031 | 2.7 | 0.8 | 2.8 | 2.8 | 2 | N |  |  | OP | X | 1 | 1975 |  |  | N | IPP Non-CHP | 2 | T X: X; NG BLQ: DFO |  |  | N | N |  | 1H | [20 empty] | N |  |  | N | N
21461 | GenOn Canal, LLC | 6049 | West Tisbury Generating Facility | MA | Dukes | UN2 | Petroleum Liquids | IC |  | S | X | X | 1031 | 1031 | 2.7 | 0.8 | 2.8 | 2.8 | 2 | N |  |  | OP | X | 1 | 1975 |  |  | N | IPP Non-CHP | 2 | T X: X; NG BLQ: DFO |  |  | N | N |  | 1H | [20 empty] | N |  |  | N | N
11624 | Town of Marblehead - (MA) | 6586 | Wilkins Station | MA | Essex | 1 | Petroleum Liquids | IC |  | S | X | X | UN.RAILYARD23 MARB | UN.RAILYARD23 MARB | 2.7 | 0.8 | 2.5 | 2.5 | 2.5 | N |  |  | OP | X | 11 | 1975 |  |  | N | Electric Utility | 1 | T X: X; NG BLQ: DFO |  |  | N | N |  | 1H | [20 empty] | N |  |  | N | N
11624 | Town of Marblehead - (MA) | 6586 | Wilkins Station | MA | Essex | 2 | Petroleum Liquids | IC |  | S | X | X | UN.RAILYARD23 MARB | UN.RAILYARD23 MARB | 2.7 | 0.8 | 2.5 | 2.5 | 2.5 | N |  |  | OP | X | 11 | 1975 |  |  | N | Electric Utility | 1 | T X: X; NG BLQ: DFO |  |  | N | N |  | 1H | [20 empty] | N |  |  | N | N
3477 | City of Chicopee - (MA) | 7396 | Front Street | MA | Hampden | 1 | Petroleum Liquids | IC |  | S | X | X |  |  | 2.7 | 0.8 | 2.8 | 2.8 | 1.3 | N |  |  | OP | X | 1 | 1978 |  |  | N | Electric Utility | 1 | T X: X; NG BLQ: DFO |  |  | N | N |  | 10M | [20 empty] | Y | 12 | 2022 | N | N | N
3477 | City of Chicopee - (MA) | 7396 | Front Street | MA | Hampden | 2 | Petroleum Liquids | IC |  | S | X | X |  |  | 2.7 | 0.8 | 2.8 | 2.8 | 1.3 | N |  |  | OP | X | 1 | 1978 |  |  | N | Electric Utility | 1 | T X: X; NG BLQ: DFO |  |  | N | N |  | 10M | [20 empty] | Y | 12 | 2022 | N | N | N
3477 | City of Chicopee - (MA) | 7396 | Front Street | MA | Hampden | 3 | Petroleum Liquids | IC |  | S | X | X |  |  | 2.7 | 0.8 | 2.8 | 2.8 | 1.3 | N |  |  | OP | X | 1 | 1978 |  |  | N | Electric Utility | 1 | T X: X; NG BLQ: DFO |  |  | N | N |  | 10M | [20 empty] | Y | 12 | 2022 | N | N | N
17127 | Town of Shrewsbury - (MA) | 6125 | Shrewsbury | MA | Worcester | 1 | Petroleum Liquids | IC |  | S | X | X |  |  | 2.8 | 0.8 | 2.8 | 2.8 | 0.6 | N |  |  | OP | X | 11 | 1969 |  |  | N | Electric Utility | 1 | T X: X; NG BLQ: DFO |  |  | N | N |  | 1H | [20 empty] | N |  |  | N | N | N
17127 | Town of Shrewsbury - (MA) | 6125 | Shrewsbury | MA | Worcester | 2 | Petroleum Liquids | IC |  | S | X | X |  |  | 2.8 | 0.8 | 2.8 | 2.8 | 0.6 | N |  |  | OP | X | 11 | 1969 |  |  | N | Electric Utility | 1 | T X: X; NG BLQ: DFO |  |  | N | N |  | 1H | [20 empty] | N |  |  | N | N | N
17127 | Town of Shrewsbury - (MA) | 6125 | Shrewsbury | MA | Worcester | 3 | Petroleum Liquids | IC |  | S | X | X |  |  | 2.8 | 0.8 | 2.8 | 2.8 | 0.6 | N |  |  | OP | X | 12 | 1975 |  |  | N | Electric Utility | 1 | T X: X; NG BLQ: DFO |  |  | N | N |  | 1H | [20 empty] | N |  |  | N | N | N
17127 | Town of Shrewsbury - (MA) | 6125 | Shrewsbury | MA | Worcester | 4 | Petroleum Liquids | IC |  | S | X | X |  |  | 2.8 | 0.8 | 2.8 | 2.8 | 0.6 | N |  |  | OP | X | 12 | 1975 |  |  | N | Electric Utility | 1 | T X: X; NG BLQ: DFO |  |  | N | N |  | 1H | [23 empty] | N | N | N
17127 | Town of Shrewsbury - (MA) | 6125 | Shrewsbury | MA | Worcester | 5 | Petroleum Liquids | IC |  | S | X | X |  |  | 2.8 | 0.8 | 2.8 | 2.8 | 0.6 | N |  |  | OP | X | 5 | 1978 |  |  | N | Electric Utility | 1 | T X: X; NG BLQ: DFO |  |  | N | N |  | 1H | [20 empty] | N |  |  | N | N | N
20347 | Wellesley College | 54937 | Wellesley College Central Utility Plant | MA | Norfolk | SB1 | Petroleum Liquids | IC |  | S | X | X |  |  | 3 | 0.8 | 4 | 4 | 1.5 | N |  |  | SB | N | 6 | 1985 |  |  | N | Commercial CHP | 5 | T X: X; NG BLQ: DFO | [5 empty] | 1H | [23 empty] | N
58109 | President & Trustees of Williams College | 58160 | Williams College - Campus CHP | MA | Berkshire | GEN2 | Natural Gas Steam Turbine | ST |  | S | X | X |  |  | 3 | 0.8 | 3 | 3 | 0.3 | N |  |  | OP | X | 3 | 2003 |  |  | Y | Commercial CHP | 5 | T X: T; NG BLQ: NG; NG BIT: DFO; NG NG: NG; NG RFO: DFO |  |  | N | N |  | 12H | [23 empty] | Y | Y | Y
16544 | Saint - Gobain Abrasives Inc | 50041 | Norton Powerhouse | MA | Worcester | GEN2 | Natural Gas Steam Turbine | ST |  | S | X | X |  |  | 3.1 | 0.8 | 3.1 | 3.1 | 0.4 | N |  |  | OP | X | 1 | 1954 |  |  | Y | Industrial CHP | 7 | [11 empty] | N | N |  | 12H |  | N | [21 empty] | N | N | N | bar: T X to NG BLQ; NG NG
59596 | Industrial Power Services Corp. | 59815 | Granby LFG | MA | Hampshire | GLFG1 | Landfill Gas | IC |  | S | X | X |  |  | 3.2 | 1 | 2.8 | 2.8 | 0.4 | N |  |  | OP | X | 9 | 2001 |  |  | N | IPP Non-CHP | 2 | T X: X; NG BLQ: LFG |  |  | N | N |  | 1H | [23 empty] | N
8973 | Town of Hudson - (MA) | 9038 | Cherry Street | MA | Middlesex | 7 | Petroleum Liquids | IC |  | S | X | X |  |  | 3.3 | 0.8 | 2.5 | 2.5 | 0.5 | N |  |  | OP | X | 5 | 1951 |  |  | N | Electric Utility | 1 | T X: X; NG BLQ: DFO |  |  | N | N |  | 10M | [23 empty] | N | N | N
61335 | CommonWealth New Bedford Energy LLC | 61702 | Greater New Bedford LFG Utiliz. Facility | MA | Bristol | 11052 | Landfill Gas | IC |  | S | X | X |  |  | 3.3 | 0.8 | 3.2 | 3.2 | 1.6 | N |  |  | OP | X | 10 | 2005 |  |  | N | IPP Non-CHP | 2 | T X: X; NG BLQ: LFG; NG BIT: OBG | [5 empty] | 1H | [23 empty] | Y | Y
5623 | Rousselot Inc | 50955 | Rousselot Inc | MA | Essex | GEN3 | Natural Gas Steam Turbine | ST |  | S | X | X |  |  | 3.7 | 0.8 | 3.3 | 3.3 | 0.5 | N |  |  | OP | X | 4 | 1969 |  |  | Y | Industrial CHP | 7 | T X: B; NG BLQ: NG; NG BIT: RFO; NG NG: PG |  |  | N | N |  | 12H |  |  |  |  | N | [18 empty] | Y | N | Y
8973 | Town of Hudson - (MA) | 9038 | Cherry Street | MA | Middlesex | 8 | Petroleum Liquids | IC |  | S | X | X |  |  | 4 | 0.8 | 3.4 | 3.4 | 0.5 | N |  |  | OP | X | 3 | 1956 |  |  | N | Electric Utility | 1 | T X: X; NG BLQ: DFO; NG BIT: NG |  |  | N | N |  | 10M | [23 empty] | Y | N | N
60058 | Hollingsworth & Vose Co West Groton | 60276 | West Groton CHP | MA | Middlesex | G1 | Natural Gas Fired Combustion Turbine | GT |  | S | X | X |  |  | 4.1 | 0.8 | 3.3 | 3.8 | 1.9 | N |  |  | OP | X | 12 | 2015 |  |  | Y | Industrial CHP | 7 | [11 empty] | N | N |  | 12H | [23 empty] | N | bar: T X to NG BLQ
23955 | University of Massachusetts Medical | 50087 | Univ of Massachusetts Medical Center | MA | Worcester | GEN3 | Natural Gas Steam Turbine | ST |  | S | X | X |  |  | 5 | 0.9 | 3 | 3 | 1.5 | N |  |  | OP | X | 6 | 2002 |  |  | Y | Commercial CHP | 5 | T X: B; NG BLQ: NG; NG BIT: RFO; NG NG: NG; NG RFO: RFO |  |  | N | N |  | 12H | [23 empty] | Y | N | Y
7209 | The Gillette Company | 54225 | Gillette SBMC | MA | Suffolk | TG2 | Natural Gas Steam Turbine | ST | 1 | S | X | X |  |  | 5 | 0.8 | 5 | 5 | 0.5 | N |  |  | OP | X | 2 | 1971 |  |  | Y | Industrial CHP | 7 | T X: B; NG BLQ: NG; NG BIT: DFO; NG NG: NG |  |  | N | N |  | 12H | [23 empty] | N |  | N
25049 | Gas Recovery Systems Inc | 55589 | GRS Fall River | MA | Bristol | 3 | Landfill Gas | GT |  | S | X | X |  |  | 5.3 | 0.98 | 4.4 | 4.8 | 4.2 | N |  |  | OP | X | 7 | 2000 |  |  | N | IPP Non-CHP | 2 | T X: X; NG BLQ: LFG |  |  |  | N |  | 1H | [23 empty] | N
58138 | The Trustees of Smith College | 58166 | Smith College Central Heating Plant | MA | Hampshire | GT-1 | Natural Gas Fired Combustion Turbine | GT |  | S | X | X |  |  | 5.3 | 1 | 2.7 | 3.5 | 1.7 | N |  |  | OP | X | 10 | 2008 |  |  | Y | Commercial CHP | 5 | [11 empty] | N |  |  | 1H | [23 empty] | N | N | N | bar: T X to NG BLQ
8973 | Town of Hudson - (MA) | 9038 | Cherry Street | MA | Middlesex | 12 | Petroleum Liquids | IC |  | S | X | X |  |  | 5.6 | 0.8 | 4.9 | 4.9 | 0.5 | N |  |  | OP | X | 10 | 1972 |  |  | N | Electric Utility | 1 | T X: X; NG BLQ: DFO; NG BIT: NG |  |  | N | N |  | 10M | [23 empty] | Y | N | Y
5989 | Erving Paper Mills Inc | 54228 | Erving Paper Mills | MA | Franklin | 3 | Natural Gas Fired Combustion Turbine | GT | CC | S | X | X |  |  | 5.6 | 1 | 5.5 | 6 | 2.8 | N |  |  | OP | X | 11 | 2015 |  |  | Y | Industrial CHP | 7 | T X: T; NG BLQ: NG; NG BIT: DFO |  |  | N | N |  | 12H | [23 empty] | Y | N | Y
39878 | Solutia Inc-Indian | 10417 | Indian Orchard Plant 1 | MA | Hampden | TG | Natural Gas Steam Turbine | ST |  | S | X | X |  |  | 5.7 | 0.8 | 3.2 | 4.1 | 1 | N |  |  | OP | X | 5 | 1985 |  |  | Y | Industrial CHP | 7 | T X: T; NG BLQ: NG; NG BIT: PUR; NG NG: NG |  |  | N | N |  | 12H |  |  |  |  | N | [18 empty] | N
56406 | Newark America | 57103 | Newark America Mill | MA | Worcester | 1 | Natural Gas Steam Turbine | ST |  | S | X | X |  |  | 6.3 | 0.8 | 3 | 3 | 1 | N |  |  | OS | X | 2 | 2007 |  |  | Y | Industrial CHP | 7 | T X: T; NG BLQ: NG; NG BIT: DFO; NG NG: NG |  |  | N | N | 0 | OVER | [23 empty] | Y | N | Y
12258 | Medical Area Total Egy Plt Inc | 10883 | Medical Area Total Energy Plant | MA | Suffolk | DEG1 | Petroleum Liquids | IC |  | S | X | X |  |  | 6.8 | 0.85 | 6 | 6.7 | 2 | N |  |  | SB | Y | 6 | 1985 |  |  | Y | Commercial CHP | 5 | T X: T; NG BLQ: DFO |  |  | N |  |  | 1H | [23 empty] | N | N | N
12258 | Medical Area Total Egy Plt Inc | 10883 | Medical Area Total Energy Plant | MA | Suffolk | DEG2 | Petroleum Liquids | IC |  | S | X | X |  |  | 6.8 | 0.85 | 6 | 6.7 | 2 | N |  |  | SB | Y | 7 | 1985 |  |  | Y | Commercial CHP | 5 | T X: T; NG BLQ: DFO |  |  | N |  |  | 1H | [23 empty] | N | N | N
12258 | Medical Area Total Egy Plt Inc | 10883 | Medical Area Total Energy Plant | MA | Suffolk | DEG3 | Petroleum Liquids | IC |  | S | X | X |  |  | 6.8 | 0.85 | 6 | 6.7 | 2 | N |  |  | SB | Y | 10 | 1985 |  |  | Y | Commercial CHP | 5 | T X: T; NG BLQ: DFO |  |  | N |  |  | 1H | [23 empty] | N | N | N
12258 | Medical Area Total Egy Plt Inc | 10883 | Medical Area Total Energy Plant | MA | Suffolk | DEG4 | Petroleum Liquids | IC |  | S | X | X |  |  | 6.8 | 0.85 | 6 | 6.7 | 2 | N |  |  | SB | Y | 10 | 1985 |  |  | Y | Commercial CHP | 5 | T X: T; NG BLQ: DFO |  |  | N |  |  | 1H | [23 empty] | N | N | N
12258 | Medical Area Total Egy Plt Inc | 10883 | Medical Area Total Energy Plant | MA | Suffolk | DEG5 | Petroleum Liquids | IC |  | S | X | X |  |  | 6.8 | 0.85 | 6 | 6.7 | 2 | N |  |  | SB | Y | 11 | 1985 |  |  | Y | Commercial CHP | 5 | T X: T; NG BLQ: DFO |  |  | N |  |  | 1H | [23 empty] | N | N | N
12258 | Medical Area Total Egy Plt Inc | 10883 | Medical Area Total Energy Plant | MA | Suffolk | DEG6 | Petroleum Liquids | IC |  | S | X | X |  |  | 6.8 | 0.85 | 6 | 6.7 | 2 | N |  |  | SB | Y | 2 | 1986 |  |  | Y | Commercial CHP | 5 | T X: T; NG BLQ: DFO |  |  | N |  |  | 12H |  |  |  |  | N | [18 empty] | N | N | N
7209 | The Gillette Company | 54225 | Gillette SBMC | MA | Suffolk | CTG3 | Natural Gas Fired Combustion Turbine | GT | 1 | S | X | X |  |  | 7.2 | 0.95 | 7.2 | 7.2 | 3.8 | N |  |  | OP | X | 7 | 2011 |  |  | Y | Industrial CHP | 7 | T X: T; NG BLQ: NG; NG BIT: DFO; NG NG: NG; NG RFO: DFO |  |  | N | N |  | 1H | [23 empty] | Y | Y | Y
23955 | University of Massachusetts Medical | 50087 | Univ of Massachusetts Medical Center | MA | Worcester | GEN4 | Natural Gas Fired Combustion Turbine | GT |  | S | X | X |  |  | 7.5 | 0.9 | 6 | 7.5 | 4.5 | N |  |  | OP | X | 2 | 2013 |  |  | N | Commercial CHP | 5 | T X: X; NG BLQ: NG; NG BIT: DFO |  |  | N | N |  | 1H | [23 empty] | Y | N | Y
56125 | Community Eco Springfield LLC | 50273 | Pioneer Valley Resource Recovery | MA | Hampden | DLV1 | Municipal Solid Waste | ST |  | S | X | X |  |  | 9.4 | 0.9 | 7.5 | 7.5 | 2 | N |  |  | OP | X | 5 | 1988 |  |  | N | IPP Non-CHP | 2 | X | MSW | NG | TDF |  |  |  | MSW | NG | WDS |  | N | N |  | OVER | [23 empty] | Y | N | N
12258 | Medical Area Total Egy Plt Inc | 10883 | Medical Area Total Energy Plant | MA | Suffolk | STG2 | Natural Gas Steam Turbine | ST |  | S | X | X |  |  | 11 | 0.85 | 11 | 10.3 | 1 | N |  |  | OP | X | 1 | 1980 |  |  | Y | Commercial CHP | 5 | [11 empty] | N |  |  | 12H |  |  |  |  | N | [18 empty] | N | N | N | bar: T X to NG BLQ; NG NG
12258 | Medical Area Total Egy Plt Inc | 10883 | Medical Area Total Energy Plant | MA | Suffolk | STG3 | Natural Gas Steam Turbine | ST |  | S | X | X |  |  | 11 | 0.85 | 11 | 10.3 | 1 | N |  |  | OP | X | 1 | 1980 |  |  | Y | Commercial CHP | 5 | [11 empty] | N |  |  | 12H |  |  |  |  | N | [18 empty] | N | N | N | bar: T X to NG BLQ; NG NG
12258 | Medical Area Total Egy Plt Inc | 10883 | Medical Area Total Energy Plant | MA | Suffolk | CT1 | Natural Gas Fired Combustion Turbine | GT |  | S | X | X |  |  | 12.5 | 0.85 | 12.5 | 12.5 | 6 | N |  |  | OP | X | 12 | 2003 |  |  | Y | Commercial CHP | 5 | T X: T; NG BLQ: NG; NG BIT: DFO |  |  | N |  |  | 12H | [23 empty] | Y | N | Y
12258 | Medical Area Total Egy Plt Inc | 10883 | Medical Area Total Energy Plant | MA | Suffolk | CT2 | Natural Gas Fired Combustion Turbine | GT |  | S | X | X |  |  | 12.5 | 0.85 | 12.5 | 12.5 | 6 | N |  |  | OP | X | 12 | 2003 |  |  | Y | Commercial CHP | 5 | T X: T; NG BLQ: NG; NG BIT: DFO |  |  | N |  |  | 12H | [23 empty] | Y | N | Y
12258 | Medical Area Total Egy Plt Inc | 10883 | Medical Area Total Energy Plant | MA | Suffolk | CT3 | Natural Gas Fired Combustion Turbine | GT |  | S | X | X |  |  | 13.8 | 1 | 13.5 | 14.9 | 8 | N |  |  | OP | X | 7 | 2017 |  |  | Y | Commercial CHP | 5 | T X: T; NG BLQ: NG; NG BIT: DFO | [5 empty] | 12H | [23 empty] | Y | N | Y
6035 | Exelon Power | 1586 | Exelon Framingham LLC | MA | Norfolk | GT1 | Petroleum Liquids | GT |  | S | X | X | UN.FRAMNGHM13.8FMJ1 | UN.FRAMNGHM13.8FMJ1 | 14.2 | 0.85 | 10.1 | 14.2 | 5 | N |  |  | OP | X | 3 | 1970 |  |  | N | IPP Non-CHP | 2 | T X: X; NG BLQ: DFO |  |  | N | N |  | 10M | [20 empty] | N |  |  | N
6035 | Exelon Power | 1586 | Exelon Framingham LLC | MA | Norfolk | GT2 | Petroleum Liquids | GT |  | S | X | X | UN.FRAMNGHM13.8FMJ2 | UN.FRAMNGHM13.8FMJ2 | 14.2 | 0.85 | 9.9 | 14.7 | 5 | N |  |  | OP | X | 9 | 1969 |  |  | N | IPP Non-CHP | 2 | T X: X; NG BLQ: DFO |  |  | N | N |  | 10M | [20 empty] | N |  |  | N
6035 | Exelon Power | 1586 | Exelon Framingham LLC | MA | Norfolk | GT3 | Petroleum Liquids | GT |  | S | X | X | UN.FRAMNGHM13.8FMJ3 | UN.FRAMNGHM13.8FMJ3 | 14.2 | 0.85 | 11.3 | 15.3 | 5 | N |  |  | OP | X | 9 | 1969 |  |  | N | IPP Non-CHP | 2 | T X: X; NG BLQ: DFO |  |  | N | N | 0 | 10M | [20 empty] | N |  |  | N
49965 | Constellation Mystic Power LLC | 1588 | Mystic Generating Station | MA | Middlesex | GT1 | Petroleum Liquids | GT |  | S | X | X | UN MYSTIC 24 OMYSJ | UN MYSTIC 24 OMYSJ | 14.2 | 0.85 | 9.1 | 13.2 | 5 | N |  |  | OP | X | 6 | 1969 | 6 | 2022 | N | IPP Non-CHP | 2 | T X: X; NG BLQ: DFO; NG NG: DFO |  |  | N | N |  | 1H | [23 empty] | N | N | N
13206 | Nantucket Electric Co | 1615 | Nantucket Hybrid | MA | Nantucket | 18 | Petroleum Liquids | GT |  | W | X | X |  |  | 15.4 | 0.8 | 13.5 | 15.4 | 7.3 | N |  |  | OP | X | 8 | 2019 |  |  | N | Electric Utility | 1 | T X: X; NG BLQ: DFO |  |  | N | N |  | 10M | [23 empty] | N
56401 | NAEA Energy Massachusetts LLC | 1642 | Essential Power Massachusetts LLC | MA | Hampden | WS10 | Petroleum Liquids | GT |  | S | X | X |  |  | 17 | 0.85 | 17.1 | 21.9 | 15 | N |  |  | OP | X | 1 | 1968 |  |  | N | IPP Non-CHP | 2 | T X: X; NG BLQ: KER |  |  | N | N |  | 10M | [23 empty] | N | N
11427 | Massachusetts Wtr Rauth-Deer I | 10823 | Deer Island Treatment Plant | MA | Suffolk | S101 | Other Waste Biomass | ST |  | S | X | X |  |  | 17.5 | 0.9 | 9 | 17.5 | 1 | N |  |  | OP | X | 7 | 1998 |  |  | Y | Commercial CHP | 5 | T X: T; NG BLQ: OBG; NG BIT: DFO; NG NG: DFO | [5 empty] | 12H | [23 empty] | Y | Y | N
64003 | Stored Solar Services, LLC | 54620 | Stored Solar Fitchburg, LLC | MA | Worcester | NO-1 | Wood/Wood Waste Biomass | ST |  | W | X | X |  |  | 18 | 1 | 14.9 | 15.1 | 8 | N |  |  | OP | X | 8 | 1992 |  |  | N | IPP Non-CHP | 2 | T X: X; NG BLQ: WDS; NG BIT: NG; NG NG: NG |  |  | N | N |  | 12H | [23 empty] | Y | Y | N
56401 | NAEA Energy Massachusetts LLC | 1643 | Woodland Road | MA | Berkshire | WOOD | Petroleum Liquids | GT |  | S | X | X |  |  | 20.4 | 0.85 | 19.5 | 21 | 15 | N |  |  | OP | X | 1 | 1969 |  |  | N | IPP Non-CHP | 2 | T X: X; NG BLQ: KER |  |  | N |  |  | 10M | [23 empty] | N | N | N
56401 | NAEA Energy Massachusetts LLC | 1631 | Doreen | MA | Berkshire | DORE | Petroleum Liquids | GT |  | S | X | X |  |  | 21.1 | 0.85 | 16.9 | 20.7 | 15 | N |  |  | OP | X | 7 | 1969 |  |  | N | IPP Non-CHP | 2 | T X: X; NG BLQ: KER |  |  | N | N |  | 10M | [23 empty] | N | N | N
11820 | Massachusetts Inst of Tech | 54907 | Mass Inst Tech Cntrl Utilities/Cogen Plt | MA | Middlesex | CTG1 | Natural Gas Fired Combustion Turbine | GT |  | S | X | X |  |  | 21.2 | 0.9 | 19 | 23 | 14 | N |  |  | OP | X | 6 | 1995 | 4 | 2021 | Y | Commercial CHP | 5 | T X: T; NG BLQ: NG; NG BIT: DFO; NG NG: NG |  |  | N | N |  | 1H | [20 empty] | N |  |  | Y | N | Y
59528 | Kendall Green Energy, LLC | 1595 | Kendall Square Station | MA | Middlesex | JET1 | Petroleum Liquids | GT |  | S | X | X | 452 | 452 | 21.3 | 0.85 | 18 | 23 | 14 | N |  |  | OP | X | 9 | 1970 |  |  | N | IPP CHP | 3 | T X: X; NG BLQ: DFO |  |  | N | N |  | 10M | [23 empty] | N
14605 | City of Peabody - (MA) | 1678 | Waters River | MA | Essex | 1 | Natural Gas Fired Combustion Turbine | GT |  | S | X | X | UN.WATER_RV23 W_J1 | UN.WATER_RV23 W_J1 | 21.3 | 0.85 | 16 | 22 | 15 | N |  |  | OP | X | 12 | 1971 |  |  | N | Electric Utility | 1 | T X: X; NG BLQ: NG; NG BIT: DFO |  |  | N | N |  | 1H | [23 empty] | Y | N | Y
18488 | City of Taunton | 1682 | Cleary Flood Hybrid | MA | Bristol | 9A | Natural Gas Fired Combined Cycle | CT | CC1 | J | X | N | Taunton Node | un.Cleary 115 CLE9C | 23 | 0.9 | 18 | 21.4 | 3 | N |  |  | OP | X | 10 | 1976 |  |  | N | Electric Utility | 1 | T X: X; NG BLQ: NG; NG BIT: DFO |  |  | N | N |  | 10M | [23 empty] | Y | Y | Y
56516 | Morris Energy Operations Company, LLC | 52026 | Dartmouth Power Associates LP | MA | Bristol | GEN3 | Natural Gas Fired Combustion Turbine | GT |  | W | X | X | 15940 | 15940 | 23.3 | 0.85 | 19.6 | 21.8 | 19 | N |  |  | OP | X | 9 | 2009 |  |  | N | IPP Non-CHP | 2 | T X: X; NG BLQ: NG; NG BIT: DFO |  |  | N | N |  | 1H | [23 empty] | Y | N | Y
58845 | Pine Tree Landfill | 58993 | Pine Tree Landfill Gas to Energy | ME | Penobscot | 3202 | Landfill Gas | IC |  | S | X | X |  |  | 1.1 | 0.8 | 0.9 | 0.9 | 0.5 | N |  |  | OP | X | 1 | 2008 | 1 | 2021 | N | IPP Non-CHP | 2 | T X: X; NG BLQ: LFG |  |  | N | N |  | 12H | [23 empty] | N | N | N
58845 | Pine Tree Landfill | 58993 | Pine Tree Landfill Gas to Energy | ME | Penobscot | 3203 | Landfill Gas | IC |  | S | X | X |  |  | 1.1 | 0.8 | 0.9 | 0.9 | 0.5 | N |  |  | OP | X | 1 | 2008 | 1 | 2021 | N | IPP Non-CHP | 2 | T X: X; NG BLQ: LFG |  |  | N | N |  | 12H | [23 empty] | N | N | N
16191 | Robbins Lumber Inc | 50230 | Robbins Lumber | ME | Waldo | WEST | Wood/Wood Waste Biomass | ST |  | S | X | X |  |  | 1.2 | 0.8 | 1.1 | 1.1 | 0.4 | N |  |  | OS | X | 1 | 1981 |  |  | Y | Industrial CHP | 7 | T X: T; NG BLQ: WDS; NG NG: WDS |  |  | N | N |  | OVER | [23 empty] | N | N | N
54842 | WM Renewable Energy LLC | 57016 | Waste Management Crossroads LFGTE | ME | Somerset | GEN1 | Landfill Gas | IC |  | S | X | X | LD.MADISON 115 (4136) | LD.MADISON 115 (4136) | 1.6 | 0.98 | 1.6 | 1.6 | 0.8 | N |  |  | OP | X | 3 | 2009 |  |  | N | IPP Non-CHP | 2 | T X: X; NG BLQ: LFG |  |  | N |  |  | 1H | [23 empty] | N | N | N
54842 | WM Renewable Energy LLC | 57016 | Waste Management Crossroads LFGTE | ME | Somerset | GEN2 | Landfill Gas | IC |  | S | X | X | LD.MADISON 115 (4136) | LD.MADISON 115 (4136) | 1.6 | 0.98 | 1.6 | 1.6 | 0.8 | N |  |  | OP | X | 3 | 2009 |  |  | N | IPP Non-CHP | 2 | T X: X; NG BLQ: LFG |  |  | N |  |  | 1H | [23 empty] | N | N | N
16191 | Robbins Lumber Inc | 50230 | Robbins Lumber | ME | Waldo | CAT | Petroleum Liquids | IC |  | S | X | X |  |  | 2 | 0.8 | 1.8 | 1.8 | 0.5 | N |  |  | OP | X | 1 | 1987 |  |  | N | Industrial CHP | 7 | T X: X; NG BLQ: DFO |  |  | N | N |  | 10M | [23 empty] | N | N
58122 | Eastern Maine Medical Center | 58153 | Eastern Maine Medical Center | ME | Penobscot | COGE | Natural Gas Fired Combustion Turbine | GT |  | S | X | X |  |  | 3.8 | 0.8 | 3.8 | 5 | 0.2 | N |  |  | OP | X | 10 | 2006 |  |  | Y | Commercial CHP | 5 | T X: T; NG BLQ: NG; NG BIT: DFO; NG NG: NG; NG RFO: DFO |  |  | N | N |  | 12H | [20 empty] | N |  |  | Y | N | Y
22219 | Maine Waste to Energy | 50035 | MMWAC Resource Recovery Facility | ME | Androscoggin | ST1 | Municipal Solid Waste | ST |  | S | X | X | 4171 | 4171 | 5 | 0.8 | 2.7 | 2.7 | 1.9 | N |  |  | OP | X | 6 | 1992 |  |  | N | Commercial Non-CHP | 4 | T X: X; NG BLQ: MSW; NG NG: NG |  |  | N | N |  | OVER | [23 empty] | N | N | N
60242 | Athens Energy, LLC | 60457 | Athens Energy | ME | Somerset | 1 | Wood/Wood Waste Biomass | OT |  | S | X | X |  |  | 8.5 | 0.85 | 7.1 | 7.1 | 7.1 | N |  |  | OP | X | 10 | 2016 |  |  | N | IPP Non-CHP | 2 | T X: X; NG BLQ: WDS |  |  | N | N |  | 12H |  |  |  | N | [16 empty] | N |  |  | N
16191 | Robbins Lumber Inc | 64408 | Georges River Energy | ME | Waldo | WEG | Wood/Wood Waste Biomass | ST |  | S | X | X |  |  | 10 | 0.85 | 8.5 | 8.5 | 1.5 | N |  |  | OP | X | 1 | 2020 |  |  | Y | IPP CHP | 3 | T X: T; NG BLQ: WDS; NG NG: WDS |  |  | N | N |  | OVER | [5 empty] | N | [17 empty] | N | N | N
61813 | ND Paper, Inc. | 10491 | Mead Rumford Cogen | ME | Oxford | 3STG | Natural Gas Steam Turbine | ST |  | S | X | X | NPCC/ISONewEngland/Catalyst345 | NPCC/ISONewEngland/Catalyst345 | 12.5 | 0.85 | 12.5 | 12.5 | 12.5 | N |  |  | SB | N | 10 | 1954 |  |  | Y | Industrial CHP | 7 | T X: T; NG BLQ: NG; NG BIT: RFO; NG NG: RFO |  |  | N | N |  | 12H |  |  |  |  | N | [18 empty] | Y | Y | Y
61813 | ND Paper, Inc. | 10700 | Red Shield Envir Old Town Facility | ME | Penobscot | TG4 | Wood/Wood Waste Biomass | ST |  | S | X | X |  |  | 12.5 | 0.85 | 7.5 | 12.5 | 2 | N |  |  | OP | X | 7 | 1965 |  |  | Y | Industrial CHP | 7 | T X: T; NG BLQ: BLQ; NG BIT: NG; NG WDS: RFO; NG NG: BLQ |  |  | N | N |  | 12H | [23 empty] | Y | Y | Y
15824 | Ecomaine | 50225 | Regional Waste Systems | ME | Cumberland | TG1 | Municipal Solid Waste | ST |  | S | X | X | 4001:Z.Maine | 4001:Z.Maine | 13.3 | 0.99 | 11.5 | 11.5 | 3 | N |  |  | OP | X | 6 | 1988 |  |  | N | IPP Non-CHP | 2 | T X: X; NG BLQ: MSW; NG BIT: NG; NG NG: NG |  |  | N |  |  | 12H | [23 empty] | N
16721 | S D Warren Co.- Westbrook | 50447 | S D Warren Westbrook | ME | Cumberland | GN10 | Wood/Wood Waste Biomass | ST |  | S | X | X | 591_:_UN_PRID_CRN115_SWBK | 591_:_UN_PRID_CRN115_SWBK | 15 | 0.85 | 15.8 | 15.8 | 5 | N |  |  | OP | X | 10 | 1985 |  |  | Y | Industrial CHP | 7 | B | WDS | BIT | RFO | DFO |  |  | RFO | WDS |  |  | N | N |  | OVER |  | Y |  |  | Y | N | [17 empty] | Y | Y | N
61813 | ND Paper, Inc. | 10700 | Red Shield Envir Old Town Facility | ME | Penobscot | TG6 | Wood/Wood Waste Biomass | ST |  | S | X | X |  |  | 16 | 0.85 | 14 | 14 | 2 | N |  |  | OS | X | 12 | 1987 |  |  | Y | Industrial CHP | 7 | T X: T; NG BLQ: WDS; NG NG: WDS |  |  | N | N |  | 12H | [23 empty] | N | N | N
14876 | FPL Energy Cape LLC | 1484 | Cape Gas Turbine | ME | Cumberland | GT4 | Petroleum Liquids | GT |  | S | X | X |  |  | 17.5 | 0.85 | 16 | 20 | 2 | N |  |  | OP | X | 1 | 1970 |  |  | N | IPP Non-CHP | 2 | T X: X; NG BLQ: DFO |  |  | N | N |  | 10M | [23 empty] | N | N | N
14876 | FPL Energy Cape LLC | 1484 | Cape Gas Turbine | ME | Cumberland | GT5 | Petroleum Liquids | GT |  | S | X | X |  |  | 17.5 | 0.85 | 16 | 20 | 2 | N |  |  | OP | X | 1 | 1970 |  |  | N | IPP Non-CHP | 2 | T X: X; NG BLQ: DFO |  |  | N | N |  | 10M | [23 empty] | N | N | N
5232 | Woodland Pulp LLC | 10613 | Woodland Pulp, LLC | ME | Washington | TG10 | Wood/Wood Waste Biomass | ST |  | S | X | X |  |  | 23 | 0.8 | 26 | 26 | 7 | N |  |  | OP | X | 3 | 1966 |  |  | Y | Industrial CHP | 7 | B | BLQ | NG | WDS | RFO |  |  | RFO |  |  |  | N |  |  | 12H | [23 empty] | Y | Y | N
4566 | Crotched Mt Rehab Ctr Inc | 54515 | Crotched Mountain Rehabilitation Center | NH | Hillsborough | GEN1 | Petroleum Liquids | IC |  | S | X | X |  |  | 0.7 | 1 | 0.7 | 0.7 | 0.7 | N |  |  | SB | N | 2 | 1990 |  |  | Y | Commercial CHP | 5 | T X: T; NG BLQ: DFO |  |  | N | N |  | 10M | [23 empty] | N | N | N
4566 | Crotched Mt Rehab Ctr Inc | 54515 | Crotched Mountain Rehabilitation Center | NH | Hillsborough | GEN2 | Petroleum Liquids | IC |  | S | X | X |  |  | 0.7 | 1 | 0.7 | 0.7 | 0.7 | N |  |  | SB | N | 2 | 1990 |  |  | Y | Commercial CHP | 5 | T X: T; NG BLQ: DFO |  |  | N | N |  | 10M | [23 empty] | N | N | N
4566 | Crotched Mt Rehab Ctr Inc | 54515 | Crotched Mountain Rehabilitation Center | NH | Hillsborough | GEN3 | Petroleum Liquids | IC |  | S | X | X |  |  | 0.7 | 1 | 0.7 | 0.7 | 0.7 | N |  |  | SB | N | 2 | 1990 |  |  | Y | Commercial CHP | 5 | T X: T; NG BLQ: DFO |  |  | N | N |  | 10M | [23 empty] | N | N | N
54842 | WM Renewable Energy LLC | 54663 | Turnkey Landfill Gas Recovery | NH | Strafford | GEN1 | Landfill Gas | IC |  | S | X | X | SESD # 496 | SESD # 496 | 0.8 | 0.98 | 0.8 | 0.8 | 0.5 | N |  |  | OP | X | 2 | 1992 |  |  | N | IPP Non-CHP | 2 | T X: X; NG BLQ: LFG |  |  | N |  |  | 1H | [23 empty] | N | N | N
54842 | WM Renewable Energy LLC | 54663 | Turnkey Landfill Gas Recovery | NH | Strafford | GEN2 | Landfill Gas | IC |  | S | X | X | SESD # 496 | SESD # 496 | 0.8 | 0.98 | 0.8 | 0.8 | 0.5 | N |  |  | OP | X | 2 | 1992 |  |  | N | IPP Non-CHP | 2 | T X: X; NG BLQ: LFG |  |  | N |  |  | 1H | [23 empty] | N | N | N
54842 | WM Renewable Energy LLC | 54663 | Turnkey Landfill Gas Recovery | NH | Strafford | GEN3 | Landfill Gas | IC |  | S | X | X | SESD # 496 | SESD # 496 | 0.8 | 0.98 | 0.8 | 0.8 | 0.5 | N |  |  | OP | X | 2 | 1992 |  |  | N | IPP Non-CHP | 2 | T X: X; NG BLQ: LFG |  |  | N |  |  | 1H | [23 empty] | N | N | N
54842 | WM Renewable Energy LLC | 54663 | Turnkey Landfill Gas Recovery | NH | Strafford | GEN4 | Landfill Gas | IC |  | S | X | X | SESD # 496 | SESD # 496 | 0.8 | 0.98 | 0.8 | 0.8 | 0.5 | N |  |  | OP | X | 9 | 1993 |  |  | N | IPP Non-CHP | 2 | T X: X; NG BLQ: LFG |  |  | N |  |  | 1H | [23 empty] | N | N | N
57249 | EPP Renewable Energy | 55006 | Nashua Plant | NH | Hillsborough | UNT2 | Landfill Gas | IC |  | S | X | X |  |  | 0.8 | 0.98 | 0.7 | 0.7 | 0.6 | N |  |  | OP | X | 4 | 1996 |  |  | N | IPP Non-CHP | 2 | T X: X; NG BLQ: LFG |  |  | N |  |  | 1H | [23 empty] | N
59190 | Plymouth State University | 54803 | Plymouth State College Cogeneration | NH | Grafton | A | Petroleum Liquids | IC |  | S | X | X |  |  | 1.2 | 0.8 | 1.2 | 1.2 | 0.4 | N |  |  | SB | Y | 4 | 1994 |  |  | Y | Commercial CHP | 5 | T X: T; NG BLQ: DFO |  |  | N | N |  | 1H | [23 empty] | N | N
59190 | Plymouth State University | 54803 | Plymouth State College Cogeneration | NH | Grafton | B | Petroleum Liquids | IC |  | S | X | X |  |  | 1.6 | 0.8 | 1.6 | 1.6 | 0.4 | N |  |  | SB | Y | 8 | 2000 |  |  | N | Commercial CHP | 5 | T X: X; NG BLQ: DFO |  |  | N |  |  | 1H | [23 empty] | N | N | N
57249 | EPP Renewable Energy | 55006 | Nashua Plant | NH | Hillsborough | UNT3 | Landfill Gas | IC |  | S | X | X |  |  | 1.6 | 0.8 | 1.5 | 1.5 | 0.8 | N |  |  | OP | X | 3 | 2016 |  |  | N | IPP Non-CHP | 2 | T X: X; NG BLQ: LFG |  |  | N |  |  | 1H | [23 empty] | N | N
4823 | Dartmouth College | 54409 | Dartmouth College Heating Plant | NH | Grafton | GEN1 | Petroleum Liquids | ST |  | S | X | X |  |  | 2 | 0.8 | 2 | 2 | 0.2 | N |  |  | OP | X | 1 | 1970 |  |  | Y | Commercial CHP | 5 | T X: T; NG BLQ: RFO; NG NG: RFO; NG RFO: PG |  |  | N | N |  | 1H | [23 empty] | N | N | N
4823 | Dartmouth College | 54409 | Dartmouth College Heating Plant | NH | Grafton | GEN2 | Petroleum Liquids | ST |  | S | X | X |  |  | 2 | 0.8 | 2 | 2 | 0.2 | N |  |  | OP | X | 1 | 1970 |  |  | Y | Commercial CHP | 5 | T X: T; NG BLQ: RFO; NG NG: RFO; NG RFO: PG |  |  | N | N |  | 1H | [23 empty] | N | N | N
4823 | Dartmouth College | 54409 | Dartmouth College Heating Plant | NH | Grafton | GEN3 | Petroleum Liquids | ST |  | S | X | X |  |  | 3 | 0.8 | 3 | 3 | 0.2 | N |  |  | OP | X | 1 | 1992 |  |  | Y | Commercial CHP | 5 | T X: T; NG BLQ: RFO; NG NG: RFO; NG RFO: PG |  |  | N | N |  | 1H | [23 empty] | N | N | N
54842 | WM Renewable Energy LLC | 54663 | Turnkey Landfill Gas Recovery | NH | Strafford | GEN5 | Landfill Gas | GT |  | S | X | X | SESD # 496 | SESD # 496 | 3 | 0.98 | 2.9 | 3.3 | 1 | N |  |  | OP | X | 12 | 1997 |  |  | N | IPP Non-CHP | 2 | T X: X; NG BLQ: LFG |  |  | N |  |  | 1H | [23 empty] | N | N | N
54842 | WM Renewable Energy LLC | 54663 | Turnkey Landfill Gas Recovery | NH | Strafford | GEN6 | Landfill Gas | GT |  | S | X | X | SESD # 496 | SESD # 496 | 3 | 0.98 | 2.9 | 3.3 | 1 | N |  |  | OP | X | 12 | 1997 |  |  | N | IPP Non-CHP | 2 | T X: X; NG BLQ: LFG |  |  | N |  |  | 1H | [23 empty] | N | N | N
6636 | Foss Manufacturing Company LLC | 10108 | Hampton Facility | NH | Rockingham | GEN8 | Natural Gas Fired Combustion Turbine | GT |  | S | X | X |  |  | 5 | 0.8 | 3.8 | 5 | 1.2 | N |  |  | OP | X | 1 | 2000 |  |  | Y | Industrial CHP | 7 | [11 empty] | N | N |  | 1H | [23 empty] | N | N | bar: T X to NG BLQ
58099 | Emcor Energy Services | 58180 | UNH 7.9 MW Plant | NH | Strafford | 1 | Landfill Gas | GT |  | S | X | X |  |  | 7.9 | 0.97 | 7.9 | 7.9 | 3 | N |  |  | OP | X | 9 | 2006 |  |  | Y | Commercial CHP | 5 | T X: T; NG BLQ: LFG; NG BIT: NG; NG WDS: DFO |  |  | N |  |  | 1H | [23 empty] | Y | N | Y
20541 | Wheelabrator Environmental Systems | 50873 | Wheelabrator Concord Facility | NH | Merrimack | GEN1 | Municipal Solid Waste | ST |  | S | X | X |  |  | 14 | 0.85 | 12 | 12 | 4 | N |  |  | OP | X | 4 | 1989 |  |  | N | IPP Non-CHP | 2 | T X: X; NG BLQ: MSW; NG NG: WO |  |  | N | N |  | 12H | [23 empty] | N | N | N
58550 | Indeck Energy-Alexandria, LLC | 58595 | Indeck Energy-Alexandria | NH | Grafton | GEN1 | Wood/Wood Waste Biomass | ST |  | S | X | X | ISONE: NH: 14211 | ISONE: NH: 14211 | 16 | 0.85 | 15.2 | 15.2 | 11.2 | N |  |  | OP | X | 11 | 2008 |  |  | N | IPP Non-CHP | 2 | T X: X; NG BLQ: WDS; NG NG: WDS |  |  | N | N |  | OVER | [23 empty] | N | N | N
64003 | Stored Solar Services, LLC | 50208 | Stored Solar Bethlehem LLC | NH | GRAFTON | GEN1 | Wood/Wood Waste Biomass | ST |  | W | X | X |  |  | 17.5 | 1 | 15 | 15 | 11.4 | N |  |  | OP | X | 12 | 1986 |  |  | N | IPP Non-CHP | 2 | T X: X; NG BLQ: WDS; NG NG: WDS |  |  | N | N |  | OVER |  |  | N |  | N | [18 empty] | N | N | N
62032 | Granite Shore Power | 2362 | Lost Nation | NH | Coos | GT1 | Petroleum Liquids | GT |  | S | X | X | 4002 Z_NewHampshire |  | 18 | 0.85 | 14 | 18.1 | 4 | N |  |  | OP | X | 9 | 1969 |  |  | N | Electric Utility | 1 | T X: X; NG BLQ: DFO | [5 empty] | 10M | [23 empty] | N
62032 | Granite Shore Power | 2364 | Merrimack | NH | Merrimack | GT1 | Petroleum Liquids | GT |  | S | X | X |  |  | 18.6 | 0.85 | 16.8 | 21.7 | 4 | N |  |  | OP | X | 8 | 1968 |  |  | N | Electric Utility | 1 | [14 empty] | 10M |  |  |  | N | [19 empty] | N | bar: T X to NG BLQ
62032 | Granite Shore Power | 2364 | Merrimack | NH | Merrimack | GT2 | Petroleum Liquids | GT |  | S | X | X |  |  | 18.6 | 0.85 | 16.8 | 21.3 | 4 | N |  |  | OP | X | 8 | 1969 |  |  | N | Electric Utility | 1 | [14 empty] | 10M | [23 empty] | N | bar: T X to NG BLQ
62032 | Granite Shore Power | 2369 | White Lake | NH | Carroll | GT1 | Petroleum Liquids | GT |  | S | X | X | 4002 Z_NewHampshire |  | 18.6 | 0.95 | 17.5 | 22.4 | 4 | N |  |  | OP | X | 7 | 1968 |  |  | N | Electric Utility | 1 | [14 empty] | 10M | [23 empty] | N | bar: T X to NG BLQ
64003 | Stored Solar Services, LLC | 10839 | Stored Solar Whitefield, LLC | NH | Coos | GEN1 | Wood/Wood Waste Biomass | ST |  | W | X | X |  |  | 19.9 | 1 | 17 | 17.5 | 10 | N |  |  | OP | X | 3 | 1988 |  |  | N | IPP Non-CHP | 2 | T X: X; NG BLQ: WDS; NG NG: WDS |  |  | N |  |  | OVER | [23 empty] | N
2226 | Bridgewater Power Co LP | 10290 | Bridgewater Power LP | NH | Grafton | GEN1 | Wood/Wood Waste Biomass | ST |  | J | X | X |  |  | 20 | 0.9 | 16 | 16.5 | 2 | N |  |  | OP | X | 8 | 1987 |  |  | N | IPP Non-CHP | 2 | T X: X; NG BLQ: WDS; NG BIT: DFO; NG NG: DFO |  |  | N | N |  | 12H | N | N | N | [20 empty] | Y | N | N
64003 | Stored Solar Services, LLC | 10838 | Stored Solar Springfield, LLC | NH | Sullivan | GEN1 | Wood/Wood Waste Biomass | ST |  | W | X | X | 436 | 436 | 20 | 0.8 | 16.1 | 16.3 | 14 | N |  |  | OP | X | 12 | 1987 |  |  | N | IPP Non-CHP | 2 | T X: X; NG BLQ: WDS; NG NG: WDS |  |  | N | N |  | 12H |  |  | N |  | N | [18 empty] | N
62032 | Granite Shore Power | 2367 | Schiller | NH | Rockingham | GT1 | Petroleum Liquids | GT |  | S | X | X |  |  | 21.2 | 0.85 | 17 | 18 | 5 | N |  |  | OP | X | 11 | 1970 |  |  | N | Electric Utility | 1 | T X: X; NG BLQ: JF; NG BIT: NG | [5 empty] | 10M | [23 empty] | N | N | N
1857 | Block Island Utility District | 6567 | Block Island | RI | Washington | 23 | Petroleum Liquids | IC |  | S | X | X |  |  | 1.2 | 0.8 | 1.2 | 1.2 | 1.2 | N |  |  | SB | Y | 7 | 2001 |  |  | N | Electric Utility | 1 | T X: X; NG BLQ: DFO |  |  | N | N |  | 10M | [23 empty] | N | N
1857 | Block Island Utility District | 6567 | Block Island | RI | Washington | 24 | Petroleum Liquids | IC |  | S | X | X |  |  | 1.6 | 0.8 | 1.6 | 1.6 | 1.6 | N |  |  | SB | Y | 4 | 2002 |  |  | N | Electric Utility | 1 | T X: X; NG BLQ: DFO |  |  | N | N |  | 10M | [23 empty] | N | N
56889 | Rhode Island LFG Genco | 50365 | Ridgewood Providence Power | RI | Providence | PH21 | Landfill Gas | IC |  | S | X | X | 10959 | 10959 | 1.6 | 0.8 | 1.5 | 1.5 | 1.5 | N |  |  | OS | X | 8 | 2005 |  |  | N | IPP Non-CHP | 2 | T X: X; NG BLQ: LFG |  |  | N |  |  | 1H | [23 empty] | N | N
56889 | Rhode Island LFG Genco | 50365 | Ridgewood Providence Power | RI | Providence | PH22 | Landfill Gas | IC |  | S | X | X | 10959 | 10959 | 1.6 | 0.8 | 1.5 | 1.5 | 1.5 | N |  |  | OS | X | 8 | 2005 |  |  | N | IPP Non-CHP | 2 | T X: X; NG BLQ: LFG |  |  | N |  |  | 1H | [23 empty] | N | N
56889 | Rhode Island LFG Genco | 50365 | Ridgewood Providence Power | RI | Providence | PH23 | Landfill Gas | IC |  | S | X | X | 10959 | 10959 | 1.6 | 0.8 | 1.5 | 1.5 | 1.5 | N |  |  | OS | X | 8 | 2005 |  |  | N | IPP Non-CHP | 2 | T X: X; NG BLQ: LFG |  |  | N |  |  | 1H | [23 empty] | N | N
56889 | Rhode Island LFG Genco | 50365 | Ridgewood Providence Power | RI | Providence | PH24 | Landfill Gas | IC |  | S | X | X | 10959 | 10959 | 1.6 | 0.8 | 1.5 | 1.5 | 1.5 | N |  |  | OS | X | 8 | 2005 |  |  | N | IPP Non-CHP | 2 | T X: X; NG BLQ: LFG |  |  | N |  |  | 1H | [23 empty] | N
16001 | Rhode Island Hospital | 52024 | Rhode Island Hospital | RI | Providence | GEN2 | Natural Gas Steam Turbine | ST |  | S | X | X |  |  | 1.7 | 0.8 | 1.7 | 1.7 | 0.3 | N |  |  | OP | X | 10 | 1974 |  |  | Y | Commercial CHP | 5 | T X: T; NG BLQ: NG; NG BIT: RFO; NG NG: NG |  |  | N | N |  | 1H | [23 empty] | Y | N | Y
16001 | Rhode Island Hospital | 52024 | Rhode Island Hospital | RI | Providence | GEN4 | Natural Gas Steam Turbine | ST |  | S | X | X |  |  | 1.7 | 0.8 | 1.7 | 1.7 | 0.3 | N |  |  | OP | X | 10 | 1974 |  |  | Y | Commercial CHP | 5 | T X: T; NG BLQ: NG; NG BIT: RFO; NG NG: NG |  |  | N | N |  | 1H | [23 empty] | Y | N | Y
1857 | Block Island Utility District | 6567 | Block Island | RI | Washington | 25 | Petroleum Liquids | IC |  | S | X | X |  |  | 1.8 | 0.8 | 1.8 | 1.8 | 1.8 | N |  |  | SB | Y | 3 | 2006 |  |  | N | Electric Utility | 1 | T X: X; NG BLQ: DFO |  |  | N | N |  | 10M | [23 empty] | N
18000 | State of Rhode Island | 50621 | Central Power Plant | RI | Providence | GEN4 | Natural Gas Steam Turbine | ST |  | S | X | X |  |  | 2 | 0.8 | 0.5 | 2 | 0.5 | N |  |  | SB | Y | 8 | 1958 |  |  | Y | Commercial CHP | 5 | T X: B; NG BLQ: NG; NG BIT: DFO; NG NG: DFO |  |  | N |  |  | 12H | [23 empty] | Y | N | Y
18000 | State of Rhode Island | 50621 | Central Power Plant | RI | Providence | GEN7 | Natural Gas Internal Combustion Engine | IC |  | S | X | X |  |  | 2 | 0.8 | 2 | 2 | 1.2 | N |  |  | OP | X | 4 | 2015 |  |  | N | Commercial CHP | 5 | [14 empty] | 1H | [23 empty] | N |  | N | bar: T X to NG BLQ
1857 | Block Island Utility District | 6567 | Block Island | RI | Washington | 27 | Petroleum Liquids | IC |  | S | X | X |  |  | 2.5 | 0.8 | 2.5 | 2.5 | 0.3 | N |  |  | SB | Y | 6 | 2018 |  |  | N | Electric Utility | 1 | T X: X; NG BLQ: DFO |  |  | N | N |  | 10M | [23 empty] | N | N
61249 | Entropy Investment Management, LLC | 60831 | Orbit Energy RI | RI | Providence | 1 | Other Waste Biomass | IC |  | S | X | X |  |  | 3.2 | 0.8 | 3.2 | 3.2 | 1.2 | N |  |  | OP | X | 7 | 2017 |  |  | N | IPP Non-CHP | 2 | T X: X; NG BLQ: OBG |  |  |  | N | 0 | 12H | [23 empty] | N
18000 | State of Rhode Island | 50621 | Central Power Plant | RI | Providence | GEN5 | Natural Gas Fired Combustion Turbine | GT |  | S | X | X |  |  | 3.5 | 0.8 | 2.8 | 3.8 | 0.8 | N |  |  | OP | X | 1 | 2004 |  |  | Y | Commercial CHP | 5 | T X: T; NG BLQ: NG; NG BIT: DFO |  |  | N | N |  | 1H | [23 empty] | Y | N | Y
18000 | State of Rhode Island | 50621 | Central Power Plant | RI | Providence | GEN6 | Natural Gas Fired Combustion Turbine | GT |  | S | X | X |  |  | 3.5 | 0.8 | 2.8 | 3.8 | 0.8 | N |  |  | OP | X | 1 | 2004 |  |  | Y | Commercial CHP | 5 | T X: T; NG BLQ: NG; NG BIT: DFO |  |  | N | N |  | 1H | [23 empty] | Y | N | Y
16001 | Rhode Island Hospital | 52024 | Rhode Island Hospital | RI | Providence | NEW1 | Natural Gas Steam Turbine | ST |  | S | X | X |  |  | 3.5 | 0.8 | 3.5 | 3.5 | 0.3 | N |  |  | OP | X | 12 | 1993 |  |  | Y | Commercial CHP | 5 | T X: T; NG BLQ: NG; NG BIT: RFO; NG NG: NG |  |  | N | N |  | 12H | [23 empty] | Y | N | Y
16001 | Rhode Island Hospital | 52024 | Rhode Island Hospital | RI | Providence | NEW3 | Natural Gas Steam Turbine | ST |  | S | X | X |  |  | 3.5 | 0.8 | 3.5 | 3.5 | 0.3 | N |  |  | OP | X | 9 | 1993 |  |  | Y | Commercial CHP | 5 | T X: T; NG BLQ: NG; NG BIT: RFO; NG NG: NG |  |  | N | N |  | 12H | [23 empty] | Y | N | Y
61478 | Toray Plastics America | 61857 | Toray Plastic America's CHP Plant | RI | Washington | KG12 | Natural Gas Internal Combustion Engine | IC | KG12 | S | X | X |  |  | 5 | 0.8 | 5 | 5 | 1.8 | N |  |  | OP | X | 8 | 2014 |  |  | Y | Industrial CHP | 7 | [11 empty] | N | N |  | 12H | [20 empty] | N |  |  | N | N | N | bar: T X to NG BLQ
56889 | Rhode Island LFG Genco | 59254 | Johnston LFG Turbine Plant | RI | Providence | GENT1 | Landfill Gas | CT | CC1 | S | X | N | 40054 | 40054 | 6.3 | 0.8 | 5.5 | 6.3 | 4.2 | N |  |  | OP | X | 5 | 2013 |  |  | N | IPP Non-CHP | 2 | T X: X; NG BLQ: LFG; NG NG: LFG |  |  | N | N |  | 12H | [23 empty] | N | N
56889 | Rhode Island LFG Genco | 59254 | Johnston LFG Turbine Plant | RI | Providence | GENT2 | Landfill Gas | CT | CC1 | S | X | N | 40054 | 40054 | 6.3 | 0.8 | 5.5 | 6.3 | 4.2 | N |  |  | OP | X | 5 | 2013 |  |  | N | IPP Non-CHP | 2 | T X: X; NG BLQ: LFG; NG NG: LFG |  |  | N | N |  | 12H | [23 empty] | N | N
56889 | Rhode Island LFG Genco | 59254 | Johnston LFG Turbine Plant | RI | Providence | GENT3 | Landfill Gas | CT | CC1 | S | X | N | 40054 | 40054 | 6.3 | 0.8 | 5.5 | 6.3 | 4.2 | N |  |  | OP | X | 5 | 2013 |  |  | N | IPP Non-CHP | 2 | T X: X; NG BLQ: LFG; NG NG: LFG |  |  | N | N |  | 12H | [23 empty] | N | N | N
56889 | Rhode Island LFG Genco | 59254 | Johnston LFG Turbine Plant | RI | Providence | GENT4 | Landfill Gas | CT | CC1 | S | X | N | 40054 | 40054 | 6.3 | 0.8 | 5.5 | 6.3 | 4.2 | N |  |  | OP | X | 5 | 2013 |  |  | N | IPP Non-CHP | 2 | T X: X; NG BLQ: LFG; NG NG: LFG |  |  | N | N |  | 12H | [23 empty] | N | N | N
61478 | Toray Plastics America | 61857 | Toray Plastic America's CHP Plant | RI | Washington | CG1 | Natural Gas Fired Combustion Turbine | GT | CG1A | S | X | X |  |  | 7.5 | 0.8 | 6.8 | 7.5 | 0.5 | N |  |  | OP | X | 1 | 2003 |  |  | Y | Industrial CHP | 7 | T X: T; NG BLQ: NG; NG BIT: DFO |  |  | N | N | 0 | 12H | [20 empty] | N |  |  | Y | N | Y
61478 | Toray Plastics America | 61857 | Toray Plastic America's CHP Plant | RI | Washington | KG18 | Natural Gas Internal Combustion Engine | IC | KG18 | S | X | X |  |  | 7.5 | 0.8 | 7.5 | 7.5 | 2.6 | N |  |  | OP | X | 8 | 2014 |  |  | Y | Industrial CHP | 7 | [11 empty] | N | N |  | 12H | [20 empty] | N |  |  | N | N | N | bar: T X to NG BLQ
56889 | Rhode Island LFG Genco | 59254 | Johnston LFG Turbine Plant | RI | Providence | GENS1 | Landfill Gas | CA | CC1 | S | N | X | 40054 | 40054 | 10.5 | 0.8 | 8.9 | 9.9 | 4.2 | N |  |  | OP | X | 5 | 2013 |  |  | N | IPP Non-CHP | 2 | T X: X; NG BLQ: LFG; NG NG: LFG |  |  | N | N |  | 12H | [23 empty] | N | N
57123 | Middlebury College Biomass | 57804 | Middlebury College | VT | Addison | 2 | Wood/Wood Waste Biomass | ST |  | S | X | X |  |  | 0.6 | 0.8 | 0.4 | 0.6 | 0.1 | N |  |  | OP | X | 1 | 1985 |  |  | Y | Commercial CHP | 5 | T X: B; NG BLQ: WDS; NG BIT: NG; NG WDS: DFO; NG NG: WDS |  |  | Y | N |  | 12H | [23 empty] | Y | N | Y
57123 | Middlebury College Biomass | 57804 | Middlebury College | VT | Addison | 3 | Wood/Wood Waste Biomass | ST |  | S | X | X |  |  | 0.8 | 0.8 | 0.3 | 0.8 | 0.2 | N |  |  | OP | X | 1 | 1999 |  |  | Y | Commercial CHP | 5 | T X: B; NG BLQ: WDS; NG BIT: NG; NG WDS: DFO; NG NG: WDS |  |  | Y | N |  | 12H | [23 empty] | Y | N | Y
57249 | EPP Renewable Energy | 56891 | Moretown | VT | Washington | GEN 2 | Landfill Gas | IC |  | S | X | X |  |  | 1.6 | 0.8 | 1.6 | 1.6 | 0.8 | N |  |  | OP | X | 12 | 2008 |  |  | N | IPP Non-CHP | 2 | T X: X; NG BLQ: LFG |  |  | N |  |  | 12H | [23 empty] | N
20151 | Washington Electric Coop - (VT) | 62859 | Coventry Clean Energy Corporation | VT | Orleans | COV-1 | Landfill Gas | IC |  | S | X | X | Coventry Pnode 4447 (LD Irasburg 46) |  | 1.6 | 0.8 | 1.5 | 1.5 | 1.5 | N |  |  | OP | X | 7 | 2005 |  |  | N | Electric Utility | 1 | T X: X; NG BLQ: LFG |  |  | N | N |  | 1H | [23 empty] | N |  | N
20151 | Washington Electric Coop - (VT) | 62859 | Coventry Clean Energy Corporation | VT | Orleans | COV-2 | Landfill Gas | IC |  | S | X | X | Coventry Pnode 4447 (LD Irasburg 46) |  | 1.6 | 0.8 | 1.5 | 1.5 | 1.5 | N |  |  | OP | X | 7 | 2005 |  |  | N | Electric Utility | 1 | T X: X; NG BLQ: LFG |  |  | N | N |  | 1H | [23 empty] | N |  | N
20151 | Washington Electric Coop - (VT) | 62859 | Coventry Clean Energy Corporation | VT | Orleans | COV-3 | Landfill Gas | IC |  | S | X | X | Coventry Pnode 4447 (LD Irasburg 46) |  | 1.6 | 0.8 | 1.5 | 1.5 | 1.5 | N |  |  | OP | X | 7 | 2005 |  |  | N | Electric Utility | 1 | T X: X; NG BLQ: LFG |  |  | N | N |  | 1H | [23 empty] | N |  | N
20151 | Washington Electric Coop - (VT) | 62859 | Coventry Clean Energy Corporation | VT | Orleans | COV-4 | Landfill Gas | IC |  | S | X | X | Coventry Pnode 4447 (LD Irasburg 46) |  | 1.6 | 0.8 | 1.5 | 1.5 | 1.5 | N |  |  | OP | X | 1 | 2007 |  |  | N | Electric Utility | 1 | T X: X; NG BLQ: LFG |  |  |  | N |  | 1H | [23 empty] | N |  | N
20151 | Washington Electric Coop - (VT) | 62859 | Coventry Clean Energy Corporation | VT | Orleans | COV-5 | Landfill Gas | IC |  | S | X | X | Coventry Pnode 4447 (LD Irasburg 46) |  | 1.6 | 0.8 | 1.5 | 1.5 | 1.5 | N |  |  | OP | X | 6 | 2009 |  |  | N | Electric Utility | 1 | T X: X; NG BLQ: LFG |  |  |  | N |  | 1H | [23 empty] | N |  | N
7601 | Green Mountain Power Corp | 3737 | Essex Junction 19 | VT | Chittenden | IC-5 | Petroleum Liquids | IC |  | S | X | X |  |  | 2 | 0.8 | 1.8 | 1.8 | 1.8 | N |  |  | OP | X | 10 | 2007 |  |  | N | Electric Utility | 1 | T X: X; NG BLQ: DFO | [5 empty] | 10M | [23 empty] | N
7601 | Green Mountain Power Corp | 3737 | Essex Junction 19 | VT | Chittenden | IC-6 | Petroleum Liquids | IC |  | S | X | X |  |  | 2 | 0.8 | 1.8 | 1.8 | 1.8 | N |  |  | OP | X | 10 | 2007 |  |  | N | Electric Utility | 1 | T X: X; NG BLQ: DFO | [5 empty] | 10M | [23 empty] | N
7601 | Green Mountain Power Corp | 3737 | Essex Junction 19 | VT | Chittenden | IC-7 | Petroleum Liquids | IC |  | S | X | X |  |  | 2 | 0.8 | 1.8 | 1.8 | 1.8 | N |  |  | OP | X | 10 | 2007 |  |  | N | Electric Utility | 1 | T X: X; NG BLQ: DFO | [5 empty] | 10M | [23 empty] | N
7601 | Green Mountain Power Corp | 3737 | Essex Junction 19 | VT | Chittenden | IC-8 | Petroleum Liquids | IC |  | S | X | X |  |  | 2 | 0.8 | 1.8 | 1.8 | 1.8 | N |  |  | OP | X | 10 | 2007 |  |  | N | Electric Utility | 1 | T X: X; NG BLQ: DFO | [5 empty] | 10M | [23 empty] | N
7601 | Green Mountain Power Corp | 6519 | Vergennes 9 | VT | Addison | 5 | Petroleum Liquids | IC |  | S | X | X |  |  | 2 | 0.8 | 2 | 2 | 2 | N |  |  | OP | X | 11 | 1963 |  |  | N | Electric Utility | 1 | T X: X; NG BLQ: DFO |  |  | N |  |  | 10M | [23 empty] | N
7601 | Green Mountain Power Corp | 6519 | Vergennes 9 | VT | Addison | 6 | Petroleum Liquids | IC |  | S | X | X |  |  | 2 | 0.8 | 2 | 2 | 2 | N |  |  | OP | X | 11 | 1964 |  |  | N | Electric Utility | 1 | T X: X; NG BLQ: DFO |  |  | N |  |  | 10M | [23 empty] | N
7601 | Green Mountain Power Corp | 3708 | Ascutney | VT | Windsor | GT4 | Petroleum Liquids | GT |  | S | X | X |  |  | 13.2 | 0.8 | 9 | 13.4 | 7 | N |  |  | OP | X | 8 | 1961 |  |  | N | Electric Utility | 1 | T X: X; NG BLQ: DFO |  |  | N |  |  | 10M | [23 empty] | N
7601 | Green Mountain Power Corp | 3723 | Rutland | VT | Rutland | GT5 | Petroleum Liquids | GT |  | S | X | X |  |  | 13.2 | 0.8 | 8.4 | 12.8 | 7 | N |  |  | OP | X | 12 | 1962 |  |  | N | Electric Utility | 1 | T X: X; NG BLQ: DFO |  |  | N |  |  | 10M | [23 empty] | N
7601 | Green Mountain Power Corp | 3735 | Colchester 16 | VT | Chittenden | GT1 | Petroleum Liquids | GT |  | S | X | X |  |  | 18 | 0.8 | 8.7 | 13.9 | 3 | N |  |  | OP | X | 10 | 1965 |  |  | N | Electric Utility | 1 | T X: X; NG BLQ: DFO |  |  | N |  |  | 1H | [23 empty] | N | N
64003 | Stored Solar Services, LLC | 51026 | Ryegate Associates, LLC | VT | CALEDONIA | GEN1 | Wood/Wood Waste Biomass | ST |  | W | X | X |  |  | 21.5 | 1 | 20 | 20 | 13.2 | N |  |  | OP | X | 9 | 1992 |  |  | N | IPP Non-CHP | 2 | T X: X; NG BLQ: WDS; NG NG: WDS |  |  | N | N |  | 12H | [23 empty] | N | N | N
19780 | Vermont Public Power Supply Authority | 63203 | VPPSA Project 10 | VT | Franklin | 12510 | Petroleum Liquids | GT |  | S | X | X |  |  | 23.6 | 0.9 | 19.3 | 23.9 | 14 | N |  |  | OP | X | 5 | 2010 |  |  | N | Electric Utility | 1 | T X: X; NG BLQ: DFO |  |  | N | N |  | 10M | [23 empty] | N
19780 | Vermont Public Power Supply Authority | 63203 | VPPSA Project 10 | VT | Franklin | 12511 | Petroleum Liquids | GT |  | S | X | X |  |  | 23.6 | 0.9 | 19.3 | 23.8 | 14 | N |  |  | OP | X | 5 | 2010 |  |  | N | Electric Utility | 1 | T X: X; NG BLQ: DFO |  |  | N | N |  | 10M | [23 empty] | N
24921.6

## Proposed
2020 Form EIA-860 Data - Schedule 3, 'Generator Data' (Proposed Units Only)
Utility ID | Utility Name | Plant Code | Plant Name | State | County | Generator ID | Technology | Prime Mover | Unit Code | Ownership | Duct Burners | Can Bypass Heat Recovery Steam Generator? | RTO/ISO LMP Node Designation | RTO/ISO Location Designation for Reporting Wholesale Sales Data to FERC | Nameplate Capacity (MW) | Nameplate Power Factor | Summer Capacity (MW) | Winter Capacity (MW) | Status | Effective Month | Effective Year | Current Month | Current Year | Associated with Combined Heat and Power System | Sector Name | Sector | Previously Canceled | Energy Source 1 | Energy Source 2 | Energy Source 3 | Energy Source 4 | Energy Source 5 | Energy Source 6 | Turbines or Hydrokinetic Buoys | Fluidized Bed Technology? | Pulverized Coal Technology? | Stoker Technology? | Other Combustion Technology? | Subcritical Technology? | Supercritical Technology? | Ultrasupercritical Technology? | Solid Fuel Gasification System? | Carbon Capture Technology? | Multiple Fuels? | Switch Between Oil and Natural Gas? | Cofire Fuels?
195 | Alabama Power Co | 3 | Barry | AL | Mobile | A3C1 | Natural Gas Fired Combined Cycle | CT | G523 | S | X | N |  |  | 464 | 0.85 | 385 | 443 | T | 11 | 2023 | 11 | 2023 | N | Electric Utility | 1 | N | NG | [15 empty] | N
195 | Alabama Power Co | 3 | Barry | AL | Mobile | A3ST | Natural Gas Fired Combined Cycle | CA | G523 | S | Y | X |  |  | 310 | 0.85 | 300 | 300 | T | 11 | 2023 | 11 | 2023 | N | Electric Utility | 1 | N | NG | [13 empty] | N | N | N
189 | PowerSouth Energy Cooperative | 56 | Lowman Energy Center | AL | Washington | LEC1 | Natural Gas Fired Combined Cycle | CT |  | S | X | N |  |  | 454.5 | 0.85 | 385 | 440 | U | 5 | 2023 | 5 | 2023 | N | Electric Utility | 1 | N | NG | [15 empty] | N
189 | PowerSouth Energy Cooperative | 56 | Lowman Energy Center | AL | Washington | LEC2 | Natural Gas Fired Combined Cycle | CA |  | S | Y | X |  |  | 272.2 | 0.85 | 245 | 250 | U | 5 | 2023 | 5 | 2023 | N | Electric Utility | 1 | N | NG | [15 empty] | N
219 | Alaska Power and Telephone Co | 69 | Haines | AK | Haines | 12 | Petroleum Liquids | IC |  | S | X | X |  |  | 1.5 |  | 1.5 | 1.5 | U | 1 | 2021 | 1 | 2021 | N | Electric Utility | 1 | N | DFO | [15 empty] | N
21554 | Seminole Electric Cooperative Inc | 136 | Seminole (FL) | FL | Putnam | CT1 | Natural Gas Fired Combined Cycle | CT | SCCF | S | X | N |  |  | 384.2 | 0.85 | 351 | 367.6 | U | 12 | 2022 | 10 | 2022 | N | Electric Utility | 1 | N | NG | [15 empty] | N | N | N
21554 | Seminole Electric Cooperative Inc | 136 | Seminole (FL) | FL | Putnam | CT2 | Natural Gas Fired Combined Cycle | CT | SCCF | S | X | N |  |  | 384.2 | 0.85 | 351 | 367.6 | U | 12 | 2022 | 10 | 2022 | N | Electric Utility | 1 | N | NG | [15 empty] | N | N | N
21554 | Seminole Electric Cooperative Inc | 136 | Seminole (FL) | FL | Putnam | ST | Natural Gas Fired Combined Cycle | CA | SCCF | S | Y | X |  |  | 414.8 | 0.85 | 397.4 | 394.5 | U | 12 | 2022 | 10 | 2022 | N | Electric Utility | 1 | N | NG | [15 empty] | N | N | N
16572 | Salt River Project | 141 | Agua Fria | AZ | Maricopa | AFSB1 | Batteries | BA |  | S | X | X |  |  | 25 |  | 25 | 25 | U | 6 | 2021 | 6 | 2021 | N | Electric Utility | 1 |  | MWH
54802 | Dynegy -Moss Landing LLC | 260 | Dynegy Moss Landing Power Plant Hybrid | CA | Monterey | BAT1 | Batteries | BA |  | S | X | X |  |  | 300 |  | 300 | 300 | V | 12 | 2020 | 5 | 2021 | N | IPP Non-CHP | 2 | N | MWH
3989 | City of Colorado Springs - (CO) | 492 | Martin Drake | CO | El Paso | A1 | Natural Gas Fired Combustion Turbine | GT |  | S | X | X |  |  | 40.6 | 0.85 | 27.3 | 27.3 | P | 4 | 2022 | 4 | 2022 | N | Electric Utility | 1 | N | NG | DFO | [14 empty] | Y | Y | N
3989 | City of Colorado Springs - (CO) | 492 | Martin Drake | CO | El Paso | A2 | Natural Gas Fired Combustion Turbine | GT |  | S | X | X |  |  | 40.6 | 0.85 | 27.3 | 27.3 | P | 4 | 2022 | 4 | 2022 | N | Electric Utility | 1 | N | NG | DFO | [14 empty] | Y
3989 | City of Colorado Springs - (CO) | 492 | Martin Drake | CO | El Paso | A3 | Natural Gas Fired Combustion Turbine | GT |  | S | X | X |  |  | 40.6 | 0.85 | 27.3 | 27.3 | P | 5 | 2022 | 5 | 2022 | N | Electric Utility | 1 | N | NG | DFO | [12 empty] | N | N | Y | Y | N
3989 | City of Colorado Springs - (CO) | 492 | Martin Drake | CO | El Paso | A4 | Natural Gas Fired Combustion Turbine | GT |  | S | X | X |  |  | 40.6 | 0.85 | 27.3 | 27.3 | P | 5 | 2022 | 5 | 2022 | N | Electric Utility | 1 | N | NG | DFO | [14 empty] | Y | Y | N
3989 | City of Colorado Springs - (CO) | 492 | Martin Drake | CO | El Paso | A5 | Natural Gas Fired Combustion Turbine | GT |  | S | X | X |  |  | 40.6 | 0.85 | 27.3 | 27.3 | P | 6 | 2022 | 6 | 2022 | N | Electric Utility | 1 | N | NG | DFO | [14 empty] | Y | Y | N
3989 | City of Colorado Springs - (CO) | 492 | Martin Drake | CO | El Paso | A6 | Natural Gas Fired Combustion Turbine | GT |  | S | X | X |  |  | 40.6 | 0.85 | 27.3 | 27.3 | P | 6 | 2022 | 6 | 2022 | N | Electric Utility | 1 | N | NG | DFO | [14 empty] | Y | Y | N
6452 | Florida Power & Light Co | 613 | Lauderdale | FL | Broward | 7GT1 | Natural Gas Fired Combined Cycle | CT | DBCC | S | X | N |  |  | 385.6 | 0.85 | 385.6 | 385.6 | T | 6 | 2022 | 6 | 2022 | N | Electric Utility | 1 | N | NG | DFO | [14 empty] | Y | Y | N
6452 | Florida Power & Light Co | 613 | Lauderdale | FL | Broward | 7GT2 | Natural Gas Fired Combined Cycle | CT | DBCC | S | X | N |  |  | 385.6 | 0.85 | 385.6 | 385.6 | T | 6 | 2022 | 6 | 2022 | N | Electric Utility | 1 | N | NG | DFO | [14 empty] | Y | Y | N
6452 | Florida Power & Light Co | 613 | Lauderdale | FL | Broward | ST7 | Natural Gas Fired Combined Cycle | CA | DBCC | S | N | X |  |  | 391.8 | 0.85 | 391.8 | 391.8 | T | 6 | 2022 | 6 | 2022 | N | Electric Utility | 1 | N | NG | DFO | [14 empty] | Y | Y | N
18454 | Tampa Electric Co | 645 | Big Bend | FL | Hillsborough | BBST1 | Natural Gas Steam Turbine | ST |  | S | X | X |  |  | 445.5 | 0.9 | 335 | 335 | P | 1 | 2023 | 1 | 2023 | N | Electric Utility | 1 | N | NG | [15 empty] | N
18454 | Tampa Electric Co | 645 | Big Bend | FL | Hillsborough | GT5 | Natural Gas Fired Combustion Turbine | GT |  | S | X | X |  |  | 392 | 0.9 | 360 | 392 | V | 11 | 2021 | 12 | 2021 | N | Electric Utility | 1 | N | NG | [15 empty] | N | U | N
18454 | Tampa Electric Co | 645 | Big Bend | FL | Hillsborough | GT6 | Natural Gas Fired Combustion Turbine | GT |  | S | X | X |  |  | 392 | 0.9 | 360 | 392 | V | 11 | 2021 | 12 | 2021 | N | Electric Utility | 1 | N | NG | [13 empty] | N | N | N | U | N
7140 | Georgia Power Co | 649 | Vogtle | GA | Burke | 3 | Nuclear | ST |  | J | X | X |  |  | 1114 | 0.9 | 1114 | 1114 | V | 4 | 2016 | 6 | 2022 | N | Electric Utility | 1 | N | NUC | [13 empty] | N |  | N | N | N
7140 | Georgia Power Co | 649 | Vogtle | GA | Burke | 4 | Nuclear | ST |  | J | X | X |  |  | 1114 | 0.9 | 1114 | 1114 | V | 4 | 2017 | 11 | 2022 | N | Electric Utility | 1 | N | NUC | [13 empty] | N |  | N | N | N
6909 | Gainesville Regional Utilities | 664 | John R Kelly | FL | Alachua | 8.2 | Natural Gas Fired Combined Cycle | CA | G681 | S | N | X |  |  | 45.5 | 0.85 | 37.5 | 38 | V | 5 | 2021 | 7 | 2021 | N | Electric Utility | 1 | N | NG | DFO | [14 empty] | Y | Y | N
10623 | City of Lakeland - (FL) | 676 | C D McIntosh Jr | FL | Polk | IC3 | Natural Gas Internal Combustion Engine | IC |  | S | X | X |  |  | 20 | 0.9 | 20 | 20 | P | 1 | 2024 | 1 | 2024 | N | Electric Utility | 1 | N | NG | DFO | [14 empty] | Y | N | N
10623 | City of Lakeland - (FL) | 676 | C D McIntosh Jr | FL | Polk | IC4 | Natural Gas Internal Combustion Engine | IC |  | S | X | X |  |  | 20 | 0.9 | 20 | 20 | P | 1 | 2024 | 1 | 2024 | N | Electric Utility | 1 | N | NG | DFO | [14 empty] | Y | N | N
10623 | City of Lakeland - (FL) | 676 | C D McIntosh Jr | FL | Polk | IC5 | Natural Gas Internal Combustion Engine | IC |  | S | X | X |  |  | 20 | 0.9 | 20 | 20 | P | 1 | 2024 | 1 | 2024 | N | Electric Utility | 1 | N | NG | DFO | [14 empty] | Y | N | N
10623 | City of Lakeland - (FL) | 676 | C D McIntosh Jr | FL | Polk | IC6 | Natural Gas Internal Combustion Engine | IC |  | S | X | X |  |  | 20 | 0.9 | 20 | 20 | P | 1 | 2024 | 1 | 2024 | N | Electric Utility | 1 | N | NG | DFO | [14 empty] | Y | N | N
10623 | City of Lakeland - (FL) | 676 | C D McIntosh Jr | FL | Polk | IC7 | Natural Gas Internal Combustion Engine | IC |  | S | X | X |  |  | 20 | 0.9 | 20 | 20 | P | 1 | 2024 | 1 | 2024 | N | Electric Utility | 1 | N | NG | DFO | [14 empty] | Y | N | N
10623 | City of Lakeland - (FL) | 676 | C D McIntosh Jr | FL | Polk | PV6 | Solar Photovoltaic | PV |  | S | X | X |  |  | 50 | 0.9 | 50 | 50 | P | 1 | 2024 | 1 | 2024 | N | Electric Utility | 1 | N | SUN
1515 | City of Bellevue - (IA) | 1126 | Bellevue | IA | Jackson | 1A | Petroleum Liquids | IC |  | S | X | X |  |  | 1.8 |  | 1.7 | 1.8 | V | 10 | 2019 | 7 | 2021 | N | Electric Utility | 1 | N | DFO | [13 empty] | N | N | N
18301 | City of Sumner - (IA) | 1191 | Sumner | IA | Bremer | G1 | Petroleum Liquids | IC |  | S | X | X |  |  | 1.8 | 0.9 | 1.8 | 1.8 | TS | 2 | 2021 | 2 | 2021 | N | Electric Utility | 1 | N | DFO | [13 empty] | N | N | N
18301 | City of Sumner - (IA) | 1191 | Sumner | IA | Bremer | G2 | Petroleum Liquids | IC |  | S | X | X |  |  | 1.8 | 0.9 | 1.8 | 1.8 | TS | 2 | 2021 | 2 | 2021 | N | Electric Utility | 1 | N | DFO | [15 empty] | N
18301 | City of Sumner - (IA) | 1191 | Sumner | IA | Bremer | G3 | Petroleum Liquids | IC |  | S | X | X |  |  | 1.8 | 0.9 | 1.8 | 1.8 | TS | 2 | 2021 | 2 | 2021 | N | Electric Utility | 1 | N | DFO | [15 empty] | N
3258 | Central Iowa Power Cooperative | 1206 | Summit Lake | IA | Union | R1 | Natural Gas Internal Combustion Engine | IC |  | S | X | X |  |  | 18.8 | 0.8 | 18.4 | 18.4 | TS | 2 | 2021 | 4 | 2021 | N | Electric Utility | 1 | N | NG | [15 empty] | N | N | N
3258 | Central Iowa Power Cooperative | 1206 | Summit Lake | IA | Union | R2 | Natural Gas Internal Combustion Engine | IC |  | S | X | X |  |  | 18.8 | 0.8 | 18.4 | 18.4 | TS | 2 | 2021 | 4 | 2021 | N | Electric Utility | 1 | N | NG | [15 empty] | N | N | N
3258 | Central Iowa Power Cooperative | 1206 | Summit Lake | IA | Union | R3 | Natural Gas Internal Combustion Engine | IC |  | S | X | X |  |  | 18.8 | 0.8 | 18.4 | 18.4 | TS | 2 | 2021 | 4 | 2021 | N | Electric Utility | 1 | N | NG | [15 empty] | N |  | N
9418 | City of Iola - (KS) | 1291 | Iola | KS | Allen | 16 | Petroleum Liquids | IC |  | S | X | X |  |  | 1.8 | 1 | 1.8 | 1.8 | V | 10 | 2021 | 10 | 2021 | N | Electric Utility | 1 | N | DFO | [15 empty] | N | N | N
14605 | City of Peabody - (MA) | 1678 | Waters River | MA | Essex | 3 | Natural Gas Fired Combustion Turbine | GT |  | J | X | X |  |  | 60 |  | 55 | 60 | P | 6 | 2022 | 12 | 2022 | N | Electric Utility | 1 | N | NG | DFO | [12 empty] | N | N | Y | Y | N
7570 | Great River Energy | 2038 | Cambridge CT Hybrid | MN | Isanti | BA1 | Batteries | BA |  | S | X | X |  |  | 1 |  | 0.8 | 0.8 | P | 9 | 2023 | 9 | 2023 | N | Electric Utility | 1 | N | MWH
61122 | Great River Hydro, LLC | 2351 | S C Moore | NH | Grafton | GEN5 | Conventional Hydroelectric | HY |  | S | X | X |  |  | 4.6 | 0.98 | 4.6 | 4.6 | L | 5 | 2022 | 6 | 2022 | N | IPP Non-CHP | 2 | N | WAT
61130 | Helix Ravenswood, LLC | 2500 | Ravenswood | NY | Queens | RWES1 | Batteries | BA |  | S | X | X |  |  | 129 |  | 129 | 129 | L | 3 | 2021 | 3 | 2023 | N | IPP Non-CHP | 2 | N | MWH
61130 | Helix Ravenswood, LLC | 2500 | Ravenswood | NY | Queens | RWES2 | Batteries | BA |  | S | X | X |  |  | 98 |  | 98 | 98 | L | 3 | 2021 | 3 | 2023 | N | IPP Non-CHP | 2 | N | MWH
61130 | Helix Ravenswood, LLC | 2500 | Ravenswood | NY | Queens | RWES3 | Batteries | BA |  | S | X | X |  |  | 89 |  | 89 | 89 | L | 3 | 2021 | 3 | 2023 | N | IPP Non-CHP | 2 | N | MWH
6775 | Village of Freeport - (NY) | 2678 | Plant No 1 Freeport | NY | Nassau | ENG13 | Landfill Gas | IC |  | S | X | X |  |  | 3 | 0.8 | 3 | 3 | L | 1 | 2021 | 2 | 2022 | N | Electric Utility | 1 | N | LFG | [15 empty] | N
12199 | Montana-Dakota Utilities Co | 2790 | R M Heskett | ND | Morton | 4 | Natural Gas Fired Combustion Turbine | GT |  | S | X | X | MDU.HESKET4 | MDU.HESKET4 | 88 | 0.85 | 88 | 101 | P | 5 | 2023 | 5 | 2023 | N | Electric Utility | 1 | N | NG | [15 empty] | N
15248 | Portland General Electric Co | 3045 | Faraday | OR | Clackamas | 7 | Conventional Hydroelectric | HY |  | S | X | X |  |  | 9 |  | 9 | 9 | U | 12 | 2020 | 3 | 2022 | N | Electric Utility | 1 | N | WAT
15248 | Portland General Electric Co | 3045 | Faraday | OR | Clackamas | 8 | Conventional Hydroelectric | HY |  | S | X | X |  |  | 9 |  | 9 | 9 | U | 12 | 2020 | 3 | 2022 | N | Electric Utility | 1 | N | WAT
5701 | El Paso Electric Co | 3456 | Newman | TX | El Paso | 6 | Natural Gas Fired Combustion Turbine | GT |  | S | X | X |  |  | 227.8 | 0.85 | 227.8 | 227.8 | L | 5 | 2023 | 5 | 2023 | N | Electric Utility | 1 | N | NG | DFO | [14 empty] | Y | N | N
17568 | Cooperative Energy | 6061 | R D Morrow | MS | Lamar | MOR1 | Natural Gas Fired Combined Cycle | CC |  | S | Y | Y |  |  | 550 |  | 514 | 514 | L | 4 | 2023 | 4 | 2023 | N | Electric Utility | 1 | N | NG | [15 empty] | N
54803 | Dynegy Oakland, LLC | 6211 | Dynegy Oakland Power Plant | CA | Alameda | GEN4 | Batteries | BA |  | S | X | X |  |  | 36.3 | 1 | 36.3 | 36.3 | P | 12 | 2022 | 12 | 2022 | N | IPP Non-CHP | 2 | N | MWH | [15 empty] | N
84 | A & N Electric Coop | 6391 | Smith Island | MD | Somerset | 4 | Petroleum Liquids | IC |  | S | X | X |  |  | 1 | 0.8 | 1 | 1 | P | 4 | 2021 | 6 | 2021 | N | Electric Utility | 1 | N | DFO | [15 empty] | N
11208 | Los Angeles Department of Water & Power | 6481 | Intermountain Power Project | UT | Millard | 3 | Natural Gas Fired Combined Cycle | CS |  | W | N | N |  |  | 420 | 0.9 | 420 | 420 | P | 7 | 2025 | 7 | 2025 | Y | Electric Utility | 1 | N | NG | [5 empty] | 0 | [7 empty] | N | N | U | N | N
11208 | Los Angeles Department of Water & Power | 6481 | Intermountain Power Project | UT | Millard | 4 | Natural Gas Fired Combined Cycle | CS |  | W | N | N |  |  | 420 | 0.9 | 420 | 420 | P | 7 | 2025 | 7 | 2025 | Y | Electric Utility | 1 | N | NG | [5 empty] | 0 | [7 empty] | N | N | U | N | N
12119 | McGrath Light & Power Co | 6555 | McGrath | AK | Yukon Koyukuk | 11 | Petroleum Liquids | IC |  | S | X | X |  |  | 0.4 | 0.8 | 0.4 | 0.4 | V | 12 | 2020 | 4 | 2021 | N | Electric Utility | 1 | N | DFO | [13 empty] | N | N | N
12119 | McGrath Light & Power Co | 6555 | McGrath | AK | Yukon Koyukuk | 12 | Petroleum Liquids | IC |  | S | X | X |  |  | 0.4 | 0.8 | 0.4 | 0.4 | V | 12 | 2020 | 4 | 2021 | N | Electric Utility | 1 | N | DFO | [15 empty] | N
12119 | McGrath Light & Power Co | 6555 | McGrath | AK | Yukon Koyukuk | 13 | Petroleum Liquids | IC |  | S | X | X |  |  | 0.4 | 0.8 | 0.4 | 0.4 | V | 12 | 2020 | 4 | 2021 | N | Electric Utility | 1 | N | DFO | [5 empty] | 0 | [7 empty] | N | N | N
12119 | McGrath Light & Power Co | 6555 | McGrath | AK | Yukon Koyukuk | 14 | Petroleum Liquids | IC |  | S | X | X |  |  | 0.4 | 0.8 | 0.4 | 0.4 | V | 12 | 2020 | 4 | 2021 | N | Electric Utility | 1 | N | DFO | [13 empty] | N | N | N
5416 | Duke Energy Carolinas, LLC | 7277 | Lincoln Combustion | NC | Lincoln | 17 | Natural Gas Fired Combustion Turbine | GT |  | S | X | X |  |  | 536.4 | 0.85 | 517 | 560 | V | 10 | 2024 | 10 | 2024 | N | Electric Utility | 1 | N | NG | DFO | [14 empty] | Y | Y | N
17543 | South Carolina Public Service Authority | 7958 | Horry Land Fill Gas Site | SC | Horry | 1 | Petroleum Liquids | IC |  | S | X | X |  |  | 5.2 | 0.8 | 5.2 | 5.2 | P | 12 | 2022 | 12 | 2022 | N | Electric Utility | 1 | N | DFO | [15 empty] | N
17543 | South Carolina Public Service Authority | 7958 | Horry Land Fill Gas Site | SC | Horry | 2 | Petroleum Liquids | IC |  | S | X | X |  |  | 5.2 | 0.8 | 5.2 | 5.2 | P | 12 | 2022 | 12 | 2022 | N | Electric Utility | 1 | N | DFO | [15 empty] | N
17543 | South Carolina Public Service Authority | 7958 | Horry Land Fill Gas Site | SC | Horry | 3 | Petroleum Liquids | IC |  | S | X | X |  |  | 5.2 | 0.8 | 5.2 | 5.2 | P | 12 | 2022 | 12 | 2022 | N | Electric Utility | 1 | N | DFO | [15 empty] | N
17543 | South Carolina Public Service Authority | 7958 | Horry Land Fill Gas Site | SC | Horry | 4 | Petroleum Liquids | IC |  | S | X | X |  |  | 5.2 | 0.8 | 5.2 | 5.2 | P | 12 | 2022 | 12 | 2022 | N | Electric Utility | 1 | N | DFO | [13 empty] | N | N | N
55983 | Luminant Generation Company LLC | 8063 | DeCordova Steam Electric Station | TX | Hood | BESS | Batteries | BA |  | S | X | X |  |  | 269.1 |  | 260 | 260 | L | 7 | 2021 | 5 | 2022 | N | IPP Non-CHP | 2 | N | MWH
20712 | Snowbird Corporation | 10215 | Snowbird Power Plant | UT | Salt Lake | 1138 | Natural Gas Internal Combustion Engine | IC |  | S | X | X |  |  | 1.5 | 0.8 | 1.5 | 1.5 | U | 6 | 2021 | 10 | 2021 | Y | Commercial CHP | 5 | N | NG | [15 empty] | N
20712 | Snowbird Corporation | 10215 | Snowbird Power Plant | UT | Salt Lake | 1258 | Natural Gas Internal Combustion Engine | IC |  | S | X | X |  |  | 2.5 | 0.8 | 2.5 | 2.5 | U | 6 | 2021 | 8 | 2021 | Y | Commercial CHP | 5 | N | NG | [15 empty] | N
20712 | Snowbird Corporation | 10215 | Snowbird Power Plant | UT | Salt Lake | 1260 | Natural Gas Internal Combustion Engine | IC |  | S | X | X |  |  | 2.5 | 0.8 | 2.5 | 2.5 | U | 6 | 2021 | 11 | 2021 | Y | Commercial CHP | 5 | N | NG | [15 empty] | N
12436 | Michigan State University | 10328 | T B Simon Power Plant | MI | Ingham | GEN7 | Natural Gas Internal Combustion Engine | IC |  | S | X | X |  |  | 9 | 0.85 | 9 | 9 | TS | 1 | 2021 | 12 | 2021 | N | Commercial CHP | 5 | N | NG | [15 empty] | N
12436 | Michigan State University | 10328 | T B Simon Power Plant | MI | Ingham | GEN8 | Natural Gas Internal Combustion Engine | IC |  | S | X | X |  |  | 9 | 0.85 | 9 | 9 | TS | 1 | 2021 | 12 | 2021 | N | Commercial CHP | 5 | N | NG | [15 empty] | N
12436 | Michigan State University | 10328 | T B Simon Power Plant | MI | Ingham | GEN9 | Natural Gas Internal Combustion Engine | IC |  | S | X | X |  |  | 9 | 0.85 | 9 | 9 | TS | 1 | 2021 | 12 | 2021 | N | Commercial CHP | 5 | N | NG | [15 empty] | N
61950 | Terra-Gen Operating Co-Solar | 10444 | SEGS VIII | CA | San Bernardino | LOC1 | Solar Photovoltaic | PV |  | S | X | X |  |  | 80 |  | 80 | 80 | P | 12 | 2022 | 12 | 2022 | N | IPP Non-CHP | 2 | N | SUN
6541 | Formosa Plastics Corp | 10554 | Formosa Utility Venture Ltd | TX | Calhoun | 3ST1 | Natural Gas Fired Combined Cycle | CA |  | S | N | X |  |  | 40 | 0.85 | 38 | 40 | V | 12 | 2019 | 12 | 2021 | Y | Industrial CHP | 7 | N | NG | [15 empty] | N | N | N
6541 | Formosa Plastics Corp | 10554 | Formosa Utility Venture Ltd | TX | Calhoun | 3TBG1 | Natural Gas Fired Combined Cycle | CT |  | S | X | N |  |  | 102 | 0.85 | 97 | 102 | V | 12 | 2019 | 12 | 2021 | Y | Industrial CHP | 7 | N | NG | [13 empty] | N | N | N | N | N
6541 | Formosa Plastics Corp | 10554 | Formosa Utility Venture Ltd | TX | Calhoun | 3TBG2 | Natural Gas Fired Combined Cycle | CT |  | S | X | N |  |  | 102 | 0.85 | 97 | 102 | TS | 12 | 2019 | 12 | 2021 | Y | Industrial CHP | 7 | N | NG | [13 empty] | N | N | N | N | N
3953 | Collins Pine Co | 10661 | Collins Pine Project | CA | Plumas | GEN5 | Wood/Wood Waste Biomass | ST |  | S | X | X |  |  | 5 | 0.8 | 5 | 5 | U | 5 | 2021 | 9 | 2021 | Y | Industrial CHP | 7 | N | WDS | [15 empty] | N
63880 | Painted Hills Wind Holdings, LLC | 50533 | Painted Hills Wind Park | CA | Riverside | PHW | Onshore Wind Turbine | WT |  | S | X | X |  |  | 46.8 |  | 46.8 | 46.8 | L | 12 | 2020 | 4 | 2021 | N | IPP Non-CHP | 2 | N | WND | [5 empty] | 13 | [7 empty] | N | N | N
64156 | Sky River Wind LLC | 50536 | Sky River Wind Energy Center | CA | Kern | SRW1 | Onshore Wind Turbine | WT |  | S | X | X |  |  | 60.2 |  | 60.2 | 60.2 | U | 9 | 2021 | 9 | 2021 | N | IPP Non-CHP | 2 | N | WND | [5 empty] | 21
63599 | Pure Hedge LLC | 50736 | Pure Hedge LLC | CT | Windham | FSS13 | Batteries | BA |  | S | X | X |  |  | 20 |  | 20 | 20 | U | 9 | 2021 | 1 | 2022 | N | IPP Non-CHP | 2 | N | MWH
63599 | Pure Hedge LLC | 50736 | Pure Hedge LLC | CT | Windham | FSS17 | Solar Photovoltaic | PV |  | S | X | X |  |  | 70 |  | 70 | 70 | U | 9 | 2021 | 1 | 2022 | N | IPP Non-CHP | 2 | N | SUN
8153 | Hartford Steam Co | 52061 | Hartford Hospital Cogeneration | CT | Hartford | GEN5 | Natural Gas Fired Combined Cycle | CC | CC1 | S | Y | N | 980 |  | 5.5 | 1 | 5.4 | 5.9 | P | 1 | 2024 | 1 | 2024 | Y | Commercial CHP | 5 | N | NG | DFO | [14 empty] | Y | Y | N
8153 | Hartford Steam Co | 52061 | Hartford Hospital Cogeneration | CT | Hartford | GEN6 | Natural Gas Fired Combustion Turbine | GT |  | S | X | X |  |  | 6 | 1 | 6 | 6.4 | P | 12 | 2024 | 6 | 2025 | N | Commercial CHP | 5 | N | NG | DFO | [14 empty] | Y |  | N
12320 | Merck & Co Inc | 52148 | Elkton | VA | Rockingham | GEN6 | Natural Gas Steam Turbine | ST |  | S | X | X |  |  | 1.2 | 0.8 | 1.2 | 1.2 | V | 6 | 2020 | 8 | 2021 | N | Industrial CHP | 7 | N | NG | DFO | [12 empty] | N | N | Y | Y | N
12320 | Merck & Co Inc | 52148 | Elkton | VA | Rockingham | GEN7 | Natural Gas Steam Turbine | ST |  | S | X | X |  |  | 1.2 | 0.8 | 1.2 | 1.2 | V | 6 | 2020 | 8 | 2021 | N | Industrial CHP | 7 | N | NG | DFO | [12 empty] | N | N | Y | Y | N
12303 | Merck & Co Inc-West Point | 52149 | West Point (PA) | PA | Montgomery | GEN17 | Natural Gas Internal Combustion Engine | IC |  | S | X | X | MERCK 13 KV MERCK | MERCK 13 KV MERCK | 2 | 0.8 | 2 | 2 | T | 12 | 2021 | 12 | 2021 | N | Industrial CHP | 7 | N | NG | [13 empty] | N | N | N
27075 | San Diego County Water Auth | 54242 | Alvarado Hydro Facility | CA | San Diego | SD28H | Conventional Hydroelectric | HY |  | S | X | X |  |  | 1.4 | 0.85 | 1.4 | 1 | T | 12 | 2022 | 12 | 2022 | N | IPP Non-CHP | 2 | N | WAT | [13 empty] | N | N | N
1752 | Biola University | 54296 | Biola University Hybrid | CA | Los Angeles | EG-1H | Natural Gas Internal Combustion Engine | IC |  | S | X | X |  |  | 1.5 | 0.8 | 1.5 | 1.5 | U | 5 | 2019 | 8 | 2021 | Y | Commercial CHP | 5 | N | NG | [15 empty] | N | N | N
1752 | Biola University | 54296 | Biola University Hybrid | CA | Los Angeles | EG-2H | Natural Gas Internal Combustion Engine | IC |  | S | X | X |  |  | 1.5 | 0.8 | 1.5 | 1.5 | U | 5 | 2019 | 8 | 2021 | Y | Commercial CHP | 5 | N | NG | [15 empty] | N | N | N
19539 | University of Iowa | 54775 | University of Iowa Main Power Plant | IA | Johnson | GEN12 | Natural Gas Steam Turbine | ST |  | S | X | X |  |  | 5.8 |  | 5.8 | 5.8 | U | 9 | 2019 | 8 | 2021 | Y | Commercial CHP | 5 | N | NG | OBS | [14 empty] | N | N | N
19539 | University of Iowa | 54775 | University of Iowa Main Power Plant | IA | Johnson | GEN13 | Natural Gas Steam Turbine | ST |  | S | X | X |  |  | 10 |  | 10 | 10 | U | 9 | 2019 | 8 | 2021 | Y | Commercial CHP | 5 | N | NG | OBS | [14 empty] | N | N | N
13491 | New York University | 54808 | New York University Central Plant | NY | New York | DE1 | Petroleum Liquids | IC |  | S | X | X |  |  | 2.5 | 1 | 2.5 | 2.5 | V | 7 | 2021 | 9 | 2021 | Y | Commercial CHP | 5 | N | DFO | [15 empty] | N
13491 | New York University | 54808 | New York University Central Plant | NY | New York | GR1 | Natural Gas Internal Combustion Engine | IC |  | S | X | Y |  |  | 2.6 |  | 2.6 | 2.6 | V | 7 | 2021 | 10 | 2021 | Y | Commercial CHP | 5 | N | NG | [13 empty] | N | N | N
11820 | Massachusetts Inst of Tech | 54907 | Mass Inst Tech Cntrl Utilities/Cogen Plt | MA | Middlesex | GT200 | Natural Gas Fired Combustion Turbine | GT |  | S | X | X |  |  | 21.7 |  | 17.7 | 20.7 | TS | 7 | 2020 | 4 | 2021 | Y | Commercial CHP | 5 | N | NG | DFO | [14 empty] | Y | Y | Y
11820 | Massachusetts Inst of Tech | 54907 | Mass Inst Tech Cntrl Utilities/Cogen Plt | MA | Middlesex | GT300 | Natural Gas Fired Combustion Turbine | GT |  | S | X | X |  |  | 21.7 |  | 17.7 | 20.7 | TS | 7 | 2020 | 4 | 2021 | Y | Commercial CHP | 5 | N | NG | DFO | [14 empty] | Y | Y | Y
2719 | CalWind Resources Inc | 54909 | Tehachapi Wind Resource II | CA | Kern | PLAN | Onshore Wind Turbine | WT |  | S | X | X |  |  | 15.5 |  | 15.5 | 15.5 | P | 12 | 2007 | 1 | 2024 | N | IPP Non-CHP | 2 | N | WND | [5 empty] | 10 | [7 empty] | N | N | N
13582 | NRG Astoria Gas Turbine Operations Inc | 55243 | Astoria Gas Turbines | NY | Queens | CTG01 | Natural Gas Fired Combustion Turbine | GT |  | S | X | X |  |  | 431 | 0.95 | 431 | 439 | L | 6 | 2023 | 6 | 2023 | N | IPP Non-CHP | 2 | N | NG | DFO | [14 empty] | Y | Y | N
61395 | Indeck Niles, LLC | 55460 | Indeck Niles Energy Center | MI | Cass | CT1 | Natural Gas Fired Combined Cycle | CT |  | J | X | N |  |  | 386.8 | 0.85 | 356.8 | 374.2 | U | 2 | 2022 | 3 | 2022 | N | IPP Non-CHP | 2 | N | NG | [13 empty] | N | N | N | N | N
61395 | Indeck Niles, LLC | 55460 | Indeck Niles Energy Center | MI | Cass | CT2 | Natural Gas Fired Combined Cycle | CT |  | J | X | N |  |  | 386.8 | 0.85 | 356.8 | 374.2 | U | 2 | 2022 | 3 | 2022 | N | IPP Non-CHP | 2 | N | NG | [13 empty] | N | N | N | N | N
61395 | Indeck Niles, LLC | 55460 | Indeck Niles Energy Center | MI | Cass | ST1 | Natural Gas Fired Combined Cycle | CA |  | J | Y | X |  |  | 400.8 | 0.85 | 354.4 | 339.6 | U | 2 | 2022 | 3 | 2022 | N | IPP Non-CHP | 2 | N | NG | WH | [12 empty] | N | N | N | N | N
7189 | Gila Bend Power Partners LLC | 55507 | Gila Bend Power Generation Station | AZ | Maricopa | 1 | Natural Gas Fired Combined Cycle | CT |  | S | X | X |  |  | 170 |  | 156 | 182 | L | 4 | 2003 | 1 | 2025 | N | IPP Non-CHP | 2 |  | NG | [13 empty] | N |  | N
7189 | Gila Bend Power Partners LLC | 55507 | Gila Bend Power Generation Station | AZ | Maricopa | 2 | Natural Gas Fired Combined Cycle | CT |  | S | X | X |  |  | 170 |  | 156 | 156 | L | 4 | 2003 | 2 | 2025 | N | IPP Non-CHP | 2 |  | NG | [13 empty] | N |  | N
7189 | Gila Bend Power Partners LLC | 55507 | Gila Bend Power Generation Station | AZ | Maricopa | 3 | Natural Gas Fired Combined Cycle | CT |  | S | X | X |  |  | 170 |  | 156 | 156 | L | 4 | 2003 | 2 | 2025 | N | IPP Non-CHP | 2 |  | NG | [13 empty] | N |  | N
7189 | Gila Bend Power Partners LLC | 55507 | Gila Bend Power Generation Station | AZ | Maricopa | 4 | Natural Gas Fired Combined Cycle | CA |  | S | Y | X |  |  | 390 |  | 390 | 390 | L | 4 | 2003 | 2 | 2025 | N | IPP Non-CHP | 2 |  | NG | [13 empty] | N |  | N
54866 | Robinson Power Company LLC | 56453 | Robinson Power Company LLC | PA | Washington | CTG1 | Natural Gas Fired Combined Cycle | CC |  | S | Y | N |  |  | 1022.9 | 0.85 | 950 | 950 | L | 6 | 2019 | 6 | 2025 | N | IPP Non-CHP | 2 | N | NG | [15 empty] | U |  | N
19558 | Homer Electric Assn Inc | 57206 | Soldotna | AK | Kenai Peninsula | 3 | Batteries | BA |  | S | X | X |  |  | 46.5 |  | 46.5 | 46.5 | U | 9 | 2021 | 10 | 2021 | N | Electric Utility | 1 | N | MWH | [15 empty] | N
62893 | Mililani I Solar LLC | 57242 | Mililani South Solar Farm | HI | Honolulu | 1 | Solar Photovoltaic | PV |  | S | X | X |  |  | 39 |  | 39 | 39 | T | 4 | 2011 | 11 | 2022 | N | IPP Non-CHP | 2 | N | SUN
56789 | TBE Montgomery LLC | 57472 | TBE-Montgomery LLC | NY | Orange | CTG | Other Waste Biomass | CT | NA | S | X | N | G | G | 12 | 0.8 | 11.6 | 14.4 | U | 12 | 2012 | 6 | 2023 | N | IPP Non-CHP | 2 | N | OBG | OTH | [12 empty] | Y |  | N | N | N
56789 | TBE Montgomery LLC | 57472 | TBE-Montgomery LLC | NY | Orange | STG | Other Waste Biomass | CA | NA | S | N | X | G | G | 9 | 0.85 | 7.4 | 8.1 | U | 12 | 2012 | 6 | 2023 | N | IPP Non-CHP | 2 | N | OBG | OTH | [12 empty] | Y | N | N | N | N
56814 | Black Creek Renewable Energy LLC | 57492 | Sampson County Disposal | NC | Sampson | GEN7 | Landfill Gas | IC |  | S | X | X |  |  | 1.6 |  | 1.6 | 1.6 | T | 8 | 2015 | 12 | 2024 | N | IPP Non-CHP | 2 | N | LFG | [13 empty] | N | N | N | N | N
56814 | Black Creek Renewable Energy LLC | 57492 | Sampson County Disposal | NC | Sampson | GEN8 | Landfill Gas | IC |  | S | X | X |  |  | 1.6 |  | 1.6 | 1.6 | T | 8 | 2015 | 12 | 2024 | N | IPP Non-CHP | 2 | N | LFG | [13 empty] | N | N | N | N | N
803 | Arizona Public Service Co | 57561 | Cotton Center Solar Hybrid | AZ | Maricopa | CC17M | Batteries | BA |  | S | X | X |  |  | 17 |  | 17 | 17 | P | 12 | 2020 | 12 | 2022 | N | Electric Utility | 1 | N | MWH
803 | Arizona Public Service Co | 57562 | Paloma Solar Hybrid | AZ | Maricopa | PA17M | Batteries | BA |  | S | X | X |  |  | 17 |  | 17 | 17 | P | 12 | 2020 | 12 | 2022 | N | Electric Utility | 1 | N | MWH
803 | Arizona Public Service Co | 57563 | Hyder Solar Hybrid | AZ | Yuma | H116M | Batteries | BA |  | S | X | X |  |  | 16 |  | 16 | 16 | P | 12 | 2020 | 12 | 2022 | N | Electric Utility | 1 | N | MWH
56987 | East Blackland Solar Project 1 LLC | 57659 | East Blackland Solar Project 1 | TX | Travis | PSF | Solar Photovoltaic | PV |  | S | X | X |  |  | 144 |  | 144 | 144 | V | 4 | 2014 | 8 | 2021 | N | IPP Non-CHP | 2 | N | SUN | [13 empty] | N
56769 | Consolidated Edison Development Inc. | 57679 | Arlington Valley Solar Energy I | AZ | Maricopa | AVSE1 | Solar Photovoltaic | PV |  | S | X | X |  |  | 127 |  | 125 | 125 | T | 12 | 2024 | 12 | 2024 | N | IPP Non-CHP | 2 | N | SUN | [13 empty] | N | N
9128 | Hurricane City Power | 57899 | Hurricane City Power | UT | Washington | 9 | Natural Gas Internal Combustion Engine | IC |  | S | X | X |  |  | 0.9 | 0.8 | 2.4 | 2.4 | P | 5 | 2025 | 5 | 2025 | N | Electric Utility | 1 | N | NG | [5 empty] | 0 | [7 empty] | N | N | N | N | N
57281 | University of Cincinnati | 57929 | East Campus Utility Plant | OH | Hamilton | P058 | Petroleum Liquids | IC |  | S | X | X |  |  | 2.5 | 0.8 | 2.5 | 2.5 | T | 7 | 2021 | 12 | 2021 | N | Commercial Non-CHP | 4 | N | DFO | [13 empty] | N | N | N
1307 | Basin Electric Power Coop | 57943 | Lonesome Creek Station | ND | McKenzie | 06 | Natural Gas Fired Combustion Turbine | GT |  | S | X | X |  |  | 60.5 | 0.85 | 40 | 45 | U | 8 | 2021 | 8 | 2021 | N | Electric Utility | 1 | N | NG | [15 empty] | N
60609 | Clean Focus Renewables, Inc. | 57960 | Rugged Solar LLC | CA | San Diego | 1 | Solar Photovoltaic | PV |  | S | X | X |  |  | 80 |  | 80 | 80 | U | 11 | 2020 | 12 | 2022 | N | IPP Non-CHP | 2 |  | SUN | [13 empty] | N
803 | Arizona Public Service Co | 57997 | Foothills Solar Plant Hybrid | AZ | Yuma | FH38M | Batteries | BA |  | S | X | X |  |  | 38 |  | 38 | 38 | P | 12 | 2020 | 12 | 2022 | N | Electric Utility | 1 | N | MWH
57389 | IKEA Property Inc | 58011 | IKEA Savannah 490 | GA | Chatham | IKEA | Solar Photovoltaic | PV |  | S | X | X |  |  | 1 |  | 1 | 1 | T | 1 | 2021 | 1 | 2021 | N | Commercial Non-CHP | 4 | N | SUN
57389 | IKEA Property Inc | 58015 | IKEA College Park 411 | MD | Prince Georges | IKEA | Solar Photovoltaic | PV |  | S | X | X |  |  | 1 |  | 1 | 1 | T | 9 | 2021 | 9 | 2021 | N | Commercial Non-CHP | 4 | N | SUN
58106 | Western Michigan University | 58161 | Western Michigan University Power Plant | MI | Kalamazoo | EG-10 | Natural Gas Internal Combustion Engine | IC |  | S | X | X |  |  | 2.5 | 0.8 | 2.5 | 2.5 | TS | 5 | 2020 | 5 | 2021 | N | Commercial CHP | 5 | N | NG | [15 empty] | N | N
58106 | Western Michigan University | 58161 | Western Michigan University Power Plant | MI | Kalamazoo | EG-9 | Natural Gas Internal Combustion Engine | IC |  | S | X | X |  |  | 2.5 | 0.8 | 2.5 | 2.5 | TS | 5 | 2020 | 5 | 2021 | N | Commercial CHP | 5 | N | NG | [15 empty] | N | N
63759 | Triple Oak Power LLC | 58175 | Jawbone Wind Project | MT | Wheatland | JWPI | Onshore Wind Turbine | WT |  | S | X | X |  |  | 80 |  | 80 | 80 | U | 12 | 2014 | 9 | 2022 | N | IPP Non-CHP | 2 | N | WND | [5 empty] | 38 | [7 empty] | N |  | N
58159 | Penn State University | 58194 | West Campus Steam Plant | PA | Centre | CT2 | Natural Gas Fired Combined Cycle | CT |  | S | X | X |  |  | 6.1 | 1 | 5.2 | 6.1 | U | 11 | 2021 | 9 | 2021 | Y | Commercial CHP | 5 | N | NG | DFO | [12 empty] | N | N | Y | Y | N
58159 | Penn State University | 58194 | West Campus Steam Plant | PA | Centre | WC6 | Natural Gas Fired Combined Cycle | CA |  | S | N | X |  |  | 2.8 | 0.9 | 0.7 | 2 | T | 11 | 2021 | 9 | 2021 | N | Commercial CHP | 5 | N | NG | DFO | [14 empty] | U
803 | Arizona Public Service Co | 58383 | Hyder II Hybrid | AZ | Yuma | H214M | Batteries | BA |  | S | X | X |  |  | 14 |  | 14 | 14 | P | 12 | 2020 | 12 | 2022 | N | Electric Utility | 1 | N | MWH
58391 | Chilocco Wind Farm LLC | 58406 | Chilocco Wind Farm | OK | Kay | 1 | Onshore Wind Turbine | WT |  | S | X | X |  |  | 200 |  | 200 | 200 | U | 12 | 2014 | 10 | 2022 | N | IPP Non-CHP | 2 | N | WND | [5 empty] | 80 | [7 empty] | N | N | N
58416 | California State University, Northridge | 58422 | CSU Northridge Plant | CA | Los Angeles | G6PV | Solar Photovoltaic | PV |  | S | X | X |  |  | 0.8 | 0.917 | 0.7 | 0.3 | P | 5 | 2020 | 12 | 2022 | N | Commercial Non-CHP | 4 | N | SUN | [5 empty] | 0 | [7 empty] | N | N | N
20421 | Western Minnesota Mun Pwr Agny | 58434 | Red Rock Hydro Plant | IA | Marion | 1 | Conventional Hydroelectric | HY |  | S | X | X |  |  | 18.2 |  | 27.5 | 27.5 | V | 9 | 2016 | 6 | 2021 | N | Electric Utility | 1 | N | WAT
20421 | Western Minnesota Mun Pwr Agny | 58434 | Red Rock Hydro Plant | IA | Marion | 2 | Conventional Hydroelectric | HY |  | S | X | X |  |  | 18.2 |  | 27.5 | 27.5 | V | 9 | 2016 | 5 | 2021 | N | Electric Utility | 1 | N | WAT
58451 | McCoy Solar, LLC | 58462 | McCoy Solar Energy Project Hybrid | CA | Riverside | MCST1 | Batteries | BA |  | S | X | X |  |  | 230 |  | 230 | 230 | P | 7 | 2021 | 7 | 2021 | N | IPP Non-CHP | 2 | N | MWH
58542 | Trustees of Princeton University | 58584 | Princeton University Cogeneration | NJ | Mercer | PV2 | Solar Photovoltaic | PV |  | W | X | X |  |  | 12 |  | 12 | 12 | U | 10 | 2021 | 10 | 2021 | N | Commercial CHP | 5 | N | SUN
58597 | Enivromission, Inc | 58652 | La Paz Solar Tower | AZ | La Paz | 1 | Solar Thermal without Energy Storage | OT |  | S | X | X |  |  | 200 |  | 200 | 200 | P | 5 | 2016 | 6 | 2025 | N | IPP Non-CHP | 2 | N | SUN | [13 empty] | N | N | N | N | N
56215 | RWE Renewables Americas LLC | 58777 | Cassadaga Wind Farm | NY | Chautauqua | 1 | Onshore Wind Turbine | WT |  | S | X | X |  |  | 126 |  | 126 | 126 | V | 12 | 2016 | 7 | 2021 | N | IPP Non-CHP | 2 | N | WND | [5 empty] | 37 | [7 empty] | N
56215 | RWE Renewables Americas LLC | 58780 | Scioto Ridge Wind Farm | OH | Logan | 1 | Onshore Wind Turbine | WT |  | S | X | X |  |  | 249.8 |  | 249.8 | 249.8 | V | 12 | 2016 | 5 | 2021 | N | IPP Non-CHP | 2 | N | WND | [5 empty] | 75 | [7 empty] | N | N
58378 | Jordan Hydroelectric LTD PTP | 58827 | Flannagan Hydroelectric Project | VA | Dickenson | LEFT | Conventional Hydroelectric | HY |  | S | X | X |  |  | 0.4 |  | 0.4 | 0.4 | L | 1 | 2016 | 12 | 2022 | N | IPP Non-CHP | 2 | N | WAT
58378 | Jordan Hydroelectric LTD PTP | 58827 | Flannagan Hydroelectric Project | VA | Dickenson | LEFT1 | Conventional Hydroelectric | HY |  | S | X | X |  |  | 0.4 |  | 0.4 | 0.4 | L | 12 | 2020 | 12 | 2022 | N | IPP Non-CHP | 2 | N | WAT
58378 | Jordan Hydroelectric LTD PTP | 58827 | Flannagan Hydroelectric Project | VA | Dickenson | LEFT2 | Conventional Hydroelectric | HY |  | S | X | X |  |  | 0.4 |  | 0.4 | 0.4 | L | 12 | 2020 | 12 | 2022 | N | IPP Non-CHP | 2 | N | WAT
58378 | Jordan Hydroelectric LTD PTP | 58827 | Flannagan Hydroelectric Project | VA | Dickenson | RGHT | Conventional Hydroelectric | HY |  | S | X | X |  |  | 0.4 |  | 0.4 | 0.4 | L | 1 | 2016 | 12 | 2022 | N | IPP Non-CHP | 2 | N | WAT
58783 | Marseilles Land and Water Company | 58903 | Marseilles Lock and Dam Hydro | IL | LaSalle | UNIT1 | Conventional Hydroelectric | HY |  | S | X | X | n/a | n/a | 2.6 | 0.95 | 2.6 | 2.6 | U | 12 | 2015 | 12 | 2023 | N | IPP Non-CHP | 2 | N | WAT
58783 | Marseilles Land and Water Company | 58903 | Marseilles Lock and Dam Hydro | IL | LaSalle | UNIT2 | Conventional Hydroelectric | HY |  | S | X | X |  |  | 2.6 | 0.95 | 2.6 | 2.6 | U | 12 | 2015 | 12 | 2023 | N | IPP Non-CHP | 2 | N | WAT
58783 | Marseilles Land and Water Company | 58903 | Marseilles Lock and Dam Hydro | IL | LaSalle | UNIT3 | Conventional Hydroelectric | HY |  | S | X | X |  |  | 2.6 | 0.95 | 2.6 | 2.6 | U | 12 | 2015 | 12 | 2023 | N | IPP Non-CHP | 2 | N | WAT
58783 | Marseilles Land and Water Company | 58903 | Marseilles Lock and Dam Hydro | IL | LaSalle | UNIT4 | Conventional Hydroelectric | HY |  | S | X | X |  |  | 2.6 | 0.95 | 2.6 | 2.6 | U | 12 | 2015 | 12 | 2023 | N | IPP Non-CHP | 2 | N | WAT
60569 | Lincoln Land Wind, LLC | 58925 | Lincoln Land Wind | IL | Sangamon | SAN1 | Onshore Wind Turbine | WT |  | S | X | X |  |  | 30 |  | 30 | 30 | P | 12 | 2016 | 11 | 2021 | N | IPP Non-CHP | 2 | N | WND | [5 empty] | 14 | [9 empty] | N
58766 | FGE Texas II LLC | 58930 | FGE Texas II | TX | Mitchell | CA1 | Natural Gas Fired Combined Cycle | CA |  | W | N | X |  |  | 265.2 |  | 249.9 | 251.8 | T | 6 | 2016 | 7 | 2024 | N | IPP Non-CHP | 2 | N | NG | [15 empty] | U
58766 | FGE Texas II LLC | 58930 | FGE Texas II | TX | Mitchell | GT1 | Natural Gas Fired Combined Cycle | CT |  | W | X | Y |  |  | 238.9 |  | 226.7 | 239.7 | T | 6 | 2016 | 7 | 2024 | N | IPP Non-CHP | 2 | N | NG | [15 empty] | U
58766 | FGE Texas II LLC | 58930 | FGE Texas II | TX | Mitchell | GT2 | Natural Gas Fired Combined Cycle | CT |  | W | X | Y |  |  | 238.9 |  | 226.7 | 239.7 | T | 6 | 2016 | 7 | 2024 | N | IPP Non-CHP | 2 | N | NG | [15 empty] | U
58765 | FGE Texas I LLC | 58931 | FGE Texas I | TX | Mitchell | CA1 | Natural Gas Fired Combined Cycle | CA |  | S | N | X |  |  | 265.2 |  | 249.9 | 251.8 | T | 6 | 2016 | 9 | 2023 | N | IPP Non-CHP | 2 | N | NG | [15 empty] | N
58765 | FGE Texas I LLC | 58931 | FGE Texas I | TX | Mitchell | GT1 | Natural Gas Fired Combined Cycle | CT |  | S | X | Y |  |  | 238.9 |  | 226.7 | 239.7 | T | 6 | 2016 | 9 | 2023 | N | IPP Non-CHP | 2 | N | NG | [15 empty] | N
58765 | FGE Texas I LLC | 58931 | FGE Texas I | TX | Mitchell | GT2 | Natural Gas Fired Combined Cycle | CT |  | S | X | Y |  |  | 238.9 |  | 226.7 | 239.7 | T | 6 | 2016 | 9 | 2023 | N | IPP Non-CHP | 2 | N | NG | [15 empty] | N
58798 | Shell Chemical Appalachia LLC | 58933 | Shell Chemical Appalachia LLC | PA | Beaver | GTG1 | Natural Gas Fired Combined Cycle | CT |  | S | X | N |  |  | 41.5 |  | 37.1 | 46.5 | V | 7 | 2018 | 7 | 2021 | Y | Industrial CHP | 7 | N | NG | [13 empty] | N | N | N | N | N
58798 | Shell Chemical Appalachia LLC | 58933 | Shell Chemical Appalachia LLC | PA | Beaver | GTG2 | Natural Gas Fired Combined Cycle | CT |  | S | X | N |  |  | 41.5 |  | 37.1 | 46.5 | V | 7 | 2018 | 7 | 2021 | Y | Industrial CHP | 7 | N | NG | [13 empty] | N | N | N | N | N
58798 | Shell Chemical Appalachia LLC | 58933 | Shell Chemical Appalachia LLC | PA | Beaver | GTG3 | Natural Gas Fired Combined Cycle | CT |  | S | X | N |  |  | 41.5 |  | 37.1 | 46.5 | V | 7 | 2018 | 7 | 2021 | Y | Industrial CHP | 7 | N | NG | [13 empty] | N | N | N | N | N
58798 | Shell Chemical Appalachia LLC | 58933 | Shell Chemical Appalachia LLC | PA | Beaver | STG1 | Natural Gas Fired Combined Cycle | CA |  | S | Y | X |  |  | 75 |  | 72.7 | 75.8 | V | 7 | 2018 | 9 | 2021 | Y | Industrial CHP | 7 | N | NG | [10 empty] | N |  |  | N | N | N | N | N
58798 | Shell Chemical Appalachia LLC | 58933 | Shell Chemical Appalachia LLC | PA | Beaver | STG2 | Natural Gas Fired Combined Cycle | CA |  | S | Y | X |  |  | 75 |  | 72.7 | 75.8 | V | 7 | 2018 | 9 | 2021 | Y | Industrial CHP | 7 | N | NG | [13 empty] | N | N | N | N | N
58804 | Lake Erie Energy Development Corp | 58941 | Icebreaker Offshore Wind Farm | OH | Cuyahoga | WTG1 | Offshore Wind Turbine | WS |  | S | X | X |  |  | 3.4 | 1 | 3.4 | 3.4 | L | 9 | 2017 | 12 | 2024 | N | IPP Non-CHP | 2 | N | WND | [5 empty] | 1 | [7 empty] | N | N | N | N | N
58804 | Lake Erie Energy Development Corp | 58941 | Icebreaker Offshore Wind Farm | OH | Cuyahoga | WTG2 | Offshore Wind Turbine | WS |  | S | X | X |  |  | 3.4 | 1 | 3.4 | 3.4 | L | 9 | 2017 | 12 | 2024 | N | IPP Non-CHP | 2 | N | WND | [5 empty] | 1 | [7 empty] | N |  | N | N | N
58804 | Lake Erie Energy Development Corp | 58941 | Icebreaker Offshore Wind Farm | OH | Cuyahoga | WTG3 | Offshore Wind Turbine | WS |  | S | X | X |  |  | 3.4 | 1 | 3.4 | 3.4 | L | 9 | 2017 | 12 | 2024 | N | IPP Non-CHP | 2 | N | WND | [5 empty] | 1 | [7 empty] | N |  | N | N | N
58804 | Lake Erie Energy Development Corp | 58941 | Icebreaker Offshore Wind Farm | OH | Cuyahoga | WTG4 | Offshore Wind Turbine | WS |  | S | X | X |  |  | 3.4 | 1 | 3.4 | 3.4 | L | 9 | 2017 | 12 | 2024 | N | IPP Non-CHP | 2 | N | WND | [5 empty] | 1 | [7 empty] | N | N | N | N | N
58804 | Lake Erie Energy Development Corp | 58941 | Icebreaker Offshore Wind Farm | OH | Cuyahoga | WTG5 | Offshore Wind Turbine | WS |  | S | X | X |  |  | 3.4 | 1 | 3.4 | 3.4 | L | 9 | 2017 | 12 | 2024 | N | IPP Non-CHP | 2 | N | WND | [5 empty] | 1 | [7 empty] | N |  | N | N | N
58804 | Lake Erie Energy Development Corp | 58941 | Icebreaker Offshore Wind Farm | OH | Cuyahoga | WTG6 | Offshore Wind Turbine | WS |  | S | X | X |  |  | 3.4 | 1 | 3.4 | 3.4 | L | 9 | 2017 | 12 | 2024 | N | IPP Non-CHP | 2 | N | WND | [5 empty] | 1 | [7 empty] | N | N | N | N | N
2265 | Bristol-Myers Squibb Co | 58947 | Bristol Myers Squibb Lawrenceville | NJ | Mercer | TG102 | Natural Gas Fired Combustion Turbine | GT |  | S | X | X |  |  | 5.4 | 0.8 | 5 | 5.5 | V | 4 | 2020 | 6 | 2021 | Y | IPP Non-CHP | 2 | N | NG | DFO | [14 empty] | Y
58842 | Power Company of Wyoming LLC | 58987 | Chokecherry and Sierra Madre Wind | WY | Carbon | I-A | Onshore Wind Turbine | WT |  | S | X | X | not applicable | not applicable | 500 |  | 500 | 500 | U | 12 | 2017 | 12 | 2025 | N | IPP Non-CHP | 2 | N | WND | [5 empty] | 166 | [7 empty] | N | N | N
58842 | Power Company of Wyoming LLC | 58987 | Chokecherry and Sierra Madre Wind | WY | Carbon | I-B | Onshore Wind Turbine | WT |  | S | X | X | NA | NA | 500 |  | 500 | 500 | U | 12 | 2018 | 12 | 2025 | N | IPP Non-CHP | 2 | N | WND | [5 empty] | 167 | [7 empty] | N |  | N
58842 | Power Company of Wyoming LLC | 58987 | Chokecherry and Sierra Madre Wind | WY | Carbon | I-C | Onshore Wind Turbine | WT |  | S | X | X | NA | NA | 500 |  | 500 | 500 | U | 12 | 2024 | 12 | 2025 | N | IPP Non-CHP | 2 | N | WND | [5 empty] | 167 | [9 empty] | N
58842 | Power Company of Wyoming LLC | 58987 | Chokecherry and Sierra Madre Wind | WY | Carbon | II-A | Onshore Wind Turbine | WT |  | S | X | X | NA | NA | 750 |  | 750 | 750 | U | 12 | 2020 | 12 | 2026 | N | IPP Non-CHP | 2 | N | WND | [5 empty] | 198 | [7 empty] | N | N | N
58842 | Power Company of Wyoming LLC | 58987 | Chokecherry and Sierra Madre Wind | WY | Carbon | II-B | Onshore Wind Turbine | WT |  | S | X | X | NA | NA | 750 |  | 750 | 750 | U | 12 | 2021 | 12 | 2026 | N | IPP Non-CHP | 2 | N | WND | [5 empty] | 198 | [7 empty] | N | N | N
58846 | Southeast Renewable Fuels, LLC | 58997 | SRF Pulp Processing Facility | FL | Hendry | G1001 | Wood/Wood Waste Biomass | ST |  | S | X | X |  |  | 20 |  | 12 | 11 | U | 12 | 2015 | 5 | 2023 | N | Industrial Non-CHP | 6 | N | WDS | [13 empty] | N |  | N | N | N
803 | Arizona Public Service Co | 59020 | Gila Bend Hybrid | AZ | Maricopa | GB36M | Batteries | BA |  | S | X | X |  |  | 36 |  | 36 | 36 | P | 12 | 2020 | 12 | 2022 | N | Electric Utility | 1 | N | MWH
60223 | Ketchikan Electric Company | 59027 | Mahoney Lake Hydroelectric | AK | Ketchikan Gateway | GEN 1 | Conventional Hydroelectric | HY |  | J | X | X |  |  | 9.6 | 0.96 | 9.6 | 9.6 | P | 12 | 2017 | 12 | 2027 | N | Electric Utility | 1 | N | WAT | [13 empty] | N | N | N
60222 | Haida Energy, Inc. | 59037 | Hiilangaay Hydro | AK | Prince of Wales Ketchikan | GEN 1 | Conventional Hydroelectric | HY |  | J | X | X |  |  | 5 |  | 5 | 5 | TS | 12 | 2017 | 1 | 2021 | N | Electric Utility | 1 | N | WAT | [15 empty] | N
58880 | Gallegos Wind Farm LLC | 59047 | Gallegos Wind Farm, Phase 1 | NM | Union | GEN 1 | Onshore Wind Turbine | WT |  | S | X | X |  |  | 180 |  | 180 | 180 | P | 1 | 2016 | 10 | 2025 | N | IPP Non-CHP | 2 | N | WND | [5 empty] | 36 | [7 empty] | N | N | N
58881 | Apex Bethel Energy Center | 59048 | Apex Bethel Energy Center | TX | Anderson | ABEC1 | Natural Gas with Compressed Air Storage | CE |  | S | X | X |  |  | 158.5 | 0.9 | 158.5 | 158.5 | T | 7 | 2018 | 12 | 2024 | N | IPP Non-CHP | 2 | N | NG | [13 empty] | N | N | N
58881 | Apex Bethel Energy Center | 59048 | Apex Bethel Energy Center | TX | Anderson | ABEC2 | Natural Gas with Compressed Air Storage | CE |  | S | X | X |  |  | 158.5 | 0.9 | 158.5 | 158.5 | T | 7 | 2018 | 9 | 2023 | N | IPP Non-CHP | 2 | N | NG | [13 empty] | N | N | N
58901 | Sustainable Hydro, Braddock, LLC | 59091 | Braddock Lock and Dam | PA | Allegheny | GEN1 | Conventional Hydroelectric | HY |  | S | X | X |  |  | 5.3 | 0.8 | 5.3 | 5.3 | L | 3 | 2014 | 4 | 2023 | N | IPP Non-CHP | 2 | N | WAT
61944 | Goldman Sachs Renewable Power Group | 59150 | RE Mustang LLC | CA | Kings | BESS1 | Batteries | BA |  | W | X | X |  |  | 75 |  | 75 | 75 | T | 10 | 2021 | 10 | 2021 | N | IPP Non-CHP | 2 | N | MWH
49893 | Invenergy Services LLC | 59243 | Changing Winds | TX | Castro | CHAN1 | Onshore Wind Turbine | WT |  | S | X | X |  |  | 288 |  | 288 | 288 | P | 12 | 2015 | 12 | 2024 | N | IPP Non-CHP | 2 | N | WND | [5 empty] | 144 | [9 empty] | N
60688 | FGE Goodnight, LLC | 59246 | Goodnight | TX | Armstrong | GOOD1 | Onshore Wind Turbine | WT |  | S | X | X |  |  | 500 |  | 500 | 500 | U | 12 | 2015 | 9 | 2022 | N | IPP Non-CHP | 2 | N | WND | [5 empty] | 250 | [9 empty] | N
59098 | Northwest Ohio Wind, LLC | 59296 | Northwest Ohio Wind | OH | Paulding | NWO-B | Batteries | BA |  | S | X | X |  |  | 0.8 | 1 | 0.8 | 0.8 | V | 3 | 2021 | 3 | 2021 | N | IPP Non-CHP | 2 | N | MWH | [15 empty] | N
59098 | Northwest Ohio Wind, LLC | 59296 | Northwest Ohio Wind | OH | Paulding | NWO-S | Solar Photovoltaic | PV |  | S | X | X |  |  | 4 | 1 | 4 | 4 | V | 3 | 2021 | 3 | 2021 | N | IPP Non-CHP | 2 | N | SUN | [15 empty] | N
803 | Arizona Public Service Co | 59444 | Desert Star Hybrid | AZ | Maricopa | DS10M | Batteries | BA |  | S | X | X |  |  | 10 |  | 10 | 10 | P | 12 | 2020 | 6 | 2022 | N | Electric Utility | 1 | N | MWH
59316 | Whitetail Solar LLC | 59569 | Whitetail Solar | SC | Dillon | PV1 | Solar Photovoltaic | PV |  | S | X | X |  |  | 10 |  | 10 | 10 | L | 12 | 2016 | 12 | 2021 | N | IPP Non-CHP | 2 | N | SUN
59319 | Cotton Solar, LLC | 59572 | Cotton Solar | SC | Dillon | PV1 | Solar Photovoltaic | PV |  | S | X | X |  |  | 16 |  | 16 | 16 | L | 12 | 2016 | 10 | 2022 | N | IPP Non-CHP | 2 | N | SUN
59010 | Rhubarb One LLC | 59596 | Rhubarb One SC | SC | Marion | PV1 | Solar Photovoltaic | PV |  | S | X | X |  |  | 20 |  | 20 | 20 | L | 12 | 2016 | 6 | 2022 | N | IPP Non-CHP | 2 |  | SUN
59432 | Clear Creek Power | 59659 | Highland Park Project | CO | Clear Creek | HPWT | Onshore Wind Turbine | WT |  | S | X | X |  |  | 181 |  | 181 | 181 | P | 12 | 2015 | 12 | 2022 | N | IPP Non-CHP | 2 | N | WND | [5 empty] | 46
19876 | Virginia Electric & Power Co | 59693 | Coastal Virginia Offshore Wind (CVOW) pilot project | VA | Virginia Beach | OSW1 | Offshore Wind Turbine | WS |  | S | X | X |  |  | 12 |  | 12 | 12 | TS | 9 | 2018 | 1 | 2021 | N | Electric Utility | 1 | N | WND | [5 empty] | 2 | [10 empty] | N | N
4180 | Connecticut Mun Elec Engy Coop | 59701 | Subase Microgrid Project | CT | New London | SFC1 | Other Natural Gas | FC |  | W | X | X |  |  | 3.7 | 0.95 | 3.7 | 3.7 | U | 3 | 2020 | 10 | 2021 | N | Electric Utility | 1 | N | NG | [15 empty] | N
4180 | Connecticut Mun Elec Engy Coop | 59701 | Subase Microgrid Project | CT | New London | SFC2 | Other Natural Gas | FC |  | W | X | X |  |  | 3.7 | 0.95 | 3.7 | 3.7 | U | 3 | 2020 | 10 | 2021 | N | Electric Utility | 1 | N | NG | [15 empty] | N
59489 | Perennial-Wind Chaser LLC | 59721 | Perennial Wind Chaser Station | OR | Umatilla | GT1 | Natural Gas Fired Combustion Turbine | GT |  | S | X | X |  |  | 106 | 0.98 | 98.7 | 101.9 | U | 6 | 2018 | 9 | 2022 | N | IPP Non-CHP | 2 | N | NG | [15 empty] | N | N | N
59489 | Perennial-Wind Chaser LLC | 59721 | Perennial Wind Chaser Station | OR | Umatilla | GT2 | Natural Gas Fired Combustion Turbine | GT |  | S | X | X |  |  | 106 | 0.98 | 98.7 | 101.9 | U | 6 | 2018 | 9 | 2022 | N | IPP Non-CHP | 2 | N | NG | [15 empty] | N | N | N
59489 | Perennial-Wind Chaser LLC | 59721 | Perennial Wind Chaser Station | OR | Umatilla | GT3 | Natural Gas Fired Combustion Turbine | GT |  | S | X | X |  |  | 106 | 0.98 | 98.7 | 101.9 | U | 6 | 2018 | 9 | 2022 | N | IPP Non-CHP | 2 | N | NG | [15 empty] | N | N | N
59489 | Perennial-Wind Chaser LLC | 59721 | Perennial Wind Chaser Station | OR | Umatilla | GT4 | Natural Gas Fired Combustion Turbine | GT |  | S | X | X |  |  | 106 | 0.98 | 98.7 | 101.9 | U | 6 | 2018 | 9 | 2022 | N | IPP Non-CHP | 2 | N | NG | [13 empty] | N | N | N | N | N
59550 | Croda Inc. | 59783 | Croda Atlas Point CHP | DE | New Castle | 91199 | Landfill Gas | IC |  | S | X | X |  |  | 2 | 1 | 2 | 2 | TS | 6 | 2019 | 6 | 2021 | Y | Industrial CHP | 7 | N | LFG | [15 empty] | N
55983 | Luminant Generation Company LLC | 59806 | Jayhawk | TX | Mitchell | SOLAR | Solar Photovoltaic | PV |  | S | X | X |  |  | 101 |  | 101 | 101 | L | 2 | 2022 | 3 | 2023 | N | IPP Non-CHP | 2 | N | SUN | [15 empty] | N
59598 | Tooele Army Depot | 59817 | Tooele Army Depot | UT | Tooele | PV1 | Solar Photovoltaic | PV |  | S | X | X |  |  | 1.5 |  | 1.5 | 1.5 | V | 10 | 2013 | 10 | 2021 | N | IPP Non-CHP | 2 | N | SUN | [5 empty] | 0
7140 | Georgia Power Co | 59864 | Kings Bay Solar Facility | GA | Camden | BESS | Batteries | BA |  | S | X | X |  |  | 1.5 |  | 1.5 | 1.5 | V | 1 | 2020 | 6 | 2022 | N | Electric Utility | 1 | N | MWH
63448 | Aiya Solar CEI, LLC | 59869 | Aiya Solar Project | NV | Clark | GEN01 | Solar Photovoltaic | PV |  | S | X | X |  |  | 100 |  | 100 | 100 | P | 12 | 2016 | 12 | 2023 | N | IPP Non-CHP | 2 |  | SUN
59656 | Desert Quartzite LLC | 59871 | Desert Quartzite | CA | Riverside | GEN01 | Solar Photovoltaic | PV |  | S | X | X |  |  | 480 |  | 480 | 480 | T | 12 | 2019 | 3 | 2023 | N | IPP Non-CHP | 2 |  | SUN | [15 empty] | N
59685 | JPMorgan Chase Bank | 59922 | South Campus Solar | DE | New Castle | G1789 | Solar Photovoltaic | PV |  | S | X | X |  |  | 1.3 | 0.99 | 1.3 | 1.3 | V | 12 | 2019 | 7 | 2021 | N | Commercial Non-CHP | 4 | N | SUN | [15 empty] | N
17650 | Southern Power Co | 59939 | RE Tranquillity | CA | Fresno | BESS1 | Batteries | BA |  | W | X | X |  |  | 72 |  | 72 | 72 | P | 10 | 2021 | 10 | 2021 | N | IPP Non-CHP | 2 | N | MWH
56615 | First Solar Project Development | 59969 | Windhub Solar B, LLC | CA | Kern | GEN01 | Solar Photovoltaic | PV |  | S | X | X |  |  | 20 |  | 20 | 20 | L | 12 | 2016 | 12 | 2022 | N | IPP Non-CHP | 2 | N | SUN
59056 | Tri Global Energy, LLC | 59971 | Easter | TX | Castro | ESTR1 | Onshore Wind Turbine | WT |  | S | X | X |  |  | 300 |  | 300 | 300 | P | 10 | 2017 | 12 | 2023 | N | IPP Non-CHP | 2 | N | WND | [5 empty] | 100
58970 | Ecoplexus, Inc | 59997 | High Shoals PV1 | NC | Gaston | HISHO | Solar Photovoltaic | PV |  | W | X | X |  |  | 16 |  | 16 | 16 | U | 12 | 2015 | 11 | 2021 | N | IPP Non-CHP | 2 | N | SUN
58970 | Ecoplexus, Inc | 60002 | E Nash PV1 | NC | Nash | NASH1 | Solar Photovoltaic | PV |  | W | X | X |  |  | 20 |  | 20 | 20 | L | 12 | 2015 | 12 | 2022 | N | IPP Non-CHP | 2 | N | SUN
58970 | Ecoplexus, Inc | 60003 | Willoughby PV1 | NC | Harnett | WILL1 | Solar Photovoltaic | PV |  | W | X | X |  |  | 20 |  | 20 | 20 | L | 12 | 2015 | 6 | 2022 | N | IPP Non-CHP | 2 | N | SUN
6452 | Florida Power & Light Co | 60014 | Manatee Solar Energy Center | FL | Manatee | BMS | Batteries | BA |  | S | X | X |  |  | 409 |  | 409 | 409 | U | 11 | 2021 | 11 | 2021 | N | Electric Utility | 1 | N | MWH
59761 | McLean Homestead, LLC | 60020 | McLean Homestead | NC | Scotland | PV1 | Solar Photovoltaic | PV |  | S | X | X |  |  | 4.9 |  | 4.9 | 4.9 | L | 9 | 2016 | 10 | 2022 | N | IPP Non-CHP | 2 | N | SUN
59770 | Shorthorn Holdings, LLC | 60028 | Shorthorn Holdings | SC | Marlboro | PV1 | Solar Photovoltaic | PV |  | S | X | X |  |  | 15.4 |  | 15.4 | 15.4 | L | 12 | 2016 | 12 | 2022 | N | IPP Non-CHP | 2 | N | SUN
59365 | Capital Power Corporation | 60066 | Garrison Butte Wind, LLC | ND | Mercer | GEN | Onshore Wind Turbine | WT |  | S | X | X |  |  | 150 |  | 150 | 150 | P | 12 | 2019 | 3 | 2023 | N | IPP Non-CHP | 2 | N | WND | [5 empty] | 50
59365 | Capital Power Corporation | 60070 | Nolin Hills | OR | Umatilla | GEN | Onshore Wind Turbine | WT |  | S | X | X |  |  | 350 |  | 350 | 350 | L | 12 | 2020 | 12 | 2025 | N | IPP Non-CHP | 2 | N | WND | [5 empty] | 117
59365 | Capital Power Corporation | 60070 | Nolin Hills | OR | Umatilla | GEN2 | Solar Photovoltaic | PV |  | S | X | X |  |  | 250 |  | 250 | 250 | L | 12 | 2025 | 12 | 2025 | N | IPP Non-CHP | 2 | N | SUN
59843 | Blythe Solar II, LLC | 60092 | Blythe Solar II, LLC | CA | Riverside | BLST2 | Batteries | BA |  | S | X | X |  |  | 115 |  | 115 | 115 | V | 2 | 2021 | 3 | 2021 | N | IPP Non-CHP | 2 | N | MWH
59842 | Blythe Solar 110, LLC | 60093 | Blythe Solar 110, LLC | CA | Riverside | BES1 | Batteries | BA |  | S | X | X |  |  | 63 |  | 63 | 63 | U | 6 | 2021 | 6 | 2021 | N | IPP Non-CHP | 2 | N | MWH
59844 | Blythe Solar III, LLC | 60094 | Blythe Solar III, LLC Hybrid | CA | Riverside | BLST3 | Batteries | BA |  | S | X | X |  |  | 115 |  | 115 | 115 | U | 5 | 2021 | 5 | 2021 | N | IPP Non-CHP | 2 | N | MWH
64279 | Robin Solar LLC | 60165 | Robin Solar | NC | Wayne | PV1 | Solar Photovoltaic | PV |  | S | X | X |  |  | 5 |  | 5 | 5 | V | 12 | 2016 | 1 | 2021 | N | IPP Non-CHP | 2 | N | SUN
59967 | Phoenix Energy | 60192 | North Fork Community Power | CA | Madera | NFCP1 | Other Waste Biomass | IC |  | S | X | X |  |  | 2 | 1 | 2 | 2 | U | 1 | 2017 | 12 | 2021 | Y | IPP CHP | 3 | N | OBG | [13 empty] | Y | Y | N | N | N
59966 | ESC Harrison County Power | 60206 | ESC Harrison County Power | WV | Harrison | HCCA1 | Natural Gas Fired Combined Cycle | CA |  | S | Y | X |  | PJM | 207.4 | 0.85 | 205.4 | 209 | P | 6 | 2021 | 2 | 2023 | N | IPP Non-CHP | 2 | N | NG | [13 empty] | N | N | N | N | N
59966 | ESC Harrison County Power | 60206 | ESC Harrison County Power | WV | Harrison | HCCT1 | Natural Gas Fired Combined Cycle | CT |  | S | X | N |  |  | 371.5 | 0.85 | 319.1 | 343.3 | P | 6 | 2021 | 2 | 2023 | N | IPP Non-CHP | 2 | N | NG | [15 empty] | N | N | N
56215 | RWE Renewables Americas LLC | 60212 | Mason Dixon Wind Farm | PA | Somerset | 1 | Onshore Wind Turbine | WT |  | S | X | X |  |  | 79.9 |  | 79.9 | 79.9 | P | 10 | 2010 | 12 | 2022 | N | IPP Non-CHP | 2 | N | WND | [5 empty] | 25
17650 | Southern Power Co | 60233 | RE Garland | CA | Kern | BESS1 | Batteries | BA |  | W | X | X |  |  | 88 |  | 88 | 88 | P | 8 | 2021 | 8 | 2021 | N | IPP Non-CHP | 2 | N | MWH
59056 | Tri Global Energy, LLC | 60271 | Canyon Wind Project, LLC | TX | Scurry | WT1 | Onshore Wind Turbine | WT |  | S | X | X |  |  | 201.8 |  | 201.8 | 201.8 | P | 9 | 2019 | 10 | 2022 | N | IPP Non-CHP | 2 | N | WND | [5 empty] | 49
59056 | Tri Global Energy, LLC | 60272 | Cone Renewable Energy Project, LLC | TX | Crosby | WT1 | Onshore Wind Turbine | WT |  | S | X | X |  |  | 300 |  | 300 | 300 | P | 3 | 2020 | 12 | 2023 | N | IPP Non-CHP | 2 | N | WND | [5 empty] | 100
59056 | Tri Global Energy, LLC | 60273 | Crosby County Wind Farm, LLC | TX | Crosby | WT1 | Onshore Wind Turbine | WT |  | S | X | X |  |  | 120 |  | 120 | 120 | P | 3 | 2020 | 12 | 2023 | N | IPP Non-CHP | 2 | N | WND | [5 empty] | 40
60064 | Clean Path Energy Center, LLC | 60289 | Clean Path Energy Center | NM | San Juan | CPEC1 | Natural Gas Fired Combined Cycle | CC |  | S | N | N |  |  | 680 |  | 680 | 680 | P | 10 | 2019 | 12 | 2027 | N | IPP Non-CHP | 2 | N | NG | [13 empty] | N | N | N | N | N
60064 | Clean Path Energy Center, LLC | 60289 | Clean Path Energy Center | NM | San Juan | PVGEN | Solar Photovoltaic | PV |  | S | X | X |  |  | 55 |  | 55 | 55 | P | 9 | 2019 | 12 | 2023 | N | IPP Non-CHP | 2 | N | SUN | [13 empty] | N | N | N
61060 | Cypress Creek Renewables | 60298 | Pine Valley Solar Farm, LLC | NC | Moore | PV1 | Solar Photovoltaic | PV |  | S | X | X |  |  | 5 |  | 5 | 5 | P | 6 | 2017 | 9 | 2021 | N | IPP Non-CHP | 2 | N | SUN | [15 empty] | N
56615 | First Solar Project Development | 60309 | Portal Ridge Solar A, LLC | CA | Los Angeles | GEN01 | Solar Photovoltaic | PV |  | S | X | X |  |  | 18.5 |  | 18.5 | 18.5 | L | 12 | 2018 | 12 | 2022 | N | IPP Non-CHP | 2 | N | SUN
56615 | First Solar Project Development | 60325 | Willow Spring Solar 3, LLC | CA | Kern | GEN01 | Solar Photovoltaic | PV |  | S | X | X |  |  | 75 |  | 75 | 75 | T | 12 | 2018 | 12 | 2022 | N | IPP Non-CHP | 2 | N | SUN
60131 | South Field Energy, LLC | 60356 | South Field Energy | OH | Columbiana | SFCT1 | Natural Gas Fired Combined Cycle | CT |  | S | X | N |  |  | 344.4 | 0.85 | 344.4 | 344.4 | V | 1 | 2021 | 8 | 2021 | N | IPP Non-CHP | 2 | N | NG | DFO | [14 empty] | N
60131 | South Field Energy, LLC | 60356 | South Field Energy | OH | Columbiana | SFCT2 | Natural Gas Fired Combined Cycle | CT |  | S | X | N |  |  | 344.4 | 0.85 | 344.4 | 344.4 | V | 1 | 2021 | 8 | 2021 | N | IPP Non-CHP | 2 | N | NG | DFO | [14 empty] | N | U
60131 | South Field Energy, LLC | 60356 | South Field Energy | OH | Columbiana | SFST1 | Natural Gas Fired Combined Cycle | CA |  | S | Y | X |  |  | 260.8 | 0.85 | 260.8 | 260.8 | V | 1 | 2021 | 8 | 2021 | N | IPP Non-CHP | 2 | N | NG | DFO | [14 empty] | N
60131 | South Field Energy, LLC | 60356 | South Field Energy | OH | Columbiana | SFST2 | Natural Gas Fired Combined Cycle | CA |  | S | Y | X |  |  | 260.8 | 0.85 | 260.8 | 260.8 | V | 1 | 2021 | 8 | 2021 | N | IPP Non-CHP | 2 | N | NG | DFO | [14 empty] | N
49893 | Invenergy Services LLC | 60387 | Invenergy Nelson Expansion LLC | IL | Lee | GEN3 | Natural Gas Fired Combustion Turbine | GT |  | S | X | X |  |  | 190 |  | 157 | 157 | P | 6 | 2018 | 12 | 2022 | N | IPP Non-CHP | 2 | N | NG | [15 empty] | N
49893 | Invenergy Services LLC | 60387 | Invenergy Nelson Expansion LLC | IL | Lee | GEN4 | Natural Gas Fired Combustion Turbine | GT |  | S | X | X |  |  | 190 |  | 157 | 157 | P | 6 | 2018 | 12 | 2022 | N | IPP Non-CHP | 2 | N | NG | [15 empty] | N
60192 | Warbler Holdings, LLC | 60393 | Warbler Holdings | NC | Cleveland | PV1 | Solar Photovoltaic | PV |  | S | X | X |  |  | 4 |  | 4 | 4 | V | 6 | 2017 | 10 | 2021 | N | IPP Non-CHP | 2 | N | SUN
60221 | North Slope LLC | 60420 | North Slope, LLC | NY | Clinton | NSPV | Onshore Wind Turbine | WT |  | S | X | X |  |  | 200 |  | 200 | 200 | L | 11 | 2017 | 12 | 2025 | N | IPP Non-CHP | 2 | N | WND | [5 empty] | 48
58508 | Carolina Solar Energy LLC | 60430 | Cabaniss Solar | NC | Franklin | PV1 | Solar Photovoltaic | PV |  | S | X | X |  |  | 4.2 |  | 4.2 | 4.2 | T | 12 | 2017 | 12 | 2022 | N | IPP Non-CHP | 2 | N | SUN
60229 | Quail Holdings, LLC | 60434 | Quail Holdings | NC | Davie | PV1 | Solar Photovoltaic | PV |  | S | X | X |  |  | 25 |  | 25 | 25 | L | 12 | 2017 | 12 | 2023 | N | IPP Non-CHP | 2 | N | SUN
58508 | Carolina Solar Energy LLC | 60439 | Sellers Farm Solar | NC | Richmond | PV1 | Solar Photovoltaic | PV |  | S | X | X |  |  | 5 |  | 5 | 5 | T | 12 | 2017 | 12 | 2022 | N | IPP Non-CHP | 2 | N | SUN
60217 | San Bernardino Valley Mun. Water Dist. | 60466 | Waterman Turnout Hydroelectric | CA | San Bernardino | WTHF | Conventional Hydroelectric | HY |  | S | X | X |  |  | 1 | 0.92 | 1 | 1 | L | 5 | 2017 | 3 | 2022 | N | Electric Utility | 1 | N | WAT
60270 | Clark Canyon Hydro, LLC | 60483 | Clark Canyon Hydro-Electric Facility | MT | Beaverhead | FRNS1 | Conventional Hydroelectric | HY |  | S | X | X |  |  | 2.4 |  | 2.4 | 2.4 | P | 6 | 2017 | 6 | 2023 | N | IPP Non-CHP | 2 | N | WAT
60270 | Clark Canyon Hydro, LLC | 60483 | Clark Canyon Hydro-Electric Facility | MT | Beaverhead | FRNS2 | Conventional Hydroelectric | HY |  | S | X | X |  |  | 2.4 |  | 2.4 | 2.4 | P | 6 | 2017 | 6 | 2023 | N | IPP Non-CHP | 2 | N | WAT
56615 | First Solar Project Development | 60572 | White Wing Solar | AZ | Yuma | GEN01 | Solar Photovoltaic | PV |  | S | X | X |  |  | 200 |  | 200 | 200 | T | 1 | 2020 | 12 | 2022 | N | IPP Non-CHP | 2 | N | SUN
60349 | Juneau Hydropower, Inc | 60588 | Sweetheart Lake Hydroelectric Facility | AK | Juneau | JHI01 | Conventional Hydroelectric | HY |  | S | X | X |  |  | 6.6 |  | 6.6 | 6.6 | P | 12 | 2021 | 12 | 2023 | N | IPP Non-CHP | 2 | N | WAT
60349 | Juneau Hydropower, Inc | 60588 | Sweetheart Lake Hydroelectric Facility | AK | Juneau | JHI02 | Conventional Hydroelectric | HY |  | S | X | X |  |  | 6.6 |  | 6.6 | 6.6 | P | 12 | 2021 | 12 | 2023 | N | IPP Non-CHP | 2 | N | WAT
60349 | Juneau Hydropower, Inc | 60588 | Sweetheart Lake Hydroelectric Facility | AK | Juneau | JHI03 | Conventional Hydroelectric | HY |  | S | X | X |  |  | 6.6 |  | 6.6 | 6.6 | P | 12 | 2021 | 12 | 2023 | N | IPP Non-CHP | 2 | N | WAT
56215 | RWE Renewables Americas LLC | 60596 | Baron Winds Farm | NY | Steuben | 1 | Onshore Wind Turbine | WT |  | S | X | X |  |  | 130 |  | 130 | 130 | P | 12 | 2017 | 9 | 2022 | N | IPP Non-CHP | 2 | N | WND | [5 empty] | 76
63767 | Beam Renewable Energy, LLC | 60626 | BRE NC Solar 2 | NC | Warren | BEAM2 | Solar Photovoltaic | PV |  | S | X | X |  |  | 5 |  | 5 | 5 | T | 8 | 2017 | 12 | 2021 | N | IPP Non-CHP | 2 | N | SUN | [13 empty] | N | N | N
63620 | Birch Creek Development, LLC | 60627 | BRE NC Solar 3 | NC | Granville | BEAM3 | Solar Photovoltaic | PV |  | S | X | X |  |  | 5 |  | 5 | 5 | T | 8 | 2017 | 11 | 2021 | N | IPP Non-CHP | 2 | N | SUN | [13 empty] | N | N | N
60368 | BRE NC Solar 4, LLC | 60628 | BRE NC Solar 4 | NC | Warren | BEAM4 | Solar Photovoltaic | PV |  | S | X | X |  |  | 5 |  | 5 | 5 | L | 8 | 2017 | 12 | 2021 | N | IPP Non-CHP | 2 | N | SUN | [13 empty] | N | N | N
60379 | Howardtown Farm, LLC | 60630 | Howardtown Farm | NC | Robeson | PV1 | Solar Photovoltaic | PV |  | S | X | X |  |  | 10 |  | 10 | 10 | L | 11 | 2017 | 5 | 2021 | N | IPP Non-CHP | 2 | N | SUN
61978 | Convergent Energy and Power LP | 60641 | Henrietta D Energy Storage LLC | CA | Kings | HDES1 | Batteries | BA |  | W | X | X |  |  | 10 |  | 10 | 10 | V | 5 | 2020 | 9 | 2021 | N | IPP Non-CHP | 2 | N | MWH | [13 empty] | N | N | N | N | N
61818 | CC Polymers LLC | 60642 | M&G Resins USA | TX | Nueces | 1 | All Other | OT |  | S | X | X |  |  | 14.3 | 0.8 | 11.7 | 12.6 | P | 8 | 2017 | 9 | 2023 | N | Industrial Non-CHP | 6 | N | WH | [15 empty] | N | N | N
61818 | CC Polymers LLC | 60642 | M&G Resins USA | TX | Nueces | 2 | All Other | OT |  | S | X | X |  |  | 14.3 | 0.8 | 11.7 | 12.6 | P | 8 | 2017 | 9 | 2023 | N | Industrial Non-CHP | 6 | N | WH | [15 empty] | N | N | N
60387 | Townsite Solar, LLC | 60654 | Townsite Solar Project Hybrid | NV | Clark | GEN01 | Solar Photovoltaic | PV |  | S | X | X |  |  | 180 |  | 160 | 130 | T | 12 | 2019 | 12 | 2021 | N | IPP Non-CHP | 2 | N | SUN | [13 empty] | N | N | N
60387 | Townsite Solar, LLC | 60654 | Townsite Solar Project Hybrid | NV | Clark | GEN02 | Batteries | BA |  | S | X | X |  |  | 90 |  | 90 | 90 | T | 3 | 2021 | 11 | 2021 | N | IPP Non-CHP | 2 | N | MWH
60395 | California Ethanol Power, LLC | 60670 | CE&P Imperial Valley 1 | CA | Imperial | 1 | All Other | CC |  | S | Y | Y |  |  | 50 | 0.8 | 50 | 50 | T | 6 | 2019 | 6 | 2023 | Y | Industrial CHP | 7 | N | OTH | NG | [14 empty] | Y | N | N
64138 | Birch Creek Development, LLC (NC) | 60692 | Friesian Holdings | NC | Scotland | PV1 | Solar Photovoltaic | PV |  | S | X | X |  |  | 75 |  | 75 | 75 | L | 12 | 2017 | 12 | 2022 | N | IPP Non-CHP | 2 | N | SUN
17609 | Southern California Edison Co | 60699 | DESI-1 Battery Energy Storage Facility | CA | Orange | DESI1 | Batteries | BA |  | S | X | X |  |  | 2.4 |  | 2.4 | 2.4 | TS | 12 | 2016 | 12 | 2022 | N | Electric Utility | 1 | N | MWH | [15 empty] | N | N | N
60473 | Renovo Energy Center | 60786 | Renovo Energy Center | PA | Clinton | RECNY | Natural Gas Fired Combined Cycle | CS | 4343 | S | N | N |  |  | 640 | 0.9 | 620 | 640 | L | 12 | 2020 | 7 | 2024 | N | IPP Non-CHP | 2 | N | NG | [15 empty] | U | U | N
60473 | Renovo Energy Center | 60786 | Renovo Energy Center | PA | Clinton | RECPJ | Natural Gas Fired Combined Cycle | CS | 4141 | S | N | N |  |  | 640 | 0.9 | 620 | 640 | L | 12 | 2020 | 7 | 2024 | N | IPP Non-CHP | 2 | N | NG | [13 empty] | N | N | U | U | N
64281 | Thigpen Solar, LLC | 60850 | Thigpen Farms Solar, LLC | NC | Robeson | PV1 | Solar Photovoltaic | PV |  | S | X | X |  |  | 5 |  | 5 | 5 | OT | 6 | 2017 | 1 | 2022 | N | IPP Non-CHP | 2 | N | SUN
60018 | NET Power, LLC | 60910 | NET Power La Porte Station | TX | Harris | NPLPS | Natural Gas Fired Combustion Turbine | GT |  | S | X | X |  |  | 25.5 |  | 25.5 | 25.5 | TS | 3 | 2017 | 11 | 2021 | N | IPP Non-CHP | 2 | N | NG | [5 empty] | 0 | [7 empty] | N | Y | N | N | N
55937 | Entergy Texas Inc. | 60925 | Montgomery County | TX | Montgomery | 1A | Natural Gas Fired Combined Cycle | CT | PB01 | S | X | N |  |  | 250 | 0.85 | 250 | 250 | TS | 6 | 2021 | 1 | 2021 | N | Electric Utility | 1 | N | NG | [15 empty] | N | N | N
55937 | Entergy Texas Inc. | 60925 | Montgomery County | TX | Montgomery | 1B | Natural Gas Fired Combined Cycle | CT | PB01 | S | X | N |  |  | 250 | 0.85 | 250 | 250 | TS | 6 | 2021 | 1 | 2021 | N | Electric Utility | 1 | N | NG | [15 empty] | N | N | N
55937 | Entergy Texas Inc. | 60925 | Montgomery County | TX | Montgomery | 1C | Natural Gas Fired Combined Cycle | CA | PB01 | S | Y | X |  |  | 500 | 0.85 | 500 | 500 | TS | 6 | 2021 | 1 | 2021 | N | Electric Utility | 1 | N | NG | [15 empty] | N | N
60599 | Washington Solar, LLC | 60948 | Washington Solar | NC | Rockingham | PV1 | Solar Photovoltaic | PV |  | S | X | X |  |  | 5 |  | 5 | 5 | P | 12 | 2016 | 12 | 2025 | N | IPP Non-CHP | 2 |  | SUN | [15 empty] | N
13402 | Nevada Irrigation District | 60988 | Loma Rica Hydroelectric Powerhouse | CA | Nevada | HY1 | Conventional Hydroelectric | HY |  | S | X | X |  |  | 1.4 | 0.9 | 1.4 | 1.4 | P | 6 | 2018 | 6 | 2022 | N | IPP Non-CHP | 2 |  | WAT | [15 empty] | N
58135 | Ecos Energy LLC | 61037 | Apple Hill Solar | VT | Bennington | APPL | Solar Photovoltaic | PV |  | S | X | X |  |  | 2 |  | 2 | 3 | U | 12 | 2017 | 12 | 2021 | N | IPP Non-CHP | 2 |  | SUN
15399 | Avangrid Renewables LLC | 61041 | Roaring Brook, LLC | NY | Lewis | WT1 | Onshore Wind Turbine | WT |  | S | X | X |  |  | 79.7 |  | 79.7 | 79.7 | V | 12 | 2017 | 8 | 2021 | N | IPP Non-CHP | 2 |  | WND | [5 empty] | 20
15399 | Avangrid Renewables LLC | 61044 | La Joya NM | NM | Torrance | LAJ1 | Onshore Wind Turbine | WT |  | S | X | X |  |  | 165 |  | 165 | 165 | TS | 12 | 2018 | 2 | 2021 | N | IPP Non-CHP | 2 |  | WND | [5 empty] | 59
15399 | Avangrid Renewables LLC | 61044 | La Joya NM | NM | Torrance | LAJ2 | Onshore Wind Turbine | WT |  | S | X | X |  |  | 141.2 |  | 141.2 | 141.2 | V | 1 | 2021 | 6 | 2021 | N | IPP Non-CHP | 2 | N | WND | [5 empty] | 52
15399 | Avangrid Renewables LLC | 61045 | Lund Hill | WA | Klickitat | WT1 | Onshore Wind Turbine | WT |  | S | X | X |  |  | 60 |  | 60 | 60 | U | 12 | 2018 | 12 | 2024 | N | IPP Non-CHP | 2 |  | WND | [5 empty] | 24
63897 | Tatanka Ridge LLC | 61046 | Tatanka Ridge | SD | Deuel | WT1 | Onshore Wind Turbine | WT |  | S | X | X |  |  | 154 |  | 150 | 150 | TS | 12 | 2019 | 1 | 2021 | N | IPP Non-CHP | 2 |  | WND | [5 empty] | 38
40575 | Utah Associated Mun Power Sys | 61075 | UAMPS Carbon Free Power Plant | ID | Bonneville | NPM1 | Nuclear | ST |  | S | X | X |  |  | 50 | 0.85 | 47.5 | 47.5 | P | 2 | 2024 | 5 | 2026 | N | Electric Utility | 1 |  | NUC | [15 empty] | N
40575 | Utah Associated Mun Power Sys | 61075 | UAMPS Carbon Free Power Plant | ID | Bonneville | NPM10 | Nuclear | ST |  | S | X | X |  |  | 50 | 0.85 | 47.5 | 47.5 | P | 11 | 2024 | 2 | 2027 | N | Electric Utility | 1 |  | NUC | [15 empty] | N
40575 | Utah Associated Mun Power Sys | 61075 | UAMPS Carbon Free Power Plant | ID | Bonneville | NPM11 | Nuclear | ST |  | S | X | X |  |  | 50 | 0.85 | 47.5 | 47.5 | P | 12 | 2024 | 3 | 2027 | N | Electric Utility | 1 |  | NUC | [15 empty] | N
40575 | Utah Associated Mun Power Sys | 61075 | UAMPS Carbon Free Power Plant | ID | Bonneville | NPM12 | Nuclear | ST |  | S | X | X |  |  | 50 | 0.85 | 47.5 | 47.5 | P | 1 | 2025 | 4 | 2027 | N | Electric Utility | 1 |  | NUC | [15 empty] | N
40575 | Utah Associated Mun Power Sys | 61075 | UAMPS Carbon Free Power Plant | ID | Bonneville | NPM2 | Nuclear | ST |  | S | X | X |  |  | 50 | 0.85 | 47.5 | 47.5 | P | 3 | 2024 | 6 | 2026 | N | Electric Utility | 1 |  | NUC | [15 empty] | N
40575 | Utah Associated Mun Power Sys | 61075 | UAMPS Carbon Free Power Plant | ID | Bonneville | NPM3 | Nuclear | ST |  | S | X | X |  |  | 50 | 0.85 | 47.5 | 47.5 | P | 4 | 2024 | 7 | 2026 | N | Electric Utility | 1 |  | NUC | [15 empty] | N
40575 | Utah Associated Mun Power Sys | 61075 | UAMPS Carbon Free Power Plant | ID | Bonneville | NPM4 | Nuclear | ST |  | S | X | X |  |  | 50 | 0.85 | 47.5 | 47.5 | P | 5 | 2024 | 9 | 2026 | N | Electric Utility | 1 |  | NUC | [15 empty] | N
40575 | Utah Associated Mun Power Sys | 61075 | UAMPS Carbon Free Power Plant | ID | Bonneville | NPM5 | Nuclear | ST |  | S | X | X |  |  | 50 | 0.85 | 47.5 | 47.5 | P | 6 | 2024 | 9 | 2026 | N | Electric Utility | 1 |  | NUC | [15 empty] | N
40575 | Utah Associated Mun Power Sys | 61075 | UAMPS Carbon Free Power Plant | ID | Bonneville | NPM6 | Nuclear | ST |  | S | X | X |  |  | 50 | 0.85 | 47.5 | 47.5 | P | 7 | 2024 | 10 | 2026 | N | Electric Utility | 1 |  | NUC | [15 empty] | N
40575 | Utah Associated Mun Power Sys | 61075 | UAMPS Carbon Free Power Plant | ID | Bonneville | NPM7 | Nuclear | ST |  | S | X | X |  |  | 50 | 0.85 | 47.5 | 47.5 | P | 8 | 2024 | 11 | 2026 | N | Electric Utility | 1 |  | NUC | [15 empty] | N
40575 | Utah Associated Mun Power Sys | 61075 | UAMPS Carbon Free Power Plant | ID | Bonneville | NPM8 | Nuclear | ST |  | S | X | X |  |  | 50 | 0.85 | 47.5 | 47.5 | P | 9 | 2024 | 12 | 2026 | N | Electric Utility | 1 |  | NUC | [15 empty] | N
40575 | Utah Associated Mun Power Sys | 61075 | UAMPS Carbon Free Power Plant | ID | Bonneville | NPM9 | Nuclear | ST |  | S | X | X |  |  | 50 | 0.85 | 47.5 | 47.5 | P | 10 | 2024 | 1 | 2027 | N | Electric Utility | 1 |  | NUC | [15 empty] | N
56769 | Consolidated Edison Development Inc. | 61098 | Battle Mountain Solar Project | NV | Humboldt | BMBS | Batteries | BA |  | S | X | X |  |  | 25 |  | 25 | 25 | U | 6 | 2021 | 6 | 2021 | N | IPP Non-CHP | 2 | N | MWH
56769 | Consolidated Edison Development Inc. | 61098 | Battle Mountain Solar Project | NV | Humboldt | BMSP | Solar Photovoltaic | PV |  | S | X | X |  |  | 101 |  | 101 | 101 | U | 2 | 2019 | 5 | 2021 | N | IPP Non-CHP | 2 |  | SUN
60720 | Martinsdale Wind Farm LLC | 61108 | Martinsdale Wind Farm | MT | Wheatland | MTD | Onshore Wind Turbine | WT |  | S | X | X |  |  | 80 |  | 80 | 80 | P | 10 | 2019 | 10 | 2023 | N | IPP Non-CHP | 2 | N | WND | [5 empty] | 24
61331 | Popular Camp Wind Farm LLC | 61111 | Poplar Camp Wind Farm | VA | Carroll | PC1 | Onshore Wind Turbine | WT |  | S | X | X |  |  | 72 |  | 72 | 72 | P | 11 | 2019 | 12 | 2023 | N | IPP Non-CHP | 2 | N | WND | [5 empty] | 25 | [9 empty] | N
14232 | Otter Tail Power Co | 61144 | Astoria Station | SD | Deuel | 1 | Natural Gas Fired Combustion Turbine | GT |  | S | X | X |  |  | 349 | 0.85 | 245.5 | 286.3 | V | 4 | 2021 | 4 | 2021 | N | Electric Utility | 1 | N | NG | [15 empty] | N | N
60776 | Aksamit Resource Management | 61159 | Milligan III Wind Farm | NE | Saline | M3001 | Onshore Wind Turbine | WT |  | S | X | X |  |  | 73.4 |  | 73.4 | 73.4 | T | 3 | 2018 | 12 | 2022 | N | IPP Non-CHP | 2 | N | WND | [5 empty] | 37
60796 | 91MC 8me LLC | 61167 | Aratina Solar Center 1 Hybrid | CA | San Bernardino | 91MC8 | Solar Photovoltaic | PV |  | S | X | X |  |  | 200 |  | 200 | 200 | P | 4 | 2020 | 8 | 2022 | N | IPP Non-CHP | 2 | N | SUN | [15 empty] | N
60796 | 91MC 8me LLC | 61167 | Aratina Solar Center 1 Hybrid | CA | San Bernardino | BESS | Batteries | BA |  | S | X | X |  |  | 50 |  | 50 | 50 | P | 4 | 2020 | 8 | 2022 | N | IPP Non-CHP | 2 | N | MWH
60797 | 68SF 8me LLC | 61168 | Eland Solar & Storage Center, Phase 1 Hybrid | CA | Kern | 61168 | Batteries | BA |  | S | X | X |  |  | 150 |  | 150 | 150 | P | 11 | 2022 | 11 | 2022 | N | IPP Non-CHP | 2 | N | MWH
60797 | 68SF 8me LLC | 61168 | Eland Solar & Storage Center, Phase 1 Hybrid | CA | Kern | 68SF8 | Solar Photovoltaic | PV |  | S | X | X |  |  | 200 |  | 200 | 200 | P | 10 | 2019 | 11 | 2022 | N | IPP Non-CHP | 2 | N | SUN
60798 | 69SV 8me LLC | 61169 | Eland Solar & Storage Center, Phase 2 Hybrid | CA | Kern | 61169 | Batteries | BA |  | S | X | X |  |  | 150 |  | 150 | 150 | P | 7 | 2023 | 7 | 2023 | N | IPP Non-CHP | 2 | N | MWH
60798 | 69SV 8me LLC | 61169 | Eland Solar & Storage Center, Phase 2 Hybrid | CA | Kern | 69SV8 | Solar Photovoltaic | PV |  | S | X | X |  |  | 200 |  | 200 | 200 | P | 6 | 2020 | 7 | 2023 | N | IPP Non-CHP | 2 | N | SUN
60799 | 33UI 8me LLC | 61170 | Gale 1 Solar | UT | Millard | 33UI8 | Solar Photovoltaic | PV |  | S | X | X |  |  | 300 |  | 300 | 300 | P | 6 | 2020 | 12 | 2024 | N | IPP Non-CHP | 2 | N | SUN | [13 empty] | N | N | N
60816 | Boston Medical Center | 61186 | Boston Medical Center CHP Plant | MA | Suffolk | BATT | Batteries | BA |  | S | X | X |  |  | 1 | 0.95 | 1 | 1 | OT | 12 | 2020 | 10 | 2021 | N | Commercial CHP | 5 | N | MWH | [13 empty] | N | N | N | N | N
62160 | AES ES Alamitos, LLC | 61204 | AES ES ALAMITOS, LLC | CA | Los Angeles | ALMTS | Batteries | BA |  | S | X | X |  |  | 100 |  | 100 | 100 | V | 1 | 2021 | 1 | 2021 | N | IPP Non-CHP | 2 | N | MWH | [15 empty] | N |  | N
60847 | West Fork Wind, LLC | 61214 | West Fork Wind | IN | Fayette | WT1 | Onshore Wind Turbine | WT |  | S | X | X |  |  | 150 |  | 150 | 150 | L | 12 | 2017 | 12 | 2022 | N | IPP Non-CHP | 2 | N | WND | [5 empty] | 65
60836 | NTE Connecticut, LLC | 61239 | Killingly Energy Center | CT | Windham | KEC | Natural Gas Fired Combined Cycle | CT |  | S | X | N |  |  | 492 | 0.85 | 381.9 | 406 | L | 6 | 2021 | 2 | 2024 | N | IPP Non-CHP | 2 | N | NG | DFO | [14 empty] | Y | Y | N
60836 | NTE Connecticut, LLC | 61239 | Killingly Energy Center | CT | Windham | KEC2 | Natural Gas Fired Combined Cycle | CA |  | S | Y | X |  |  | 351 | 0.85 | 262.9 | 267.4 | L | 6 | 2021 | 2 | 2024 | N | IPP Non-CHP | 2 | N | NG | [15 empty] | N | N | N
60835 | NTE Carolinas II, LLC | 61240 | Reidsville Energy Center | NC | Rockingham | REC | Natural Gas Fired Combined Cycle | CT |  | S | X | N |  |  | 310.2 | 0.85 | 259 | 305 | T | 9 | 2020 | 7 | 2024 | N | IPP Non-CHP | 2 | N | NG | [15 empty] | N
60835 | NTE Carolinas II, LLC | 61240 | Reidsville Energy Center | NC | Rockingham | REC2 | Natural Gas Fired Combined Cycle | CA |  | S | Y | X |  |  | 233.7 | 0.85 | 227 | 208 | T | 9 | 2020 | 7 | 2024 | N | IPP Non-CHP | 2 | N | NG | [15 empty] | N
60897 | Salinas Valley Solid Waste Authority | 61285 | Crazy Horse Solar Project | CA | Monterey | PV1 | Solar Photovoltaic | PV |  | S | X | X |  |  | 2 |  | 2 |  | P | 12 | 2017 | 12 | 2021 | N | IPP Non-CHP | 2 | N | SUN | [15 empty] | N
60952 | Energix Mt. Jackson, LLC. | 61318 | Mt. Jackson Solar | VA | Shenandoah | SOLAR | Solar Photovoltaic | PV |  | S | X | X |  |  | 15.7 |  | 15.7 | 15.7 | V | 12 | 2019 | 6 | 2021 | N | IPP Non-CHP | 2 | N | SUN
63421 | Biggs Ford Solar Center, LLC | 61321 | Biggs Ford Solar Center | MD | Frederick | BFSC | Solar Photovoltaic | PV |  | S | X | X |  |  | 15 | 0.95 | 15 | 15 | P | 7 | 2018 | 12 | 2022 | N | IPP Non-CHP | 2 | N | SUN | [15 empty] | N
61762 | Long Ridge Energy Generation LLC | 61322 | Long Ridge Energy Generation | OH | Monroe | HPPP1 | Natural Gas Fired Combined Cycle | CC |  | S | N | N | 2156111333 | 2156111333 | 521.9 | 0.85 | 485 | 485 | V | 6 | 2020 | 9 | 2021 | N | IPP Non-CHP | 2 | N | NG | OG | [12 empty] | N | N | Y | N | N
60971 | NYC ENERGY LLC | 61331 | NISA Electric Generation Project | NY | Kings | BA1 | Batteries | BA |  | S | X | X |  |  | 300 | 1 | 300 | 300 | T | 11 | 2023 | 11 | 2023 | N | IPP Non-CHP | 2 | N | MWH
60982 | RE Maplewood LLC | 61346 | RE Maplewood | TX | Pecos | PV1 | Solar Photovoltaic | PV |  | S | X | X |  |  | 222 | 1 | 222 | 222 | U | 10 | 2018 | 8 | 2021 | N | IPP Non-CHP | 2 | N | SUN
60982 | RE Maplewood LLC | 61346 | RE Maplewood | TX | Pecos | PV2 | Solar Photovoltaic | PV |  | S | X | X |  |  | 28 | 1 | 28 | 28 | V | 10 | 2018 | 4 | 2021 | N | IPP Non-CHP | 2 | N | SUN
61001 | Hu Honua Bioenergy, LLC | 61364 | Hu Honua Bioenergy Facility | HI | Hawaii | HHB | Other Waste Biomass | ST |  | S | X | X |  |  | 36 | 0.9 | 32 | 32 | V | 12 | 2019 | 12 | 2021 | N | IPP Non-CHP | 2 |  | OBS | OBL | [7 empty] | N | [6 empty] | Y | U | Y
16609 | San Diego Gas & Electric Co | 61365 | Fallbrook Energy Storage | CA | San Diego | FBES | Batteries | BA |  | S | X | X |  |  | 40 | 1 | 40 | 40 | P | 3 | 2021 | 12 | 2021 | N | Electric Utility | 1 | N | MWH
16609 | San Diego Gas & Electric Co | 61366 | Top Gun Energy Storage | CA | San Diego | TGES | Batteries | BA |  | S | X | X |  |  | 30 | 1 | 30 | 30 | V | 12 | 2019 | 6 | 2021 | N | Electric Utility | 1 | N | MWH | [16 empty] | N
59380 | Enel Green Power NA, Inc. | 61390 | Pomerado Energy Storage, LLC | CA | San Diego | PMRDO | Batteries | BA |  | S | X | X |  |  | 6 |  | 6 | 6 | P | 12 | 2021 | 12 | 2021 | N | IPP Non-CHP | 2 | N | MWH
61069 | RE Gaskell West LLC | 61446 | RE Gaskell West 2 LLC | CA | Kern | PV2 | Solar Photovoltaic | PV |  | S | X | X |  |  | 45 |  | 45 | 45 | P | 12 | 2020 | 12 | 2022 | N | IPP Non-CHP | 2 | N | SUN
61069 | RE Gaskell West LLC | 61447 | RE Gaskell West 3 LLC | CA | Kern | PV3 | Solar Photovoltaic | PV |  | S | X | X |  |  | 20 |  | 20 | 20 | P | 12 | 2020 | 12 | 2022 | N | IPP Non-CHP | 2 | N | SUN
61069 | RE Gaskell West LLC | 61448 | RE Gaskell West 4 LLC | CA | Kern | PV4 | Solar Photovoltaic | PV |  | S | X | X |  |  | 20 |  | 20 | 20 | P | 12 | 2020 | 12 | 2022 | N | IPP Non-CHP | 2 | N | SUN
61069 | RE Gaskell West LLC | 61449 | RE Gaskell West 5 LLC | CA | Kern | PV5 | Solar Photovoltaic | PV |  | S | X | X |  |  | 20 |  | 20 | 20 | P | 12 | 2020 | 12 | 2022 | N | IPP Non-CHP | 2 | N | SUN
56769 | Consolidated Edison Development Inc. | 61511 | Burt County Wind | NE | Burt | BCNE | Onshore Wind Turbine | WT |  | S | X | X |  |  | 75 |  | 75 | 75 | L | 12 | 2018 | 12 | 2022 | N | IPP Non-CHP | 2 |  | WND | [5 empty] | 30
61166 | Green Power Energy LLC | 61592 | Cody Road Wind Farm | NY | Madison | WT1 | Onshore Wind Turbine | WT |  | S | X | X |  |  | 2.4 | 0.9 | 2.4 | 2.4 | U | 12 | 2018 | 12 | 2022 | N | IPP Non-CHP | 2 | N | WND | [5 empty] | 1
61166 | Green Power Energy LLC | 61592 | Cody Road Wind Farm | NY | Madison | WT2 | Onshore Wind Turbine | WT |  | S | X | X |  |  | 2.4 | 0.9 | 2.4 | 2.4 | U | 12 | 2018 | 12 | 2022 | N | IPP Non-CHP | 2 | N | WND | [5 empty] | 1
61166 | Green Power Energy LLC | 61592 | Cody Road Wind Farm | NY | Madison | WT3 | Onshore Wind Turbine | WT |  | S | X | X |  |  | 2.4 | 0.9 | 2.4 | 2.4 | U | 12 | 2018 | 12 | 2022 | N | IPP Non-CHP | 2 | N | WND | [5 empty] | 1
61166 | Green Power Energy LLC | 61592 | Cody Road Wind Farm | NY | Madison | WT4 | Onshore Wind Turbine | WT |  | S | X | X |  |  | 2.4 | 0.9 | 2.4 | 2.4 | U | 12 | 2018 | 12 | 2022 | N | IPP Non-CHP | 2 | N | WND | [5 empty] | 1
61166 | Green Power Energy LLC | 61592 | Cody Road Wind Farm | NY | Madison | WT5 | Onshore Wind Turbine | WT |  | S | X | X |  |  | 2.4 | 0.9 | 2.4 | 2.4 | U | 12 | 2018 | 12 | 2022 | N | IPP Non-CHP | 2 | N | WND | [5 empty] | 1
7140 | Georgia Power Co | 61648 | Robins Air Force Base Solar | GA | Bibb | 1 | Solar Photovoltaic | PV |  | S | X | X |  |  | 128 |  | 128 | 128 | V | 12 | 2019 | 4 | 2021 | N | Electric Utility | 1 | N | SUN
13781 | Northern States Power Co - Minnesota | 61650 | Blazing Star 2 Wind Farm | MN | Lincoln | BLZS2 | Onshore Wind Turbine | WT |  | S | X | X | NSP.BSTAR2.WND | NSP.BSTAR2.WND | 200 |  | 200 | 200 | V | 1 | 2021 | 1 | 2021 | N | Electric Utility | 1 |  | WND | [5 empty] | 100
18454 | Tampa Electric Co | 61653 | Alafia Solar | FL | Polk | PV1 | Solar Photovoltaic | PV |  | S | X | X |  |  | 50 |  | 50 | 50 | P | 1 | 2020 | 12 | 2023 | N | Electric Utility | 1 | N | SUN
18454 | Tampa Electric Co | 61664 | Mountain View Solar (FL) | FL | Pasco | GEN1 | Solar Photovoltaic | PV |  | S | X | X |  |  | 52.5 | 0.95 | 52.5 | 52.5 | L | 12 | 2018 | 12 | 2021 | N | Electric Utility | 1 | N | SUN
61301 | Plum Creek Wind Farm LLC | 61687 | Plum Creek | MN | Cottonwood | PLMCK | Onshore Wind Turbine | WT |  | S | X | X |  |  | 400 |  | 400 | 400 | P | 12 | 2021 | 12 | 2024 | N | IPP Non-CHP | 2 | N | WND | [5 empty] | 150 | [9 empty] | N
63237 | Emerald Hills Holding I, LLC | 61691 | Depot Solar Center, LLC | VA | Campbell | DEPOT | Solar Photovoltaic | PV |  | S | X | X |  |  | 15 |  | 15 | 15 | P | 9 | 2019 | 10 | 2021 | N | IPP Non-CHP | 2 |  | SUN | [13 empty] | N | N | N
60195 | Groton Station Fuel Cell, LLC | 61743 | Naval Sub Base New London Fuel Cell | CT | New London | MMH2 | Other Natural Gas | FC |  | S | X | X | Gales Ferry 4495 |  | 3.7 | 1 | 3.7 | 3.7 | V | 4 | 2019 | 8 | 2021 | N | IPP Non-CHP | 2 | N | NG | [5 empty] | 0 | [7 empty] | N | N | N
60195 | Groton Station Fuel Cell, LLC | 61743 | Naval Sub Base New London Fuel Cell | CT | New London | MMH3 | Other Natural Gas | FC |  | S | X | X | Gales Ferry 4495 |  | 3.7 | 1 | 3.7 | 3.7 | V | 5 | 2019 | 8 | 2021 | N | IPP Non-CHP | 2 | N | NG | [13 empty] | N | N | N
61386 | C4GT, LLC | 61760 | C4GT | VA | Charles City | C4GT | Natural Gas Fired Combined Cycle | CC | C4GT | S | N | Y | PJM 35010341 | PJM 35010341 | 1060 | 0.85 | 1060 | 1060 | P | 3 | 2021 | 12 | 2025 | N | IPP Non-CHP | 2 | N | NG | [13 empty] | N | N | N | N | N
61421 | LeGore Bridge Solar Center, LLC | 61796 | LeGore Bridge Solar Center | MD | Frederick | LGBSC | Solar Photovoltaic | PV |  | S | X | X |  |  | 20 | 1 | 20 | 20 | P | 7 | 2019 | 12 | 2021 | N | IPP Non-CHP | 2 | N | SUN
61422 | Mason Dixon Solar Center, LLC | 61797 | Mason Dixon Solar Center | MD | Washington | PV | Solar Photovoltaic | PV |  | S | X | X |  |  | 20 |  | 20 | 20 | P | 12 | 2019 | 12 | 2022 | N | IPP Non-CHP | 2 | N | SUN
63883 | Broad Reach Power | 61801 | Cascade Energy Storage, LLC | CA | San Joaquin | 10002 | Batteries | BA |  | S | X | X |  |  | 25 |  | 25 | 25 | L | 12 | 2022 | 12 | 2022 | N | IPP Non-CHP | 2 | N | MWH
59380 | Enel Green Power NA, Inc. | 61803 | Sierra Energy Storage, LLC | CA | Tuolumne | 10003 | Batteries | BA |  | J | X | X |  |  | 10 |  | 10 | 10 | L | 12 | 2022 | 12 | 2022 | N | IPP Non-CHP | 2 | N | MWH
61459 | Minco Wind V, LLC | 61837 | Minco Wind V, LLC | OK | Caddo | MV | Onshore Wind Turbine | WT |  | S | X | X |  |  | 220 |  | 220 | 220 | P | 12 | 2019 | 12 | 2023 | N | IPP Non-CHP | 2 |  | WND | [5 empty] | 88
60496 | Adapture Renewables, Inc. | 61841 | Scituate RI Solar, LLC | RI | Providence | SCITU | Solar Photovoltaic | PV |  | S | X | X |  |  | 10 |  | 10 | 10 | P | 12 | 2019 | 3 | 2022 | N | IPP Non-CHP | 2 |  | SUN
61477 | 325MK 8me LLC | 61852 | Eagle Shadow Mountain Solar Farm | NV | Clark | ESMSF | Solar Photovoltaic | PV |  | S | X | X |  |  | 300 |  | 300 | 300 | U | 12 | 2021 | 12 | 2021 | N | IPP Non-CHP | 2 | N | SUN
61516 | Stratford Solar Center, LLC | 61908 | Stratford Solar Center, LLC | VA | Suffolk City | STRAT | Solar Photovoltaic | PV |  | S | X | X |  |  | 15 |  | 15 | 15 | P | 11 | 2020 | 12 | 2021 | N | IPP Non-CHP | 2 | N | SUN
59474 | BQ Energy LLC | 61910 | Yeoman Creek | IL | Lake | YEOM | Solar Photovoltaic | PV |  | S | X | X |  |  | 8.8 |  | 8.8 | 8.8 | L | 6 | 2019 | 12 | 2021 | N | IPP Non-CHP | 2 | N | SUN
34691 | Ormat Nevada Inc | 61912 | McGinness Hills 3 | NV | Lander | G1A | Geothermal | BT |  | S | X | X |  |  | 24.8 | 0.8 | 24.8 | 24.8 | T | 4 | 2021 | 4 | 2021 | N | Commercial Non-CHP | 4 | N | GEO
61523 | 225DD 8me LLC | 61920 | Galloway 1 Solar Farm | TX | Concho | GSM01 | Solar Photovoltaic | PV |  | S | X | X |  |  | 250 |  | 250 |  | U | 6 | 2021 | 10 | 2021 | N | IPP Non-CHP | 2 | N | SUN
61541 | 1634 Solar, LLC | 61935 | 1634 Solar | SC | Darlington | 3 | Solar Photovoltaic | PV |  | W | X | X |  |  | 2 | 1 | 2 | 2 | V | 6 | 2021 | 2 | 2021 | N | IPP Non-CHP | 2 | N | SUN
61544 | Bani Solar, LLC | 61938 | Bani Solar | SC | Florence | 4 | Solar Photovoltaic | PV |  | S | X | X |  |  | 2 | 1 | 2 | 2 | T | 6 | 2021 | 2 | 2021 | N | IPP Non-CHP | 2 | N | SUN
61608 | Agilon Energy Holdings II, LLC | 61966 | Victoria Port Power II LLC | TX | Victoria | VP2-1 | Natural Gas Fired Combustion Turbine | GT |  | S | X | X |  |  | 50 | 0.85 | 43 | 46 | U | 6 | 2019 | 8 | 2021 | N | IPP Non-CHP | 2 | N | NG | [15 empty] | N
61608 | Agilon Energy Holdings II, LLC | 61966 | Victoria Port Power II LLC | TX | Victoria | VP2-2 | Natural Gas Fired Combustion Turbine | GT |  | S | X | X |  |  | 50 | 0.85 | 43 | 46 | U | 6 | 2019 | 8 | 2021 | N | IPP Non-CHP | 2 | N | NG | [15 empty] | N
61525 | 231RC 8me LLC | 61967 | Norton Solar Farm | TX | Runnels | NSM01 | Solar Photovoltaic | PV |  | S | X | X |  |  | 125 |  | 125 | 125 | P | 6 | 2021 | 6 | 2023 | N | IPP Non-CHP | 2 | N | SUN
63810 | Pioneer Solar (CO), LLC | 61991 | Pioneer Solar (CO), LLC | CO | Adams | PI-QF | Solar Photovoltaic | PV |  | S | X | X |  |  | 80 |  | 80 | 80 | V | 12 | 2020 | 6 | 2021 | N | IPP Non-CHP | 2 | N | SUN
61012 | AES Distributed Energy | 62013 | Pleinmont Solar 2 | VA | Spotsylvania | PLNM2 | Solar Photovoltaic | PV |  | S | X | X |  |  | 240 |  | 240 | 240 | U | 10 | 2020 | 8 | 2021 | N | IPP Non-CHP | 2 | N | SUN
61596 | Lincoln Land Energy Center LLC | 62022 | Lincoln Land Energy Center | IL | Sangamon | GEN1 | Natural Gas Fired Combined Cycle | CS |  | S | Y | N |  |  | 638.4 | 0.95 | 520 | 520 | P | 1 | 2025 | 1 | 2025 | N | IPP Non-CHP | 2 | N | NG | [15 empty] | N
61596 | Lincoln Land Energy Center LLC | 62022 | Lincoln Land Energy Center | IL | Sangamon | GEN2 | Natural Gas Fired Combined Cycle | CS |  | S | Y | N |  |  | 638.4 | 0.95 | 520 | 520 | P | 1 | 2025 | 1 | 2025 | N | IPP Non-CHP | 2 | N | NG | [15 empty] | N
61637 | TUUSSO Energy, LLC | 62067 | Urtica Solar Project | WA | Kittitas | URTIC | Solar Photovoltaic | PV |  | S | X | X |  |  | 5 |  | 5 | 5 | T | 10 | 2019 | 12 | 2021 | N | IPP Non-CHP | 2 | N | SUN
61637 | TUUSSO Energy, LLC | 62068 | Typha Solar Project | WA | Kittitas | TYPHA | Solar Photovoltaic | PV |  | S | X | X |  |  | 5 |  | 5 | 5 | T | 10 | 2019 | 10 | 2021 | N | IPP Non-CHP | 2 | N | SUN
61637 | TUUSSO Energy, LLC | 62069 | Penstemon Solar Project | WA | Kittitas | PENST | Solar Photovoltaic | PV |  | S | X | X |  |  | 5 |  | 5 | 5 | T | 10 | 2019 | 12 | 2021 | N | IPP Non-CHP | 2 | N | SUN
61637 | TUUSSO Energy, LLC | 62070 | Fumaria Solar Project | WA | Kittitas | FUMAR | Solar Photovoltaic | PV |  | S | X | X |  |  | 5 |  | 5 | 5 | T | 10 | 2019 | 10 | 2021 | N | IPP Non-CHP | 2 | N | SUN
61637 | TUUSSO Energy, LLC | 62071 | Camas Solar Project | WA | Kittitas | CAMAS | Solar Photovoltaic | PV |  | S | X | X |  |  | 5 |  | 5 | 5 | T | 10 | 2019 | 12 | 2021 | N | IPP Non-CHP | 2 | N | SUN
61668 | Strauss Wind LLC | 62113 | Strauss Wind Farm | CA | Santa Barbara | ST-CA | Onshore Wind Turbine | WT |  | S | X | X |  |  | 98.8 |  | 98.8 | 98.8 | U | 12 | 2019 | 11 | 2021 | N | IPP Non-CHP | 2 | N | WND | [5 empty] | 29 | [7 empty] | N | N | N |  | N
61638 | Harrison Power LLC | 62153 | Cadiz Power Plant | OH | Harrison | GEN 1 | Natural Gas Fired Combined Cycle | CS |  | S | N | N |  |  | 660 |  | 550 | 561 | P | 6 | 2024 | 6 | 2024 | N | IPP Non-CHP | 2 | N | NG | [15 empty] | N | N
61638 | Harrison Power LLC | 62153 | Cadiz Power Plant | OH | Harrison | GEN 2 | Natural Gas Fired Combined Cycle | CS |  | S | N | N |  |  | 660 |  | 550 | 561 | P | 12 | 2020 | 12 | 2022 | N | IPP Non-CHP | 2 | N | NG | [15 empty] | N | N
61684 | Diablo Energy Storage, LLC | 62175 | Diablo Energy Storage | CA | Contra Costa | DIBLO | Batteries | BA |  | S | X | X |  |  | 200 |  | 200 | 200 | P | 3 | 2021 | 9 | 2021 | N | IPP Non-CHP | 2 | N | MWH | [13 empty] | N | N | N
61711 | Ashley Solar (SC) | 62179 | Ashley Solar (SC) | SC | Darlington | 21 | Solar Photovoltaic | PV |  | S | X | X |  |  | 2 |  | 2 | 2 | T | 6 | 2020 | 12 | 2022 | N | IPP Non-CHP | 2 | N | SUN
61712 | Atlantic Solar | 62180 | Atlantic Solar | SC | Dillon | 22 | Solar Photovoltaic | PV |  | S | X | X |  |  | 1 |  | 1 | 1 | T | 6 | 2020 | 6 | 2026 | N | IPP Non-CHP | 2 | N | SUN
61713 | B & K Solar | 62181 | B & K Solar | SC | Darlington | 23 | Solar Photovoltaic | PV |  | S | X | X |  |  | 63 |  | 63 | 63 | T | 12 | 2020 | 6 | 2026 | N | IPP Non-CHP | 2 | N | SUN
61714 | Battle Solar | 62182 | Battle Solar | SC | Horry | 24 | Solar Photovoltaic | PV |  | S | X | X |  |  | 2 |  | 2 | 2 | T | 12 | 2020 | 12 | 2022 | N | IPP Non-CHP | 2 | N | SUN
61715 | Bell Solar | 62183 | Bell Solar | SC | Darlington | 25 | Solar Photovoltaic | PV |  | S | X | X |  |  | 6.1 |  | 6.1 | 6.1 | T | 12 | 2020 | 6 | 2022 | N | IPP Non-CHP | 2 | N | SUN
61716 | Big Fork Solar | 62184 | Big Fork Solar | SC | Barnwell | 26 | Solar Photovoltaic | PV |  | S | X | X |  |  | 74.9 |  | 74.9 | 74.9 | T | 12 | 2020 | 6 | 2026 | N | IPP Non-CHP | 2 | N | SUN
61717 | Birch Solar | 62185 | Birch Solar | SC | Darlington | 27 | Solar Photovoltaic | PV |  | S | X | X |  |  | 2 |  | 2 | 2 | T | 12 | 2020 | 12 | 2022 | N | IPP Non-CHP | 2 | N | SUN
61718 | Chapman Solar | 62186 | Chapman Solar | SC | Darlington | 28 | Solar Photovoltaic | PV |  | S | X | X |  |  | 2 |  | 2 | 2 | T | 12 | 2020 | 6 | 2026 | N | IPP Non-CHP | 2 | N | SUN
61719 | Clark Solar | 62187 | Clark Solar | SC | Dillon | 29 | Solar Photovoltaic | PV |  | S | X | X |  |  | 2 |  | 2 | 2 | T | 12 | 2020 | 6 | 2026 | N | IPP Non-CHP | 2 | N | SUN
61720 | Colleton Solar | 62188 | Colleton Solar | SC | Colleton | 30 | Solar Photovoltaic | PV |  | S | X | X |  |  | 75 |  | 75 | 75 | T | 12 | 2020 | 6 | 2026 | N | IPP Non-CHP | 2 | N | SUN
61721 | Collins Farm Solar | 62189 | Collins Farm Solar | SC | Bamberg | 31 | Solar Photovoltaic | PV |  | S | X | X |  |  | 5.4 |  | 5.4 | 5.4 | T | 12 | 2020 | 6 | 2026 | N | IPP Non-CHP | 2 | N | SUN
61722 | Crossroads Solar | 62190 | Crossroads Solar | SC | Barnwell | 32 | Solar Photovoltaic | PV |  | S | X | X |  |  | 67.7 |  | 67.7 | 67.7 | T | 6 | 2020 | 6 | 2026 | N | IPP Non-CHP | 2 | N | SUN
5109 | DTE Electric Company | 62192 | Blue Water Energy Center | MI | St Clair | 11 | Natural Gas Fired Combined Cycle | CT |  | S | X | N |  |  | 394.4 | 0.85 | 359 | 375.6 | U | 4 | 2022 | 4 | 2022 | N | Electric Utility | 1 | N | NG | [15 empty] | N
5109 | DTE Electric Company | 62192 | Blue Water Energy Center | MI | St Clair | 12 | Natural Gas Fired Combined Cycle | CT |  | S | X | N |  |  | 394.4 | 0.85 | 359 | 375.6 | U | 4 | 2022 | 4 | 2022 | N | Electric Utility | 1 | N | NG | [15 empty] | N
5109 | DTE Electric Company | 62192 | Blue Water Energy Center | MI | St Clair | 1S | Natural Gas Fired Combined Cycle | CA |  | S | Y | X |  |  | 478.6 | 0.85 | 428 | 417.8 | U | 4 | 2022 | 4 | 2022 | N | Electric Utility | 1 | N | NG | [15 empty] | N
61697 | Hillcrest Solar I, LLC | 62200 | Hillcrest Solar | OH | Brown | HILLC | Solar Photovoltaic | PV |  | S | X | X |  |  | 200 |  | 200 | 200 | V | 10 | 2020 | 7 | 2021 | N | IPP Non-CHP | 2 | N | SUN | [13 empty] | N | N | N
61727 | Reloj del Sol Wind Farm LLC | 62207 | Reloj del Sol Wind Farm | TX | Zapata | RELOJ | Onshore Wind Turbine | WT |  | S | X | X |  |  | 209.4 |  | 209.4 | 209.4 | V | 12 | 2020 | 5 | 2021 | N | IPP Non-CHP | 2 | N | WND | [5 empty] | 51
61732 | Fairfield Solar | 62212 | Fairfield Solar | SC | Darlington | 36 | Solar Photovoltaic | PV |  | S | X | X |  |  | 10 |  | 10 | 10 | T | 12 | 2020 | 6 | 2022 | N | IPP Non-CHP | 2 | N | SUN
61733 | Fishwater Solar | 62213 | Fishwater Solar | SC | Darlington | 37 | Solar Photovoltaic | PV |  | S | X | X |  |  | 2 |  | 2 | 2 | T | 12 | 2020 | 6 | 2026 | N | IPP Non-CHP | 2 | N | SUN
61735 | Foreman Solar | 62215 | Foreman Solar | SC | Aiken | 39 | Solar Photovoltaic | PV |  | S | X | X |  |  | 6.4 |  | 6.4 | 6.4 | T | 12 | 2020 | 6 | 2026 | N | IPP Non-CHP | 2 | N | SUN
61737 | GEB Solar | 62217 | GEB Solar | SC | Darlington | 40 | Solar Photovoltaic | PV |  | S | X | X |  |  | 60 |  | 60 | 60 | T | 12 | 2020 | 6 | 2026 | N | IPP Non-CHP | 2 | N | SUN
61738 | Gedosch Solar II | 62218 | Gedosch Solar II | SC | Greenville | 42 | Solar Photovoltaic | PV |  | S | X | X |  |  | 2 |  | 2 | 2 | T | 12 | 2020 | 6 | 2026 | N | IPP Non-CHP | 2 | N | SUN
61729 | Culpepper Solar | 62221 | Culpepper Solar | SC | Darlington | 33 | Solar Photovoltaic | PV |  | S | X | X |  |  | 69.5 |  | 69.5 | 69.5 | T | 12 | 2018 | 6 | 2026 | N | IPP Non-CHP | 2 | N | SUN
61730 | Dadswell Solar | 62222 | Dadswell Solar | SC | Darlington | 34 | Solar Photovoltaic | PV |  | S | X | X |  |  | 1 |  | 1 | 1 | T | 12 | 2020 | 6 | 2026 | N | IPP Non-CHP | 2 | N | SUN
61746 | Holliday Solar I | 62229 | Holliday Solar I | SC | Horry | 43 | Solar Photovoltaic | PV |  | S | X | X |  |  | 75 |  | 75 | 75 | T | 12 | 2020 | 6 | 2026 | N | IPP Non-CHP | 2 | N | SUN
61749 | Jackson Solar | 62232 | Jackson Solar | SC | Aiken | 46 | Solar Photovoltaic | PV |  | S | X | X |  |  | 14 |  | 14 | 14 | T | 12 | 2020 | 6 | 2026 | N | IPP Non-CHP | 2 | N | SUN
61750 | Jefferson Solar | 62233 | Jefferson Solar | SC | Darlington | 47 | Solar Photovoltaic | PV |  | S | X | X |  |  | 8.2 |  | 8.2 | 8.2 | T | 12 | 2020 | 6 | 2022 | N | IPP Non-CHP | 2 | N | SUN
61751 | Juniper Solar | 62234 | Juniper Solar | SC | Chesterfield | 48 | Solar Photovoltaic | PV |  | S | X | X |  |  | 65.5 |  | 65.5 | 65.5 | T | 12 | 2020 | 6 | 2026 | N | IPP Non-CHP | 2 | N | SUN
61752 | Lone Star Solar | 62235 | Lone Star Solar | SC | Calhoun | 49 | Solar Photovoltaic | PV |  | S | X | X |  |  | 66 |  | 66 | 66 | T | 12 | 2020 | 3 | 2023 | N | IPP Non-CHP | 2 | N | SUN
61753 | Luz Solar | 62236 | Luz Solar | SC | Darlington | 50 | Solar Photovoltaic | PV |  | S | X | X |  |  | 2 |  | 2 | 2 | T | 12 | 2020 | 6 | 2026 | N | IPP Non-CHP | 2 | N | SUN
61755 | Marshall Solar | 62238 | Marshall Solar | SC | Darlington | 52 | Solar Photovoltaic | PV |  | S | X | X |  |  | 2 |  | 2 | 2 | T | 12 | 2020 | 6 | 2022 | N | IPP Non-CHP | 2 | N | SUN
61768 | Arrow Canyon Solar LLC | 62248 | Arrow Canyon Solar Hybrid | NV | Clark | 1 | Solar Photovoltaic | PV |  | S | X | X |  |  | 200 |  | 200 | 200 | P | 12 | 2022 | 12 | 2022 | N | IPP Non-CHP | 2 | N | SUN | [15 empty] | N
61768 | Arrow Canyon Solar LLC | 62248 | Arrow Canyon Solar Hybrid | NV | Clark | 2 | Batteries | BA |  | S | X | X |  |  | 75 |  | 75 | 75 | P | 12 | 2022 | 12 | 2022 | N | IPP Non-CHP | 2 | N | MWH | [13 empty] | N | N | N
61784 | Rolling Upland Wind Farm LLC | 62262 | Rolling Upland Wind Farm LLC | NY | Madison | GEN1 | Onshore Wind Turbine | WT |  | S | X | X |  |  | 60 |  | 60 | 60 | P | 12 | 2025 | 12 | 2025 | N | IPP Non-CHP | 2 | N | WND | [5 empty] | 23
61785 | EDP Renewables North America LLC | 62263 | Saddle Mountain East Wind Farm | WA | Adams | GEN1 | Onshore Wind Turbine | WT |  | S | X | X |  |  | 126 |  | 126 | 126 | P | 12 | 2019 | 12 | 2022 | N | IPP Non-CHP | 2 | N | WND | [5 empty] | 28
61797 | Hecate Energy LLC | 62273 | Hecate Energy Columbia County Solar | NY | Columbia | HECC1 | Solar Photovoltaic | PV |  | S | X | X |  |  | 60 |  | 60 | 60 | P | 11 | 2023 | 11 | 2023 | N | IPP Non-CHP | 2 | N | SUN
61787 | Martin East Solar | 62276 | Martin East Solar | SC | Marion | 54 | Solar Photovoltaic | PV |  | S | X | X |  |  | 2 |  | 2 | 2 | T | 12 | 2020 | 6 | 2026 | N | IPP Non-CHP | 2 | N | SUN
61788 | Martin West Solar | 62277 | Martin West Solar | SC | Marion | 55 | Solar Photovoltaic | PV |  | S | X | X |  |  | 2 |  | 2 | 2 | T | 12 | 2020 | 6 | 2026 | N | IPP Non-CHP | 2 | N | SUN
61789 | McClain Solar | 62278 | McClain Solar | SC | Orangeburg | 56 | Solar Photovoltaic | PV |  | S | X | X |  |  | 17.3 |  | 17.3 | 17.3 | T | 12 | 2020 | 6 | 2026 | N | IPP Non-CHP | 2 | N | SUN
61790 | McCormick Solar | 62279 | McCormick Solar | SC | Florence | 57 | Solar Photovoltaic | PV |  | S | X | X |  |  | 2 |  | 2 | 2 | T | 12 | 2020 | 6 | 2026 | N | IPP Non-CHP | 2 | N | SUN
61791 | Melsam Solar | 62280 | Melsam Solar | SC | Dillon | 58 | Solar Photovoltaic | PV |  | S | X | X |  |  | 60.5 |  | 60.5 | 60.5 | T | 12 | 2020 | 6 | 2026 | N | IPP Non-CHP | 2 | N | SUN
61792 | Middleton Solar | 62281 | Middleton Solar | SC | Darlington | 59 | Solar Photovoltaic | PV |  | S | X | X |  |  | 2 |  | 2 | 2 | T | 12 | 2020 | 6 | 2026 | N | IPP Non-CHP | 2 | N | SUN
61793 | Pee Dee Solar I | 62282 | Pee Dee Solar I | SC | Dillon | 60 | Solar Photovoltaic | PV |  | S | X | X |  |  | 2 |  | 2 | 2 | T | 12 | 2020 | 6 | 2026 | N | IPP Non-CHP | 2 | N | SUN
61794 | Pee Dee Solar II | 62283 | Pee Dee Solar II | SC | Dillon | 61 | Solar Photovoltaic | PV |  | S | X | X |  |  | 2 |  | 2 | 2 | T | 12 | 2020 | 6 | 2026 | N | IPP Non-CHP | 2 | N | SUN
61795 | Power Solar | 62284 | Power Solar | SC | Barnwell | 62 | Solar Photovoltaic | PV |  | S | X | X |  |  | 3 |  | 3 | 3 | T | 12 | 2020 | 6 | 2026 | N | IPP Non-CHP | 2 | N | SUN
61796 | Martin Central Solar | 62285 | Martin Central Solar | SC | Marion | 53 | Solar Photovoltaic | PV |  | S | X | X |  |  | 2 |  | 2 | 2 | T | 12 | 2020 | 6 | 2026 | N | IPP Non-CHP | 2 | N | SUN
61804 | Pruger Solar I | 62292 | Pruger Solar I | SC | Marion | 63 | Solar Photovoltaic | PV |  | S | X | X |  |  | 2 |  | 2 | 2 | T | 12 | 2020 | 6 | 2026 | N | IPP Non-CHP | 2 | N | SUN | [13 empty] | N | N | N
61805 | Pruger Solar II | 62293 | Pruger Solar II | SC | Marion | 64 | Solar Photovoltaic | PV |  | S | X | X |  |  | 2 |  | 2 | 2 | T | 12 | 2020 | 6 | 2026 | N | IPP Non-CHP | 2 | N | SUN | [13 empty] | N | N | N
61806 | Pruger Solar III | 62294 | Pruger Solar III | SC | Marion | 65 | Solar Photovoltaic | PV |  | S | X | X |  |  | 2 |  | 2 | 2 | T | 12 | 2020 | 6 | 2026 | N | IPP Non-CHP | 2 | N | SUN | [13 empty] | N | N | N
61808 | Rollins Solar | 62295 | Rollins Solar | SC | Darlington | 67 | Solar Photovoltaic | PV |  | S | X | X |  |  | 63 |  | 63 | 63 | T | 12 | 2020 | 6 | 2026 | N | IPP Non-CHP | 2 | N | SUN | [13 empty] | N | N | N
61809 | Ross Solar | 62296 | Ross Solar | SC | Darlington | 68 | Solar Photovoltaic | PV |  | S | X | X |  |  | 75 |  | 75 | 75 | T | 12 | 2020 | 6 | 2026 | N | IPP Non-CHP | 2 | N | SUN | [13 empty] | N | N | N
61810 | Rutledge Solar | 62297 | Rutledge Solar | SC | Florence | 69 | Solar Photovoltaic | PV |  | S | X | X |  |  | 2 |  | 2 | 2 | T | 12 | 2020 | 6 | 2026 | N | IPP Non-CHP | 2 | N | SUN | [13 empty] | N | N | N
61814 | Sandifer Solar | 62298 | Sandifer Solar | SC | Dillon | 70 | Solar Photovoltaic | PV |  | S | X | X |  |  | 2 |  | 2 | 2 | T | 12 | 2020 | 6 | 2026 | N | IPP Non-CHP | 2 | N | SUN | [13 empty] | N | N | N
61807 | Quest Solar | 62299 | Quest Solar | SC | Allendale | 66 | Solar Photovoltaic | PV |  | S | X | X |  |  | 40 |  | 40 | 40 | T | 12 | 2020 | 6 | 2026 | N | IPP Non-CHP | 2 | N | SUN | [13 empty] | N | N | N
61828 | Scarlet Solar | 62307 | Scarlet Solar | SC | Darlington | 71 | Solar Photovoltaic | PV |  | S | X | X |  |  | 2 |  | 2 | 2 | T | 12 | 2020 | 6 | 2022 | N | IPP Non-CHP | 2 | N | SUN | [13 empty] | N | N | N
61829 | Shem Solar | 62308 | Shem Solar | SC | Lancaster | 72 | Solar Photovoltaic | PV |  | S | X | X |  |  | 2 |  | 2 | 2 | T | 12 | 2020 | 6 | 2026 | N | IPP Non-CHP | 2 | N | SUN | [13 empty] | N | N | N
61830 | Shining Sun Solar | 62309 | Shining Sun Solar | SC | Orangeburg | 73 | Solar Photovoltaic | PV |  | S | X | X |  |  | 40 |  | 40 | 40 | T | 12 | 2020 | 6 | 2026 | N | IPP Non-CHP | 2 | N | SUN | [13 empty] | N | N | N
61831 | Shorthorn Solar | 62310 | Shorthorn Solar | SC | Lee | 74 | Solar Photovoltaic | PV |  | S | X | X |  |  | 60.5 |  | 60.5 | 60.5 | T | 12 | 2020 | 6 | 2026 | N | IPP Non-CHP | 2 | N | SUN | [13 empty] | N | N | N
61832 | Snoopy Solar | 62311 | Snoopy Solar | SC | Anderson | 75 | Solar Photovoltaic | PV |  | S | X | X |  |  | 2 |  | 2 | 2 | T | 12 | 2020 | 6 | 2026 | N | IPP Non-CHP | 2 | N | SUN | [13 empty] | N | N | N
61833 | Southard Solar | 62312 | Southard Solar | SC | Colleton | 76 | Solar Photovoltaic | PV |  | S | X | X |  |  | 6 |  | 6 | 6 | T | 12 | 2020 | 6 | 2026 | N | IPP Non-CHP | 2 | N | SUN | [13 empty] | N | N | N
61834 | Stamey Solar | 62313 | Stamey Solar | SC | Darlington | 77 | Solar Photovoltaic | PV |  | S | X | X |  |  | 2 |  | 1 | 2 | T | 12 | 2020 | 6 | 2026 | N | IPP Non-CHP | 2 | N | SUN | [13 empty] | N | N | N
61835 | Tarpon Solar I | 62314 | Tarpon Solar I | SC | Anderson | 78 | Solar Photovoltaic | PV |  | S | X | X |  |  | 2 |  | 2 | 2 | T | 6 | 2020 | 6 | 2026 | N | IPP Non-CHP | 2 |  | SUN | [13 empty] | N | N | N
61836 | Tedder Solar | 62315 | Tedder Solar | SC | Darlington | 79 | Solar Photovoltaic | PV |  | S | X | X |  |  | 2 |  | 2 | 2 | T | 12 | 2020 | 6 | 2022 | N | IPP Non-CHP | 2 | N | SUN | [13 empty] | N | N | N
61837 | Ten Governors Solar | 62316 | Ten Governors Solar | SC | Newberry | 80 | Solar Photovoltaic | PV |  | S | X | X |  |  | 28 |  | 28 | 28 | T | 12 | 2020 | 6 | 2026 | N | IPP Non-CHP | 2 | N | SUN | [13 empty] | N | N | N
61817 | Collard Holdings, LLC | 62317 | Collard Holdings Solar | NC | Scotland | PV | Solar Photovoltaic | PV |  | S | X | X |  |  | 10 |  | 10 | 10 | L | 12 | 2019 | 12 | 2022 | N | IPP Non-CHP | 2 | N | SUN
60496 | Adapture Renewables, Inc. | 62318 | Pawcatuck Solar Center, LLC | CT | New London | PAWCA | Solar Photovoltaic | PV |  | S | X | X |  |  | 15 |  | 15 | 15 | P | 12 | 2020 | 12 | 2021 | N | IPP Non-CHP | 2 | N | SUN
61012 | AES Distributed Energy | 62320 | Antelope Expansion 1B | CA | Los Angeles | ANE1B | Solar Photovoltaic | PV |  | S | X | X |  |  | 17 |  | 17 | 17 | P | 6 | 2021 | 11 | 2021 | N | IPP Non-CHP | 2 | N | SUN
61863 | Washington Solar (SC) | 62342 | Washington Solar (SC) | SC | Marion | 87 | Solar Photovoltaic | PV |  | S | X | X |  |  | 2 |  | 2 | 2 | T | 12 | 2020 | 12 | 2022 | N | IPP Non-CHP | 2 | N | SUN | [13 empty] | N | N | N
61859 | Ulmer Solar | 62343 | Ulmer Solar | SC | Orangeburg | 85 | Solar Photovoltaic | PV |  | S | X | X |  |  | 22 |  | 22 | 22 | T | 12 | 2020 | 6 | 2026 | N | IPP Non-CHP | 2 | N | SUN | [13 empty] | N | N | N
61864 | Washington Solar II (SC) | 62344 | Washington Solar II (SC) | SC | Marion | 88 | Solar Photovoltaic | PV |  | S | X | X |  |  | 2 |  | 2 | 2 | T | 12 | 2020 | 12 | 2022 | N | IPP Non-CHP | 2 | N | SUN | [13 empty] | N | N | N
61865 | Wayfair Solar | 62345 | Wayfair Solar | SC | Horry | 89 | Solar Photovoltaic | PV |  | S | X | X |  |  | 2 |  | 2 | 2 | T | 12 | 2020 | 12 | 2022 | N | IPP Non-CHP | 2 | N | SUN | [13 empty] | N | N | N
61866 | Weaver Solar | 62347 | Weaver Solar | SC | Lee | 90 | Solar Photovoltaic | PV |  | S | X | X |  |  | 2 |  | 2 | 2 | T | 12 | 2020 | 6 | 2022 | N | IPP Non-CHP | 2 | N | SUN | [13 empty] | N | N | N
61861 | Topaz Solar | 62349 | Topaz Solar (SC) | SC | Dillon | 82 | Solar Photovoltaic | PV |  | S | X | X |  |  | 2 |  | 2 | 2 | T | 12 | 2020 | 12 | 2022 | N | IPP Non-CHP | 2 | N | SUN | [13 empty] | N | N | N
61868 | WSW Solar | 62350 | WSW Solar | SC | Calhoun | 86 | Solar Photovoltaic | PV |  | S | X | X |  |  | 10.8 |  | 10.8 | 10.8 | T | 12 | 2020 | 6 | 2026 | N | IPP Non-CHP | 2 | N | SUN | [13 empty] | N | N | N
61869 | Wysong Solar | 62351 | Wysong Solar | SC | Dillon | 92 | Solar Photovoltaic | PV |  | S | X | X |  |  | 2.3 |  | 2.3 | 2.3 | T | 12 | 2020 | 6 | 2026 | N | IPP Non-CHP | 2 | N | SUN | [13 empty] | N | N | N
61862 | Thomas Solar | 62352 | Thomas Solar | SC | Lee | 81 | Solar Photovoltaic | PV |  | S | X | X |  |  | 2 |  | 2 | 2 | T | 12 | 2020 | 6 | 2026 | N | IPP Non-CHP | 2 | N | SUN | [13 empty] | N | N | N
61871 | York Solar | 62354 | York Solar | SC | Laurens | 94 | Solar Photovoltaic | PV |  | S | X | X |  |  | 2 |  | 2 | 2 | T | 12 | 2020 | 6 | 2026 | N | IPP Non-CHP | 2 | N | SUN | [13 empty] | N | N | N
61888 | Gloversville Community Solar LLC | 62357 | Gloversville Landfill Solar | NY | Fulton | 08158 | Solar Photovoltaic | PV |  | S | X | X |  |  | 5 |  | 5 | 5 | P | 12 | 2019 | 5 | 2021 | N | IPP Non-CHP | 2 | N | SUN | [13 empty] | N | N | N
61914 | Juwi Inc | 62379 | Spanish Peaks Solar | CO | Las Animas | 47301 | Solar Photovoltaic | PV |  | S | X | X |  |  | 140 |  | 140 | 140 | P | 10 | 2023 | 10 | 2023 | N | IPP Non-CHP | 2 | N | SUN
61906 | Rye Development | 62384 | Point Marion L&D Hydroelectric Project | PA | Fayette | NA1 | Conventional Hydroelectric | HY |  | S | X | X |  |  | 2.5 | 0.9 | 1.5 | 2.2 | P | 10 | 2022 | 11 | 2024 | N | IPP Non-CHP | 2 | N | WAT
61906 | Rye Development | 62384 | Point Marion L&D Hydroelectric Project | PA | Fayette | NA2 | Conventional Hydroelectric | HY |  | S | X | X |  |  | 2.5 | 0.9 | 1.5 | 2.2 | P | 11 | 2022 | 12 | 2024 | N | IPP Non-CHP | 2 | N | WAT
61906 | Rye Development | 62385 | Maxwell L&D Hydroelectric Project | PA | Fayette | NA1 | Conventional Hydroelectric | HY |  | S | X | X |  |  | 6 | 0.9 | 4.5 | 5.5 | P | 10 | 2022 | 11 | 2024 | N | IPP Non-CHP | 2 | N | WAT
61906 | Rye Development | 62385 | Maxwell L&D Hydroelectric Project | PA | Fayette | NA2 | Conventional Hydroelectric | HY |  | S | X | X |  |  | 6 | 0.9 | 4.5 | 5.5 | P | 11 | 2022 | 12 | 2024 | N | IPP Non-CHP | 2 | N | WAT
61906 | Rye Development | 62386 | Opekiska L&D Hydroelectric Project | WV | Monongalia | NA1 | Conventional Hydroelectric | HY |  | S | X | X |  |  | 3 | 0.9 | 2 | 2.5 | P | 10 | 2022 | 8 | 2024 | N | IPP Non-CHP | 2 | N | WAT
61906 | Rye Development | 62386 | Opekiska L&D Hydroelectric Project | WV | Monongalia | NA2 | Conventional Hydroelectric | HY |  | S | X | X |  |  | 3 | 0.9 | 2 | 2.5 | P | 11 | 2022 | 9 | 2024 | N | IPP Non-CHP | 2 | N | WAT
61906 | Rye Development | 62387 | Morgantown L&D Hydroelectric Project | WV | Monongalia | NA1 | Conventional Hydroelectric | HY |  | S | X | X |  |  | 2.5 | 0.9 | 1.5 | 2 | P | 10 | 2022 | 8 | 2024 | N | IPP Non-CHP | 2 | N | WAT
61906 | Rye Development | 62387 | Morgantown L&D Hydroelectric Project | WV | Monongalia | NA2 | Conventional Hydroelectric | HY |  | S | X | X |  |  | 2.5 | 0.9 | 1.5 | 2 | P | 11 | 2022 | 9 | 2024 | N | IPP Non-CHP | 2 | N | WAT
61906 | Rye Development | 62388 | Grays Landing L&D Hydroelectric Project | PA | Greene | NA1 | Conventional Hydroelectric | HY |  | S | X | X |  |  | 6 | 0.9 | 4.5 | 5.5 | P | 10 | 2022 | 6 | 2024 | N | IPP Non-CHP | 2 | N | WAT
61906 | Rye Development | 62388 | Grays Landing L&D Hydroelectric Project | PA | Greene | NA2 | Conventional Hydroelectric | HY |  | S | X | X |  |  | 6 | 0.9 | 4.5 | 5.5 | P | 11 | 2022 | 7 | 2024 | N | IPP Non-CHP | 2 | N | WAT
61906 | Rye Development | 62390 | KY No. 11 L&D Hydroelectric Project | KY | Estill | NA1 | Conventional Hydroelectric | HY |  | S | X | X |  |  | 0.5 | 0.9 | 0.3 | 0.5 | P | 10 | 2022 | 10 | 2023 | N | IPP Non-CHP | 2 | N | WAT
61906 | Rye Development | 62390 | KY No. 11 L&D Hydroelectric Project | KY | Estill | NA2 | Conventional Hydroelectric | HY |  | S | X | X |  |  | 0.5 | 0.9 | 0.3 | 0.5 | P | 11 | 2022 | 11 | 2023 | N | IPP Non-CHP | 2 | N | WAT
61906 | Rye Development | 62390 | KY No. 11 L&D Hydroelectric Project | KY | Estill | NA3 | Conventional Hydroelectric | HY |  | S | X | X |  |  | 0.5 | 0.9 | 0.3 | 0.5 | P | 11 | 2022 | 11 | 2023 | N | IPP Non-CHP | 2 | N | WAT
61906 | Rye Development | 62390 | KY No. 11 L&D Hydroelectric Project | KY | Estill | NA4 | Conventional Hydroelectric | HY |  | S | X | X |  |  | 0.5 | 0.9 | 0.3 | 0.5 | P | 11 | 2022 | 11 | 2023 | N | IPP Non-CHP | 2 | N | WAT
61906 | Rye Development | 62390 | KY No. 11 L&D Hydroelectric Project | KY | Estill | NA5 | Conventional Hydroelectric | HY |  | S | X | X |  |  | 0.5 | 0.9 | 0.3 | 0.5 | P | 11 | 2022 | 11 | 2023 | N | IPP Non-CHP | 2 | N | WAT
61906 | Rye Development | 62391 | Overton Hydroelectric Project | LA | Rapides | NA1 | Conventional Hydroelectric | HY |  | S | X | X |  |  | 8.1 | 0.9 | 5.5 | 7.5 | P | 10 | 2022 | 6 | 2024 | N | IPP Non-CHP | 2 | N | WAT
61906 | Rye Development | 62391 | Overton Hydroelectric Project | LA | Rapides | NA2 | Conventional Hydroelectric | HY |  | S | X | X |  |  | 8.1 | 0.9 | 5.5 | 7.5 | P | 11 | 2022 | 6 | 2024 | N | IPP Non-CHP | 2 | N | WAT
61906 | Rye Development | 62391 | Overton Hydroelectric Project | LA | Rapides | NA3 | Conventional Hydroelectric | HY |  | S | X | X |  |  | 8.1 | 0.9 | 5.5 | 7.5 | P | 11 | 2022 | 7 | 2024 | N | IPP Non-CHP | 2 | N | WAT
61906 | Rye Development | 62391 | Overton Hydroelectric Project | LA | Rapides | NA4 | Conventional Hydroelectric | HY |  | S | X | X |  |  | 8.1 | 0.9 | 5.5 | 7.5 | P | 11 | 2022 | 7 | 2024 | N | IPP Non-CHP | 2 | N | WAT
61906 | Rye Development | 62391 | Overton Hydroelectric Project | LA | Rapides | NA5 | Conventional Hydroelectric | HY |  | S | X | X |  |  | 8.1 | 0.9 | 5.5 | 7.5 | P | 11 | 2022 | 8 | 2024 | N | IPP Non-CHP | 2 | N | WAT
61906 | Rye Development | 62391 | Overton Hydroelectric Project | LA | Rapides | NA6 | Conventional Hydroelectric | HY |  | S | X | X |  |  | 8.1 | 0.9 | 5.5 | 7.5 | P | 11 | 2022 | 8 | 2024 | N | IPP Non-CHP | 2 | N | WAT
61906 | Rye Development | 62400 | Montgomery L&D Hydroelectric Project | PA | Beaver | NA1 | Conventional Hydroelectric | HY |  | S | X | X |  |  | 6.8 | 0.9 | 5.5 | 6.3 | P | 10 | 2022 | 10 | 2023 | N | IPP Non-CHP | 2 | N | WAT
61906 | Rye Development | 62400 | Montgomery L&D Hydroelectric Project | PA | Beaver | NA2 | Conventional Hydroelectric | HY |  | S | X | X |  |  | 6.8 | 0.9 | 5.5 | 6.3 | P | 11 | 2022 | 11 | 2023 | N | IPP Non-CHP | 2 | N | WAT
61906 | Rye Development | 62400 | Montgomery L&D Hydroelectric Project | PA | Beaver | NA3 | Conventional Hydroelectric | HY |  | S | X | X |  |  | 6.8 | 0.9 | 5.5 | 6.3 | P | 11 | 2022 | 12 | 2023 | N | IPP Non-CHP | 2 | N | WAT
61906 | Rye Development | 62401 | Allegheny L&D2 Hydroelectric Project | PA | Allegheny | NA1 | Conventional Hydroelectric | HY |  | S | X | X |  |  | 4.5 | 0.9 | 2.5 | 3.5 | P | 10 | 2022 | 11 | 2023 | N | IPP Non-CHP | 2 | N | WAT
61906 | Rye Development | 62401 | Allegheny L&D2 Hydroelectric Project | PA | Allegheny | NA2 | Conventional Hydroelectric | HY |  | S | X | X |  |  | 4.5 | 0.9 | 2.5 | 3.5 | P | 11 | 2022 | 12 | 2023 | N | IPP Non-CHP | 2 | N | WAT
61906 | Rye Development | 62402 | Arkabutla Lake Hydroelectric Project | MS | DeSoto | NA1 | Conventional Hydroelectric | HY |  | S | X | X |  |  | 2.5 | 0.9 | 1.5 | 1.4 | P | 10 | 2022 | 6 | 2025 | N | IPP Non-CHP | 2 | N | WAT
61906 | Rye Development | 62402 | Arkabutla Lake Hydroelectric Project | MS | DeSoto | NA2 | Conventional Hydroelectric | HY |  | S | X | X |  |  | 2.5 | 0.9 | 1.5 | 1.4 | P | 11 | 2022 | 7 | 2025 | N | IPP Non-CHP | 2 | N | WAT
61906 | Rye Development | 62403 | Beverly L&D Hydroelectric Project | OH | Washington | NA1 | Conventional Hydroelectric | HY |  | S | X | X |  |  | 1.5 | 0.9 | 1.2 | 1.5 | P | 10 | 2022 | 10 | 2024 | N | IPP Non-CHP | 2 | N | WAT
61906 | Rye Development | 62403 | Beverly L&D Hydroelectric Project | OH | Washington | NA2 | Conventional Hydroelectric | HY |  | S | X | X |  |  | 1.5 | 0.9 | 1.2 | 1.5 | P | 11 | 2022 | 11 | 2024 | N | IPP Non-CHP | 2 | N | WAT
61906 | Rye Development | 62404 | Monongahela L&D4 Hydroelectric Project | PA | Washington | NA1 | Conventional Hydroelectric | HY |  | S | X | X |  |  | 6 | 0.9 | 4.5 | 5.5 | P | 10 | 2022 | 10 | 2024 | N | IPP Non-CHP | 2 | N | WAT
61906 | Rye Development | 62404 | Monongahela L&D4 Hydroelectric Project | PA | Washington | NA2 | Conventional Hydroelectric | HY |  | S | X | X |  |  | 6 | 0.9 | 4.5 | 5.5 | P | 11 | 2022 | 11 | 2024 | N | IPP Non-CHP | 2 | N | WAT
61942 | Griffin Trail Wind, LLC | 62411 | Griffin Trail Wind | TX | Knox | GTWND | Onshore Wind Turbine | WT |  | S | X | X |  |  | 225.6 |  | 225.6 | 225.6 | U | 10 | 2020 | 7 | 2021 | N | IPP Non-CHP | 2 | N | WND | [5 empty] | 80 | [7 empty] | N | N | N
56215 | RWE Renewables Americas LLC | 62416 | Cranell Wind Farm LLC | TX | Refugio | WT1 | Onshore Wind Turbine | WT |  | S | X | X |  |  | 220 |  | 220 | 220 | V | 12 | 2019 | 9 | 2021 | N | IPP Non-CHP | 2 | N | WND | [5 empty] | 100
61946 | Prairie State Solar, LLC | 62420 | Prairie State Solar Project | IL | Perry | PSS01 | Solar Photovoltaic | PV |  | S | X | X |  |  | 99 |  | 99 | 99 | U | 12 | 2020 | 7 | 2021 | N | IPP Non-CHP | 2 | N | SUN | [13 empty] | N | N | N
61906 | Rye Development | 62425 | Sardis Lake Hydroelectric Project | MS | Panola | NA1 | Conventional Hydroelectric | HY |  | S | X | X |  |  | 7.5 | 0.9 | 5.5 | 4.5 | P | 10 | 2022 | 10 | 2024 | N | IPP Non-CHP | 2 | N | WAT
61906 | Rye Development | 62425 | Sardis Lake Hydroelectric Project | MS | Panola | NA2 | Conventional Hydroelectric | HY |  | S | X | X |  |  | 7.5 | 0.9 | 5.5 | 4.5 | P | 11 | 2022 | 11 | 2024 | N | IPP Non-CHP | 2 | N | WAT
61906 | Rye Development | 62426 | Rokeby L&D Hydroelectric Project | OH | Morgan | NA1 | Conventional Hydroelectric | HY |  | S | X | X |  |  | 2 | 0.9 | 1.5 | 2 | P | 10 | 2022 | 10 | 2024 | N | IPP Non-CHP | 2 | N | WAT
61906 | Rye Development | 62426 | Rokeby L&D Hydroelectric Project | OH | Morgan | NA2 | Conventional Hydroelectric | HY |  | S | X | X |  |  | 2 | 0.9 | 1.5 | 2 | P | 11 | 2022 | 11 | 2024 | N | IPP Non-CHP | 2 | N | WAT
61906 | Rye Development | 62427 | Philo L&D Hydroelectric Project | OH | Muskingum | NA1 | Conventional Hydroelectric | HY |  | S | X | X |  |  | 1.5 | 0.9 | 1.2 | 1.5 | P | 10 | 2022 | 10 | 2024 | N | IPP Non-CHP | 2 | N | WAT
61906 | Rye Development | 62427 | Philo L&D Hydroelectric Project | OH | Muskingum | NA2 | Conventional Hydroelectric | HY |  | S | X | X |  |  | 1.5 | 0.9 | 1.2 | 1.5 | P | 11 | 2022 | 11 | 2024 | N | IPP Non-CHP | 2 | N | WAT
61906 | Rye Development | 62428 | Malta L&D Hydroelectric Project | OH | Morgan | NA1 | Conventional Hydroelectric | HY |  | S | X | X |  |  | 2 | 0.9 | 1 | 1.5 | P | 10 | 2022 | 11 | 2024 | N | IPP Non-CHP | 2 | N | WAT
61906 | Rye Development | 62428 | Malta L&D Hydroelectric Project | OH | Morgan | NA2 | Conventional Hydroelectric | HY |  | S | X | X |  |  | 2 | 0.9 | 1 | 1.5 | P | 10 | 2022 | 11 | 2024 | N | IPP Non-CHP | 2 | N | WAT
61906 | Rye Development | 62429 | Lowell L&D Hydroelectric Project | OH | Washington | NA1 | Conventional Hydroelectric | HY |  | S | X | X |  |  | 2.5 | 0.9 | 2 | 2.5 | P | 10 | 2022 | 10 | 2024 | N | IPP Non-CHP | 2 | N | WAT
61906 | Rye Development | 62429 | Lowell L&D Hydroelectric Project | OH | Washington | NA2 | Conventional Hydroelectric | HY |  | S | X | X |  |  | 2.5 | 0.9 | 2 | 2.5 | P | 11 | 2022 | 11 | 2024 | N | IPP Non-CHP | 2 | N | WAT
61906 | Rye Development | 62430 | Grenada Lake Hydroelectric Project | MS | Grenada | NA1 | Conventional Hydroelectric | HY |  | S | X | X |  |  | 5 | 0.9 | 4 | 3 | P | 10 | 2022 | 4 | 2025 | N | IPP Non-CHP | 2 | N | WAT
61906 | Rye Development | 62430 | Grenada Lake Hydroelectric Project | MS | Grenada | NA2 | Conventional Hydroelectric | HY |  | S | X | X |  |  | 5 | 0.9 | 4 | 3 | P | 11 | 2022 | 5 | 2025 | N | IPP Non-CHP | 2 | N | WAT
61906 | Rye Development | 62432 | Enid Lake Hydroelectric Project | MS | Panola | NA1 | Conventional Hydroelectric | HY |  | S | X | X |  |  | 2.5 | 0.9 | 1.5 | 1.4 | P | 10 | 2022 | 10 | 2024 | N | IPP Non-CHP | 2 | N | WAT
61906 | Rye Development | 62432 | Enid Lake Hydroelectric Project | MS | Panola | NA2 | Conventional Hydroelectric | HY |  | S | X | X |  |  | 2.5 | 0.9 | 1.5 | 1.4 | P | 11 | 2022 | 11 | 2024 | N | IPP Non-CHP | 2 | N | WAT
61906 | Rye Development | 62433 | Emsworth L&D Hydroelectric Project | PA | Allegheny | NA1 | Conventional Hydroelectric | HY |  | S | X | X |  |  | 6.8 | 0.9 | 5 | 6.3 | P | 10 | 2022 | 10 | 2023 | N | IPP Non-CHP | 2 | N | WAT
61906 | Rye Development | 62433 | Emsworth L&D Hydroelectric Project | PA | Allegheny | NA2 | Conventional Hydroelectric | HY |  | S | X | X |  |  | 6.8 | 0.9 | 5 | 6.3 | P | 11 | 2022 | 11 | 2023 | N | IPP Non-CHP | 2 | N | WAT
61906 | Rye Development | 62433 | Emsworth L&D Hydroelectric Project | PA | Allegheny | NA3 | Conventional Hydroelectric | HY |  | S | X | X |  |  | 6.8 | 0.9 | 5 | 6.3 | P | 12 | 2023 | 12 | 2023 | N | IPP Non-CHP | 2 | N | WAT
61906 | Rye Development | 62434 | Emsworth BC Hydroelectric Project | PA | Allegheny | NA1 | Conventional Hydroelectric | HY |  | S | X | X |  |  | 6 | 0.9 | 3 | 3 | P | 10 | 2022 | 11 | 2024 | N | IPP Non-CHP | 2 | N | WAT
61906 | Rye Development | 62434 | Emsworth BC Hydroelectric Project | PA | Allegheny | NA2 | Conventional Hydroelectric | HY |  | S | X | X |  |  | 6 | 0.9 | 4 | 4 | P | 11 | 2022 | 12 | 2024 | N | IPP Non-CHP | 2 | N | WAT
61906 | Rye Development | 62435 | Devola L&D Hydroelectric Project | OH | Washington | NA1 | Conventional Hydroelectric | HY |  | S | X | X |  |  | 2 | 0.9 | 1 | 1.5 | P | 10 | 2022 | 10 | 2024 | N | IPP Non-CHP | 2 | N | WAT
61906 | Rye Development | 62435 | Devola L&D Hydroelectric Project | OH | Washington | NA2 | Conventional Hydroelectric | HY |  | S | X | X |  |  | 2 | 0.9 | 1 | 1.5 | P | 11 | 2022 | 11 | 2024 | N | IPP Non-CHP | 2 | N | WAT
61900 | SR Arlington, LLC | 62436 | SR Arlington I | GA | Early | ARLI | Solar Photovoltaic | PV |  | S | X | X |  |  | 20 |  | 20 | 20 | T | 12 | 2021 | 12 | 2021 | N | IPP Non-CHP | 2 | N | SUN
17609 | Southern California Edison Co | 62460 | DESI-2 Battery Storage Facility | CA | Orange | DESI2 | Batteries | BA |  | S | X | X |  |  | 1.4 |  | 1.4 | 1.4 | TS | 10 | 2019 | 12 | 2021 | N | Electric Utility | 1 | N | MWH
63647 | Muscle Shoals Solar, LLC | 62462 | Muscle Shoals | AL | Colbert | GEN01 | Solar Photovoltaic | PV |  | S | X | X |  |  | 227 |  | 227 | 227 | V | 6 | 2021 | 8 | 2021 | N | IPP Non-CHP | 2 | N | SUN
5860 | Empire District Electric Co | 62475 | Kings Point Wind Energy Center | MO | Lawrence | KPW1 | Onshore Wind Turbine | WT |  | S | X | X |  |  | 149.4 | 0.95 | 149.4 | 149.4 | V | 12 | 2020 | 4 | 2021 | N | Electric Utility | 1 | N | WND | [5 empty] | 69
61194 | Generate Capital | 62476 | Big Tree Community Solar Farm | NY | Erie | 607 | Solar Photovoltaic | PV |  | S | X | X |  |  | 2 |  | 2 | 2 | V | 8 | 2019 | 2 | 2021 | N | IPP Non-CHP | 2 | N | SUN
5860 | Empire District Electric Co | 62481 | Neosho Ridge Wind Energy Center | KS | Neosho | NRW1 | Onshore Wind Turbine | WT |  | S | X | X |  |  | 301 |  | 301 | 301 | V | 12 | 2020 | 5 | 2021 | N | Electric Utility | 1 | N | WND | [5 empty] | 139
62006 | 7X Energy, Inc. | 62483 | Taygete Energy Project LLC | TX | Pecos | PV1 | Solar Photovoltaic | PV |  | W | X | X |  |  | 255 |  | 255 | 255 | V | 12 | 2020 | 3 | 2021 | N | IPP Non-CHP | 2 | N | SUN
61785 | EDP Renewables North America LLC | 62489 | Crossing Trails Wind Power Project LLC. | CO | Kit Carson | GEN1 | Onshore Wind Turbine | WT |  | S | X | X |  |  | 104 |  | 104 | 104 | V | 12 | 2020 | 4 | 2021 | N | IPP Non-CHP | 2 | N | WND | [5 empty] | 25
62023 | Skeleton Creek Energy Center | 62494 | Skeleton Creek Energy Center Hybrid | OK | Garfield | SCBAT | Batteries | BA |  | S | X | X |  |  | 200 |  | 200 | 200 | P | 12 | 2023 | 12 | 2023 | N | IPP Non-CHP | 2 | N | MWH
62023 | Skeleton Creek Energy Center | 62494 | Skeleton Creek Energy Center Hybrid | OK | Garfield | SCSOL | Solar Photovoltaic | PV |  | S | X | X |  |  | 250 |  | 250 | 250 | P | 12 | 2023 | 12 | 2023 | N | IPP Non-CHP | 2 | N | SUN
61610 | Delaware River Solar, LLC | 62496 | Telegraph Rd #1 Community Solar Farm | NY | Wyoming | 1268 | Solar Photovoltaic | PV |  | S | X | X |  |  | 3.8 |  | 3.8 | 3.8 | T | 2 | 2020 | 11 | 2021 | N | IPP Non-CHP | 2 | N | SUN
61978 | Convergent Energy and Power LP | 62497 | Orange County Energy Storage 2 | CA | Orange | OCES2 | Batteries | BA |  | S | X | X |  |  | 9 |  | 9 | 9 | U | 12 | 2019 | 11 | 2021 | N | IPP Non-CHP | 2 | N | MWH | [15 empty] | N
61610 | Delaware River Solar, LLC | 62498 | Telegraph Rd #2 Community Solar Farm | NY | Wyoming | 1413 | Solar Photovoltaic | PV |  | S | X | X |  |  | 2 |  | 2 | 2 | T | 2 | 2020 | 11 | 2021 | N | IPP Non-CHP | 2 | N | SUN
61978 | Convergent Energy and Power LP | 62499 | Orange County Energy Storage 3 | CA | Orange | OCES3 | Batteries | BA |  | S | X | X |  |  | 6 |  | 6 | 6 | U | 12 | 2019 | 11 | 2021 | N | IPP Non-CHP | 2 | N | MWH | [15 empty] | N
61610 | Delaware River Solar, LLC | 62500 | Route 19 #1 Community Solar Farm | NY | Wyoming | 1258 | Solar Photovoltaic | PV |  | S | X | X |  |  | 2 |  | 2 | 2 | T | 2 | 2020 | 11 | 2021 | N | IPP Non-CHP | 2 | N | SUN
56545 | Pattern Operators LP | 62501 | Old Jackson Solar LLC | TX | Van Zandt | 1 | Solar Photovoltaic | PV |  | S | X | X |  |  | 128 |  | 127.5 | 127.5 | P | 5 | 2020 | 12 | 2021 | N | IPP Non-CHP | 2 |  | SUN
61610 | Delaware River Solar, LLC | 62502 | Route 19 #2 Community Solar Farm | NY | Wyoming | 1415 | Solar Photovoltaic | PV |  | S | X | X |  |  | 5 |  | 5 | 5 | T | 2 | 2020 | 11 | 2021 | N | IPP Non-CHP | 2 | N | SUN
56545 | Pattern Operators LP | 62505 | G.S.E. One LLC | TX | Fannin | 1 | Solar Photovoltaic | PV |  | S | X | X |  |  | 83 |  | 82.5 | 82.5 | P | 3 | 2020 | 8 | 2021 | N | IPP Non-CHP | 2 | N | SUN
14354 | PacifiCorp | 62516 | TB Flats | WY | Carbon | 1 | Onshore Wind Turbine | WT |  | S | X | X |  |  | 503.2 |  | 503.2 | 503.2 | U | 11 | 2020 | 8 | 2021 | N | Electric Utility | 1 | N | WND | [5 empty] | 132
61610 | Delaware River Solar, LLC | 62517 | Yellow Mills Rd #1 Community Solar Farm | NY | Ontario | 1142 | Solar Photovoltaic | PV |  | S | X | X |  |  | 2.3 |  | 2.3 | 2.3 | T | 10 | 2019 | 11 | 2021 | N | IPP Non-CHP | 2 | N | SUN
61610 | Delaware River Solar, LLC | 62518 | Yellow Mills Rd #2 Community Solar Farm | NY | Ontario | 1181 | Solar Photovoltaic | PV |  | S | X | X |  |  | 2.3 |  | 2.3 | 2.3 | T | 10 | 2019 | 11 | 2021 | N | IPP Non-CHP | 2 | N | SUN
61610 | Delaware River Solar, LLC | 62519 | Yellow Mills Rd #3 Community Solar Farm | NY | Ontario | 1244 | Solar Photovoltaic | PV |  | S | X | X |  |  | 2.3 |  | 2.3 | 2.3 | T | 10 | 2019 | 11 | 2021 | N | IPP Non-CHP | 2 | N | SUN
61610 | Delaware River Solar, LLC | 62520 | State Route 64N Community Solar Farm | NY | Ontario | 1089 | Solar Photovoltaic | PV |  | S | X | X |  |  | 1.2 |  | 1.2 | 1.2 | T | 11 | 2019 | 11 | 2021 | N | IPP Non-CHP | 2 | N | SUN
56545 | Pattern Operators LP | 62522 | Solemio LLC | TX | Hopkins | 1 | Solar Photovoltaic | PV |  | S | X | X |  |  | 80 |  | 79.8 | 79.8 | P | 4 | 2020 | 12 | 2021 | N | IPP Non-CHP | 2 | N | SUN
61610 | Delaware River Solar, LLC | 62523 | Route 5 & 20 Community Solar Farm | NY | Ontario | 1093 | Solar Photovoltaic | PV |  | S | X | X |  |  | 2.3 |  | 2.3 | 2.3 | L | 2 | 2020 | 10 | 2021 | N | IPP Non-CHP | 2 | N | SUN
63244 | KSI II Consolidated, LLC | 62524 | Route 22 Community Solar Farm | NY | Clinton | 1444 | Solar Photovoltaic | PV |  | S | X | X |  |  | 3.7 |  | 3.7 | 3.7 | T | 1 | 2020 | 9 | 2021 | N | IPP Non-CHP | 2 | N | SUN
62008 | Hale Kuawehi Solar LLC | 62529 | Hale Kuawehi Solar Hybrid | HI | Hawaii | HKBA | Batteries | BA |  | S | X | X |  |  | 30 |  | 30 | 30 | P | 6 | 2022 | 12 | 2022 | N | IPP Non-CHP | 2 | N | MWH | [13 empty] | N | N | N
62008 | Hale Kuawehi Solar LLC | 62529 | Hale Kuawehi Solar Hybrid | HI | Hawaii | HKSOL | Solar Photovoltaic | PV |  | S | X | X |  |  | 30 |  | 30 | 30 | P | 6 | 2022 | 12 | 2022 | N | IPP Non-CHP | 2 | N | SUN | [13 empty] | N | N | N
62036 | Paeahu Solar LLC | 62534 | Paeahu Solar Hybrid | HI | Maui | PHBA | Batteries | BA |  | S | X | X |  |  | 15 |  | 15 | 15 | P | 6 | 2022 | 4 | 2023 | N | IPP Non-CHP | 2 | N | MWH | [13 empty] | N | N | N
62036 | Paeahu Solar LLC | 62534 | Paeahu Solar Hybrid | HI | Maui | PHSOL | Solar Photovoltaic | PV |  | S | X | X |  |  | 15 |  | 15 | 15 | P | 6 | 2022 | 4 | 2023 | N | IPP Non-CHP | 2 | N | SUN | [13 empty] | N | N | N
62048 | Westlands Almond LLC | 62546 | Almond | CA | Kings | ALMND | Solar Photovoltaic | PV |  | S | X | X |  |  | 19.9 |  | 19.9 | 19.9 | T | 3 | 2020 | 5 | 2022 | N | IPP Non-CHP | 2 | N | SUN
62049 | Aquamarine Westside LLC | 62547 | Aquamarine | CA | Kings | AQUAM | Solar Photovoltaic | PV |  | S | X | X |  |  | 250 |  | 250 | 250 | T | 11 | 2020 | 9 | 2021 | N | IPP Non-CHP | 2 | N | SUN
62050 | Castleman Power Development LLC | 62548 | SJRR Power LLC | TX | Harris | SJ-1 | Natural Gas Fired Combustion Turbine | GT |  | S | X | X |  |  | 50 | 0.85 | 43 | 48 | T | 8 | 2020 | 1 | 2022 | N | IPP Non-CHP | 2 | N | NG | [15 empty] | N
62050 | Castleman Power Development LLC | 62548 | SJRR Power LLC | TX | Harris | SJ-2 | Natural Gas Fired Combustion Turbine | GT |  | S | X | X |  |  | 50 | 0.85 | 43 | 48 | T | 8 | 2020 | 1 | 2022 | N | IPP Non-CHP | 2 | N | NG | [15 empty] | N
62050 | Castleman Power Development LLC | 62548 | SJRR Power LLC | TX | Harris | SJ-3 | Natural Gas Fired Combustion Turbine | GT |  | S | X | X |  |  | 50 | 0.85 | 43 | 48 | T | 8 | 2020 | 9 | 2022 | N | IPP Non-CHP | 2 | N | NG | [15 empty] | N
62050 | Castleman Power Development LLC | 62548 | SJRR Power LLC | TX | Harris | SJ-4 | Natural Gas Fired Combustion Turbine | GT |  | S | X | X |  |  | 50 | 0.85 | 43 | 48 | T | 8 | 2020 | 9 | 2022 | N | IPP Non-CHP | 2 | N | NG | [15 empty] | N
62047 | Roadrunner Solar, LLC | 62561 | Roadrunner, LLC Hybrid | TX | Upton | BA | Batteries | BA |  | S | X | X |  |  | 50 |  | 50 | 50 | T | 5 | 2022 | 5 | 2022 | N | IPP Non-CHP | 2 | N | MWH
62046 | High Lonesome Wind Power, LLC | 62562 | High Lonesome Wind Power, LLC Hybrid | TX | Upton | BA | Batteries | BA |  | S | X | X |  |  | 50 |  | 50 | 50 | T | 5 | 2022 | 7 | 2022 | N | IPP Non-CHP | 2 | N | MWH
62046 | High Lonesome Wind Power, LLC | 62562 | High Lonesome Wind Power, LLC Hybrid | TX | Upton | HILO | Onshore Wind Turbine | WT |  | S | X | X |  |  | 449.5 |  | 449.5 | 449.5 | TS | 12 | 2019 | 7 | 2021 | N | IPP Non-CHP | 2 |  | WND | [5 empty] | 140
62046 | High Lonesome Wind Power, LLC | 62562 | High Lonesome Wind Power, LLC Hybrid | TX | Upton | HILO2 | Onshore Wind Turbine | WT |  | S | X | X |  |  | 50 |  | 50 | 50 | TS | 3 | 2020 | 7 | 2021 | N | IPP Non-CHP | 2 | N | WND | [5 empty] | 22
14328 | Pacific Gas & Electric Co. | 62564 | Elkhorn Battery Energy Storage System | CA | Monterey | ELKHO | Batteries | BA |  | S | X | X |  |  | 182.5 | 0.95 | 182.5 | 182.5 | U | 12 | 2020 | 8 | 2021 | N | Electric Utility | 1 | N | MWH | [15 empty] | N | N | N
62064 | Hill Top Energy Center, LLC | 62565 | Hill Top Energy Center, LLC | PA | Greene | GEN1 | Natural Gas Fired Combined Cycle | CS |  | J | N | N |  |  | 664.7 |  | 619.1 | 620 | V | 5 | 2021 | 7 | 2021 | N | IPP Non-CHP | 2 | N | NG | [15 empty] | N
62091 | Derby Fuel Cell LLC | 62588 | Derby Fuel Cell | CT | New Haven | MM45 | Other Natural Gas | FC |  | S | X | X |  |  | 2.8 |  | 2.8 | 2.8 | L | 6 | 2020 | 2 | 2022 | N | IPP Non-CHP | 2 | N | NG | [15 empty] | N
62091 | Derby Fuel Cell LLC | 62588 | Derby Fuel Cell | CT | New Haven | MM46 | Other Natural Gas | FC |  | S | X | X |  |  | 2.8 |  | 2.8 | 2.8 | L | 6 | 2020 | 2 | 2022 | N | IPP Non-CHP | 2 | N | NG | [15 empty] | N
62091 | Derby Fuel Cell LLC | 62588 | Derby Fuel Cell | CT | New Haven | MM47 | Other Natural Gas | FC |  | S | X | X |  |  | 2.8 |  | 2.8 | 2.8 | L | 8 | 2020 | 2 | 2022 | N | IPP Non-CHP | 2 | N | NG | [5 empty] | 0 | [7 empty] | N | N | N
62091 | Derby Fuel Cell LLC | 62588 | Derby Fuel Cell | CT | New Haven | MM48 | Other Natural Gas | FC |  | S | X | X |  |  | 2.8 |  | 2.8 | 2.8 | L | 9 | 2020 | 2 | 2022 | N | IPP Non-CHP | 2 | N | NG
62091 | Derby Fuel Cell LLC | 62588 | Derby Fuel Cell | CT | New Haven | MM49 | Other Natural Gas | FC |  | S | X | X |  |  | 2.8 |  | 2.8 | 2.8 | L | 10 | 2020 | 2 | 2022 | N | IPP Non-CHP | 2 | N | NG
61785 | EDP Renewables North America LLC | 62592 | Headwaters Wind Farm II LLC | IN | Randolph | HWII | Onshore Wind Turbine | WT |  | S | X | X |  |  | 200 |  | 200 | 200 | V | 12 | 2020 | 6 | 2021 | N | IPP Non-CHP | 2 | N | WND | [5 empty] | 52
59497 | Eversource | 62604 | Outer Cape Community Battery | MA | Barnstable | OCESS | Batteries | BA |  | S | X | X |  |  | 25 |  | 25 | 25 | U | 12 | 2020 | 9 | 2021 | N | IPP Non-CHP | 2 | N | MWH
59497 | Eversource | 62605 | Martha's Vineyard Community Battery | MA | Dukes | MVESS | Batteries | BA |  | S | X | X |  |  | 4.9 |  | 4.9 | 4.9 | L | 12 | 2020 | 12 | 2021 | N | IPP Non-CHP | 2 | N | MWH
62109 | Searcy Solar, LLC | 62617 | Searcy Solar Hybrid | AR | White | SEABT | Batteries | BA |  | S | X | X |  |  | 10 |  | 10 | 10 | P | 12 | 2021 | 12 | 2021 | N | IPP Non-CHP | 2 | N | MWH
62109 | Searcy Solar, LLC | 62617 | Searcy Solar Hybrid | AR | White | SEARC | Solar Photovoltaic | PV |  | S | X | X |  |  | 100 |  | 100 | 100 | P | 12 | 2021 | 12 | 2021 | N | IPP Non-CHP | 2 | N | SUN
62113 | Sage Draw Wind, LLC | 62620 | Sage Draw Wind | TX | Lynn | SD | Onshore Wind Turbine | WT |  | S | X | X |  |  | 338.4 |  | 338.4 | 338.4 | TS | 12 | 2019 | 8 | 2021 | N | IPP Non-CHP | 2 | N | WND | [5 empty] | 120
62130 | Foundation CA Fund X Manager LLC | 62654 | Foundation Dole Fresh Vegetables | CA | Monterey | WTG1 | Onshore Wind Turbine | WT |  | S | X | X |  |  | 2.8 |  | 2.8 | 2.8 | U | 12 | 2019 | 4 | 2022 | N | IPP Non-CHP | 2 | N | WND | [5 empty] | 1
62130 | Foundation CA Fund X Manager LLC | 62654 | Foundation Dole Fresh Vegetables | CA | Monterey | WTG2 | Onshore Wind Turbine | WT |  | S | X | X |  |  | 2.8 |  | 2.8 | 2.8 | U | 12 | 2019 | 4 | 2022 | N | IPP Non-CHP | 2 | N | WND | [5 empty] | 1
62134 | Hunter Solar LLC | 62656 | Hunter Solar LLC | UT | Emery | HUSOL | Solar Photovoltaic | PV |  | S | X | X |  |  | 100 |  | 100 | 100 | TS | 12 | 2020 | 3 | 2021 | N | IPP Non-CHP | 2 | N | SUN
62146 | Sigurd Solar LLC | 62666 | Sigurd Solar LLC | UT | Sevier | SGSOL | Solar Photovoltaic | PV |  | S | X | X |  |  | 80 |  | 80 | 80 | V | 12 | 2020 | 5 | 2021 | N | IPP Non-CHP | 2 | N | SUN
5416 | Duke Energy Carolinas, LLC | 62668 | Maiden Creek Solar Power Plant | NC | Catawba | PV1 | Solar Photovoltaic | PV |  | S | X | X |  |  | 69.3 |  | 69.3 | 69.3 | V | 1 | 2021 | 1 | 2021 | N | Electric Utility | 1 |  | SUN
62153 | Hecate Energy Highland LLC | 62670 | Hecate Energy Highland LLC | OH | Highland | HIGHL | Solar Photovoltaic | PV |  | S | X | X |  |  | 300 |  | 300 | 300 | T | 12 | 2021 | 9 | 2022 | N | IPP Non-CHP | 2 | N | SUN
61012 | AES Distributed Energy | 62673 | Antelope Expansion 3A | CA | Los Angeles | ANX3A | Solar Photovoltaic | PV |  | S | X | X |  |  | 15 |  | 15 | 15 | L | 10 | 2020 | 6 | 2021 | N | IPP Non-CHP | 2 | N | SUN
61012 | AES Distributed Energy | 62674 | Antelope Expansion 3B | CA | Los Angeles | ANX3B | Solar Photovoltaic | PV |  | S | X | X |  |  | 5 |  | 5 | 5 | L | 10 | 2020 | 6 | 2021 | N | IPP Non-CHP | 2 | N | SUN
61012 | AES Distributed Energy | 62675 | Skipjack Solar Center | VA | Charles City | SKIPJ | Solar Photovoltaic | PV |  | S | X | X |  |  | 175 |  | 175 | 175 | T | 4 | 2021 | 5 | 2022 | N | IPP Non-CHP | 2 | N | SUN
62050 | Castleman Power Development LLC | 62684 | Palestine Power Peaking Facility | TX | Anderson | PP-1 | Natural Gas Fired Combustion Turbine | GT |  | S | X | X |  |  | 50 | 0.85 | 50 | 50 | P | 9 | 2020 | 6 | 2022 | N | IPP Non-CHP | 2 | N | NG | [15 empty] | N
62050 | Castleman Power Development LLC | 62684 | Palestine Power Peaking Facility | TX | Anderson | PP-2 | Natural Gas Fired Combustion Turbine | GT |  | S | X | X |  |  | 50 | 0.85 | 50 | 50 | P | 9 | 2020 | 6 | 2022 | N | IPP Non-CHP | 2 | N | NG | [15 empty] | N
62050 | Castleman Power Development LLC | 62684 | Palestine Power Peaking Facility | TX | Anderson | PP-3 | Natural Gas Fired Combustion Turbine | GT |  | S | X | X |  |  | 50 | 0.85 | 50 | 50 | P | 9 | 2020 | 6 | 2022 | N | IPP Non-CHP | 2 | N | NG | [15 empty] | N
62050 | Castleman Power Development LLC | 62684 | Palestine Power Peaking Facility | TX | Anderson | PP-4 | Natural Gas Fired Combustion Turbine | GT |  | S | X | X |  |  | 50 | 0.85 | 50 | 50 | P | 9 | 2020 | 6 | 2022 | N | IPP Non-CHP | 2 | N | NG | [15 empty] | N
62050 | Castleman Power Development LLC | 62685 | Sealy Power Peaking Facility | TX | Austin | SP-1 | Natural Gas Fired Combustion Turbine | GT |  | S | X | X |  |  | 50 |  | 50 | 50 | P | 9 | 2020 | 6 | 2022 | N | IPP Non-CHP | 2 | N | NG | [15 empty] | N
62050 | Castleman Power Development LLC | 62685 | Sealy Power Peaking Facility | TX | Austin | SP-2 | Natural Gas Fired Combustion Turbine | GT |  | S | X | X |  |  | 50 |  | 50 | 50 | P | 9 | 2020 | 6 | 2022 | N | IPP Non-CHP | 2 | N | NG | [15 empty] | N
62050 | Castleman Power Development LLC | 62685 | Sealy Power Peaking Facility | TX | Austin | SP-3 | Natural Gas Fired Combustion Turbine | GT |  | S | X | X |  |  | 50 |  | 50 | 50 | P | 9 | 2020 | 6 | 2022 | N | IPP Non-CHP | 2 | N | NG | [15 empty] | N
62050 | Castleman Power Development LLC | 62685 | Sealy Power Peaking Facility | TX | Austin | SP-4 | Natural Gas Fired Combustion Turbine | GT |  | S | X | X |  |  | 50 |  | 50 | 50 | P | 9 | 2020 | 6 | 2022 | N | IPP Non-CHP | 2 | N | NG | [15 empty] | N
62635 | Wildcat Creek Wind Farm LLC | 62715 | Wildcat Creek Wind Farm LLC | TX | Cooke | WCCWF | Onshore Wind Turbine | WT |  | S | X | X |  |  | 180.1 |  | 180.1 | 180.1 | V | 11 | 2020 | 7 | 2021 | N | IPP Non-CHP | 2 | N | WND | [5 empty] | 52
62650 | Victorville Energy Center, LLC | 62726 | Victorville Energy Center, LLC (CA) | CA | San Bernardino | 1 | All Other | ST |  | S | X | X |  |  | 20.1 | 0.85 | 20.1 | 20.1 | P | 5 | 2022 | 6 | 2024 | Y | Industrial CHP | 7 | N | WH | [15 empty] | N
62646 | Painter Energy Storage, LLC | 62729 | Painter Energy Storage | CA | Santa Barbara | PAIN1 | Batteries | BA |  | S | X | X | GOLETA_6_N200 | GOLETA_6_N200 | 40 |  | 40 | 40 | L | 3 | 2021 | 9 | 2022 | N | IPP Non-CHP | 2 | N | MWH
19876 | Virginia Electric & Power Co | 62730 | Desper Solar | VA | Louisa | 1 | Solar Photovoltaic | PV |  | S | X | X |  |  | 88.2 |  | 88.2 | 88.2 | U | 12 | 2020 | 6 | 2021 | N | Electric Utility | 1 | N | SUN
59474 | BQ Energy LLC | 62737 | West Valley West | NY | Cattaraugus | WVW | Solar Photovoltaic | PV |  | S | X | X |  |  | 5 | 1 | 5 | 5 | L | 6 | 2020 | 8 | 2022 | N | IPP Non-CHP | 2 | N | SUN
59474 | BQ Energy LLC | 62738 | West Valley East | NY | Cattaraugus | WVE | Solar Photovoltaic | PV |  | S | X | X |  |  | 5 | 1 | 5 | 5 | L | 6 | 2020 | 2 | 2022 | N | IPP Non-CHP | 2 | N | SUN
62668 | Wheatridge Wind Holdings, LLC | 62745 | Wheatridge Hybrid | OR | Morrow | BTRY | Batteries | BA |  | S | X | X |  |  | 30 |  | 30 | 30 | L | 12 | 2021 | 12 | 2021 | N | IPP Non-CHP | 2 | N | MWH
62668 | Wheatridge Wind Holdings, LLC | 62745 | Wheatridge Hybrid | OR | Morrow | SOLAR | Solar Photovoltaic | PV |  | S | X | X |  |  | 50 |  | 50 | 50 | L | 12 | 2021 | 12 | 2021 | N | IPP Non-CHP | 2 | N | SUN
62661 | Lock 12 Hydro Partners, LLC | 62747 | Ravenna Hydroelectric Project | KY | Estill | 1 | Conventional Hydroelectric | HY |  | S | X | X |  |  | 0.5 |  | 0.5 | 0.5 | V | 12 | 2019 | 9 | 2021 | N | IPP Non-CHP | 2 | N | WAT
62661 | Lock 12 Hydro Partners, LLC | 62747 | Ravenna Hydroelectric Project | KY | Estill | 2 | Conventional Hydroelectric | HY |  | S | X | X |  |  | 0.5 |  | 0.5 | 0.5 | V | 12 | 2019 | 9 | 2021 | N | IPP Non-CHP | 2 | N | WAT
62661 | Lock 12 Hydro Partners, LLC | 62747 | Ravenna Hydroelectric Project | KY | Estill | 3 | Conventional Hydroelectric | HY |  | S | X | X |  |  | 0.5 |  | 0.5 | 0.5 | V | 12 | 2019 | 9 | 2021 | N | IPP Non-CHP | 2 | N | WAT
62661 | Lock 12 Hydro Partners, LLC | 62747 | Ravenna Hydroelectric Project | KY | Estill | 4 | Conventional Hydroelectric | HY |  | S | X | X |  |  | 0.5 |  | 0.5 | 0.5 | V | 12 | 2019 | 9 | 2021 | N | IPP Non-CHP | 2 | N | WAT
62661 | Lock 12 Hydro Partners, LLC | 62747 | Ravenna Hydroelectric Project | KY | Estill | 5 | Conventional Hydroelectric | HY |  | S | X | X |  |  | 0.5 |  | 0.5 | 0.5 | V | 12 | 2019 | 9 | 2021 | N | IPP Non-CHP | 2 | N | WAT
62663 | Lock 13 Hydro Partners | 62748 | Evelyn Hydroelectric Project | KY | Lee | 1 | Conventional Hydroelectric | HY |  | S | X | X |  |  | 0.6 |  | 0.6 | 0.6 | L | 12 | 2021 | 12 | 2024 | N | IPP Non-CHP | 2 | N | WAT
62663 | Lock 13 Hydro Partners | 62748 | Evelyn Hydroelectric Project | KY | Lee | 2 | Conventional Hydroelectric | HY |  | S | X | X |  |  | 0.6 |  | 0.6 | 0.6 | L | 12 | 2021 | 12 | 2024 | N | IPP Non-CHP | 2 | N | WAT
62663 | Lock 13 Hydro Partners | 62748 | Evelyn Hydroelectric Project | KY | Lee | 3 | Conventional Hydroelectric | HY |  | S | X | X |  |  | 0.6 |  | 0.6 | 0.6 | L | 12 | 2021 | 12 | 2024 | N | IPP Non-CHP | 2 | N | WAT
62663 | Lock 13 Hydro Partners | 62748 | Evelyn Hydroelectric Project | KY | Lee | 4 | Conventional Hydroelectric | HY |  | S | X | X |  |  | 0.6 |  | 0.6 | 0.6 | L | 12 | 2021 | 12 | 2024 | N | IPP Non-CHP | 2 | N | WAT
62663 | Lock 13 Hydro Partners | 62748 | Evelyn Hydroelectric Project | KY | Lee | 5 | Conventional Hydroelectric | HY |  | S | X | X |  |  | 0.6 |  | 0.6 | 0.6 | L | 12 | 2021 | 12 | 2024 | N | IPP Non-CHP | 2 | N | WAT
62664 | Lock 14 Hydro Partners, LLC | 62749 | Heidelberg Hydroelectric Project | KY | Lee | 1 | Conventional Hydroelectric | HY |  | S | X | X |  |  | 0.5 | 1 | 0.5 | 0.5 | T | 12 | 2020 | 12 | 2023 | N | IPP Non-CHP | 2 | N | WAT
62664 | Lock 14 Hydro Partners, LLC | 62749 | Heidelberg Hydroelectric Project | KY | Lee | 2 | Conventional Hydroelectric | HY |  | S | X | X |  |  | 0.5 | 1 | 0.5 | 0.5 | T | 12 | 2020 | 12 | 2023 | N | IPP Non-CHP | 2 | N | WAT
62664 | Lock 14 Hydro Partners, LLC | 62749 | Heidelberg Hydroelectric Project | KY | Lee | 3 | Conventional Hydroelectric | HY |  | S | X | X |  |  | 0.5 | 1 | 0.5 | 0.5 | T | 12 | 2020 | 12 | 2023 | N | IPP Non-CHP | 2 | N | WAT
62664 | Lock 14 Hydro Partners, LLC | 62749 | Heidelberg Hydroelectric Project | KY | Lee | 4 | Conventional Hydroelectric | HY |  | S | X | X |  |  | 0.5 | 1 | 0.5 | 0.5 | T | 12 | 2020 | 12 | 2023 | N | IPP Non-CHP | 2 | N | WAT
62664 | Lock 14 Hydro Partners, LLC | 62749 | Heidelberg Hydroelectric Project | KY | Lee | 5 | Conventional Hydroelectric | HY |  | S | X | X |  |  | 0.5 | 1 | 0.5 | 0.5 | T | 12 | 2020 | 12 | 2023 | N | IPP Non-CHP | 2 | N | WAT
61420 | ENGIE Storage Services NA LLC | 62754 | San Diego International Airport BESS | CA | San Diego | BA | Batteries | BA |  | S | X | X |  |  | 2 |  | 2 | 2 | U | 12 | 2019 | 6 | 2021 | N | Commercial Non-CHP | 4 | N | MWH
58468 | Dominion Renewable Energy | 62758 | Meherrin Solar | VA | Greensville | MEHER | Solar Photovoltaic | PV |  | S | X | X |  |  | 59.6 |  | 59.6 | 59.6 | L | 12 | 2020 | 4 | 2022 | N | IPP Non-CHP | 2 | N | SUN
62689 | Piney Creek, LLC | 62768 | Piney Creek Solar | VA | Halifax | PCSOL | Solar Photovoltaic | PV |  | S | X | X |  |  | 80 |  | 80 | 80 | P | 12 | 2020 | 12 | 2023 | N | IPP Non-CHP | 2 | N | SUN
9234 | Indiana Municipal Power Agency | 62769 | Columbia City Solar Park | IN | Whitley | SCOLU | Solar Photovoltaic | PV |  | S | X | X |  |  | 4.3 |  | 4.3 | 3.5 | V | 9 | 2020 | 4 | 2021 | N | Electric Utility | 1 | N | SUN | [15 empty] | N
61944 | Goldman Sachs Renewable Power Group | 62771 | Dry Bridge Solar (Brown University) | RI | Washington | DBS1 | Solar Photovoltaic | PV |  | S | X | X |  |  | 10 |  | 10 | 10 | T | 12 | 2020 | 1 | 2022 | N | IPP Non-CHP | 2 | N | SUN
61944 | Goldman Sachs Renewable Power Group | 62771 | Dry Bridge Solar (Brown University) | RI | Washington | DBS2 | Solar Photovoltaic | PV |  | S | X | X |  |  | 10 |  | 10 | 10 | T | 12 | 2020 | 1 | 2022 | N | IPP Non-CHP | 2 | N | SUN
61944 | Goldman Sachs Renewable Power Group | 62771 | Dry Bridge Solar (Brown University) | RI | Washington | DBS3 | Solar Photovoltaic | PV |  | S | X | X |  |  | 10 |  | 10 | 10 | T | 12 | 2020 | 1 | 2022 | N | IPP Non-CHP | 2 | N | SUN
61944 | Goldman Sachs Renewable Power Group | 62771 | Dry Bridge Solar (Brown University) | RI | Washington | DBS4 | Solar Photovoltaic | PV |  | S | X | X |  |  | 10 |  | 10 | 10 | T | 12 | 2020 | 1 | 2022 | N | IPP Non-CHP | 2 | N | SUN
62680 | BT Coniglio Solar LLC | 62772 | Coniglio Solar | TX | Fannin | BTCON | Solar Photovoltaic | PV |  | S | X | X |  |  | 123.6 |  | 123.6 | 123.6 | V | 12 | 2020 | 8 | 2021 | N | IPP Non-CHP | 2 | N | SUN
62694 | Rappahannock Solar, LLC | 62780 | Rappahannock Solar, LLC | VA | Lancaster | 100 | Solar Photovoltaic | PV |  | S | X | X |  |  | 1.5 |  | 1.5 | 1.5 | T | 12 | 2020 | 6 | 2022 | N | IPP Non-CHP | 2 | N | SUN
62685 | 10 Briggs Solar NG, LLC | 62781 | 10 Briggs Solar NG, LLC (East) | RI | Kent | 02818 | Solar Photovoltaic | PV |  | S | X | X |  |  | 5 |  | 5 | 5 | U | 6 | 2020 | 6 | 2021 | N | IPP Non-CHP | 2 | N | SUN
56215 | RWE Renewables Americas LLC | 62783 | Blackjack Creek Wind Farm | TX | Bee | BLKJK | Onshore Wind Turbine | WT |  | S | X | X |  |  | 239.6 |  | 239.6 | 239.6 | L | 12 | 2021 | 1 | 2022 | N | IPP Non-CHP | 2 | N | WND | [5 empty] | 76
56215 | RWE Renewables Americas LLC | 62787 | Pinckard Solar | AL | Dale | PCKND | Solar Photovoltaic | PV |  | S | X | X |  |  | 85.1 |  | 79.7 | 79.7 | P | 12 | 2023 | 12 | 2023 | N | IPP Non-CHP | 2 | N | SUN
59613 | BayWa r.e. Solar Projects LLC | 62797 | Bluebird Solar LLC | KY | Harrison | BBIRD | Solar Photovoltaic | PV |  | S | X | X |  |  | 80 |  | 80 | 80 | P | 9 | 2023 | 2 | 2024 | N | IPP Non-CHP | 2 | N | SUN
61522 | Viridity Energy Solutions, Inc. | 62801 | Vallecito | CA | Santa Barbara | ORN34 | Batteries | BA |  | S | X | X |  |  | 10 |  | 10 | 10 | V | 12 | 2020 | 2 | 2021 | N | IPP Non-CHP | 2 | N | MWH
62704 | Grizzly Wind LLC | 62802 | Grizzly Wind LLC | MT | Stillwater | GW | Onshore Wind Turbine | WT |  | S | X | X |  |  | 80 |  | 80 | 80 | P | 12 | 2021 | 12 | 2021 | N | IPP Non-CHP | 2 | N | WND | [5 empty] | 16
62705 | Concho Bluff LLC | 62804 | Greasewood | TX | Pecos | GREA1 | Solar Photovoltaic | PV |  | S | X | X |  |  | 255 |  | 255 | 255 | U | 12 | 2020 | 2 | 2021 | N | IPP Non-CHP | 2 | N | SUN
62708 | Black Bear Wind LLC | 62808 | Black Bear Wind (MT) | MT | Stillwater | BBW | Onshore Wind Turbine | WT |  | S | X | X |  |  | 80 |  | 80 | 80 | P | 12 | 2021 | 12 | 2021 | N | IPP Non-CHP | 2 | N | WND | [5 empty] | 16
62659 | BMP Wind LLC | 62809 | BMP Wind (TX) | TX | Callahan | BMP | Onshore Wind Turbine | WT |  | S | X | X |  |  | 293.3 |  | 293.3 | 293.3 | U | 10 | 2021 | 10 | 2021 | N | IPP Non-CHP | 2 | N | WND | [5 empty] | 93
62709 | Bakerstand Solar LLC | 62811 | Bakerstand Solar (NY) | NY | Cattaraugus | BKSTD | Solar Photovoltaic | PV |  | W | X | X |  |  | 20 |  | 20 | 20 | P | 1 | 2020 | 10 | 2023 | N | IPP Non-CHP | 2 | N | SUN
5248 | Dominion Energy Inc | 62814 | Sadler Solar | VA | Greensville | SADL | Solar Photovoltaic | PV |  | S | X | X |  |  | 100 |  | 100 | 100 | U | 12 | 2020 | 5 | 2021 | N | Electric Utility | 1 | N | SUN
5109 | DTE Electric Company | 62815 | Fairbanks Wind Park | MI | Delta | GNWF1 | Onshore Wind Turbine | WT |  | S | X | X |  |  | 72.8 |  | 72.8 | 72.8 | V | 7 | 2020 | 9 | 2021 | N | Electric Utility | 1 | N | WND | [5 empty] | 21
62698 | SunEast Skyline Solar LLC | 62816 | SunEast Skyline Solar Project | NY | Oneida | Q670 | Solar Photovoltaic | PV |  | S | X | X |  |  | 20 |  | 20 | 20 | P | 12 | 2020 | 5 | 2022 | N | IPP Non-CHP | 2 | N | SUN
62700 | SunEast Clay Solar LLC | 62819 | SunEast Clay Solar Project | NY | Onondaga | Q669 | Solar Photovoltaic | PV |  | S | X | X |  |  | 50 |  | 20 | 20 | P | 9 | 2021 | 5 | 2022 | N | IPP Non-CHP | 2 | N | SUN
62716 | Stony Knoll Solar, LLC | 62820 | Stony Knoll Solar, LLC | NC | Surry | GEN1 | Solar Photovoltaic | PV |  | S | X | X |  |  | 22.6 |  | 22.6 | 22.6 | P | 12 | 2020 | 12 | 2021 | N | IPP Non-CHP | 2 | N | SUN
62717 | Speedway Solar NC, LLC | 62821 | Speedway Solar NC, LLC | NC | Cabarrus | GEN1 | Solar Photovoltaic | PV |  | S | X | X |  |  | 22.6 |  | 22.6 | 22.6 | V | 12 | 2020 | 12 | 2021 | N | IPP Non-CHP | 2 | N | SUN
62718 | Broad River Solar, LLC | 62822 | Broad River Solar, LLC | NC | Cleveland | GEN1 | Solar Photovoltaic | PV |  | S | X | X |  |  | 50 |  | 50 | 50 | P | 12 | 2020 | 12 | 2021 | N | IPP Non-CHP | 2 | N | SUN
62699 | SunEast Dog Corners Solar LLC | 62823 | SunEast Dog Corners Solar Project | NY | Cayuga | Q584 | Solar Photovoltaic | PV |  | S | X | X |  |  | 20 |  | 20 | 20 | T | 12 | 2020 | 5 | 2022 | N | IPP Non-CHP | 2 | N | SUN
62721 | Maryneal Windpower, LLC | 62836 | Maryneal Windpower | TX | Nolan | MNW | Onshore Wind Turbine | WT |  | S | X | X |  |  | 182.4 |  | 182.4 | 182.4 | U | 12 | 2020 | 7 | 2021 | N | IPP Non-CHP | 2 | N | WND | [5 empty] | 38
62720 | Frontier Windpower II, LLC | 62837 | Frontier Windpower II | OK | Kay | FW2 | Onshore Wind Turbine | WT |  | S | X | X |  |  | 351.8 |  | 351.8 | 351.8 | V | 8 | 2020 | 2 | 2021 | N | IPP Non-CHP | 2 | N | WND | [5 empty] | 74
4226 | Consolidated Edison Co-NY Inc | 62839 | 98th Street Battery Storage Station | NY | Queens | ESS98 | Batteries | BA |  | S | X | X |  |  | 2 |  | 1.8 | 1.8 | V | 8 | 2019 | 6 | 2021 | N | Electric Utility | 1 | N | MWH
62733 | Cranberry Point Energy Storage LLC | 62844 | Cranberry Point Energy Storage | MA | Plymouth | NA | Batteries | BA |  | W | X | X |  |  | 150 |  | 150 | 150 | P | 6 | 2024 | 6 | 2024 | N | IPP Non-CHP | 2 | N | MWH
59056 | Tri Global Energy, LLC | 62846 | Water Valley Wind Energy | TX | Tom Green | WWE1 | Onshore Wind Turbine | WT |  | S | X | X |  |  | 150 |  | 150 | 150 | P | 10 | 2021 | 10 | 2022 | N | IPP Non-CHP | 2 | N | WND | [5 empty] | 50
59050 | Algonquin Power Co | 62853 | Maverick Creek Wind | TX | Concho | MVRCK | Onshore Wind Turbine | WT |  | S | X | X |  |  | 492 | 0.95 | 492 | 492 | U | 12 | 2020 | 10 | 2021 | N | IPP Non-CHP | 2 | N | WND | [5 empty] | 127 | [7 empty] | N | N | N
62744 | St. James Solar, LLC | 62854 | St. James Solar (LA) | LA | St James | SJS | Solar Photovoltaic | PV |  | S | X | X |  |  | 20 |  | 20 | 20 | U | 4 | 2020 | 9 | 2021 | N | IPP Non-CHP | 2 | N | SUN | [13 empty] | N | N | N
56215 | RWE Renewables Americas LLC | 62855 | West Raymond Wind Farm LLC | TX | Willacy | WRAYM | Onshore Wind Turbine | WT |  | S | X | X |  |  | 239.8 |  | 239.8 | 239.8 | V | 12 | 2020 | 9 | 2021 | N | IPP Non-CHP | 2 | N | WND | [5 empty] | 109 | [9 empty] | N
62743 | RoxWind LLC | 62857 | RoxWind | ME | Oxford | WIND1 | Onshore Wind Turbine | WT |  | S | X | X |  |  | 15.3 |  | 15.3 | 15.3 | U | 9 | 2020 | 10 | 2021 | N | IPP Non-CHP | 2 | N | WND | [5 empty] | 4
62738 | Blue Marmot VIII LLC | 62863 | Blue Marmot VIII | OR | Lake | PRMLE | Solar Photovoltaic | PV |  | S | X | X |  |  | 10 |  | 9.8 | 9.8 | L | 11 | 2019 | 11 | 2022 | N | IPP Non-CHP | 2 | N | SUN
62737 | Blue Marmot VII LLC | 62864 | Blue Marmot VII | OR | Lake | RSHEI | Solar Photovoltaic | PV |  | S | X | X |  |  | 10 |  | 9.8 | 9.8 | L | 11 | 2019 | 11 | 2022 | N | IPP Non-CHP | 2 | N | SUN
62736 | Blue Marmot VI LLC | 62865 | Blue Marmot VI | OR | Lake | DNZW | Solar Photovoltaic | PV |  | S | X | X |  |  | 10 |  | 9.8 | 9.8 | L | 11 | 2019 | 11 | 2022 | N | IPP Non-CHP | 2 | N | SUN
62735 | Blue Marmot V LLC | 62866 | Blue Marmot V | OR | Lake | DNZE | Solar Photovoltaic | PV |  | S | X | X |  |  | 10 |  | 9.8 | 9.8 | L | 11 | 2019 | 11 | 2022 | N | IPP Non-CHP | 2 | N | SUN
62734 | Blue Marmot IX LLC | 62867 | Blue Marmot IX | OR | Lake | DVRO | Solar Photovoltaic | PV |  | S | X | X |  |  | 10 |  | 9.8 | 9.8 | L | 11 | 2019 | 11 | 2022 | N | IPP Non-CHP | 2 | N | SUN
62746 | Don Lee BESS 1 LLC | 62872 | Don Lee BESS 1 LLC | CA | San Diego | DONL1 | Batteries | BA |  | S | X | X |  |  | 6.5 |  | 6.5 | 6.5 | T | 6 | 2021 | 6 | 2021 | N | IPP Non-CHP | 2 | N | MWH
62747 | Acorn I Energy Storage LLC | 62874 | Acorn I Energy Storage LLC | CA | Ventura | ACOR1 | Batteries | BA |  | S | X | X |  |  | 2 |  | 2 | 2 | U | 3 | 2020 | 4 | 2021 | N | IPP Non-CHP | 2 | N | MWH
62748 | Wildcat I Energy Storage LLC | 62875 | Wildcat I Energy Storage LLC | CA | Riverside | WILD1 | Batteries | BA |  | S | X | X |  |  | 3 |  | 3 | 3 | U | 3 | 2020 | 9 | 2021 | N | IPP Non-CHP | 2 | N | MWH
49893 | Invenergy Services LLC | 62888 | Crescent Valley Solar | NV | Lander | GEN1 | Solar Photovoltaic | PV |  | S | X | X |  |  | 149 |  | 149 | 149 | U | 11 | 2020 | 11 | 2023 | N | IPP Non-CHP | 2 | N | SUN
62763 | Hecate Grid, LLC | 62889 | Hecate Energy Johanna Facility | CA | Orange | HEGJF | Batteries | BA |  | S | X | X |  |  | 20 |  | 20 | 20 | U | 1 | 2021 | 9 | 2021 | N | IPP Non-CHP | 2 | N | MWH
62763 | Hecate Grid, LLC | 62889 | Hecate Energy Johanna Facility | CA | Orange | HJFII | Batteries | BA |  | S | X | X |  |  | 10 |  | 10 | 10 | U | 1 | 2021 | 9 | 2021 | N | IPP Non-CHP | 2 | N | MWH
62760 | EDPR CA Solar Park VI LLC | 62892 | EDPR CA Solar Park VI LLC (CA) Hybrid | CA | Fresno | SONR2 | Batteries | BA |  | S | X | X |  |  | 40 |  | 40 | 40 | T | 12 | 2022 | 12 | 2022 | N | IPP Non-CHP | 2 | N | MWH
62760 | EDPR CA Solar Park VI LLC | 62892 | EDPR CA Solar Park VI LLC (CA) Hybrid | CA | Fresno | SONRI | Solar Photovoltaic | PV |  | S | X | X |  |  | 201 |  | 200 | 200 | T | 12 | 2022 | 12 | 2022 | N | IPP Non-CHP | 2 | N | SUN
62759 | National Grid Renewables | 62893 | Prairie Wolf Solar LLC | IL | Coles | PWOLF | Solar Photovoltaic | PV |  | S | X | X |  |  | 200 |  | 200 | 200 | L | 12 | 2021 | 12 | 2021 | N | IPP Non-CHP | 2 | N | SUN
62765 | High Bridge Wind, LLC | 62894 | High Bridge Wind Project | NY | Chenango | WT | Onshore Wind Turbine | WT |  | S | X | X |  |  | 100 |  | 100 | 100 | P | 12 | 2021 | 12 | 2023 | N | IPP Non-CHP | 2 | N | WND | [5 empty] | 25
62757 | SunEast Hills Solar LLC | 62895 | SunEast Hills Solar Project | NY | Herkimer | Q581 | Solar Photovoltaic | PV |  | S | X | X |  |  | 20 |  | 20 | 20 | T | 7 | 2020 | 5 | 2022 | N | IPP Non-CHP | 2 | N | SUN
62756 | SunEast Watkins Road Solar LLC | 62896 | SunEast Watkins Road Solar Project | NY | Herkimer | Q586 | Solar Photovoltaic | PV |  | S | X | X |  |  | 20 |  | 20 | 20 | OT | 7 | 2020 | 5 | 2022 | N | IPP Non-CHP | 2 | N | SUN
56215 | RWE Renewables Americas LLC | 62909 | Raymond Wind Farm, LLC | TX | Willacy | ERAYM | Onshore Wind Turbine | WT |  | S | X | X |  |  | 200.2 |  | 200.2 | 200.2 | V | 10 | 2020 | 6 | 2021 | N | IPP Non-CHP | 2 | N | WND | [5 empty] | 91
6452 | Florida Power & Light Co | 62915 | Magnolia Springs Solar Center | FL | Clay | 1 | Solar Photovoltaic | PV |  | S | X | X |  |  | 74.5 |  | 74.5 | 74.5 | V | 12 | 2020 | 3 | 2021 | N | Electric Utility | 1 | N | SUN
6452 | Florida Power & Light Co | 62917 | Rodeo Solar Center | FL | DeSoto | 1 | Solar Photovoltaic | PV |  | S | X | X |  |  | 74.5 |  | 74.5 | 74.5 | V | 4 | 2021 | 3 | 2021 | N | Electric Utility | 1 | N | SUN
19564 | University of Notre Dame | 62918 | Notre Dame Hydro | IN | St Joseph | HYD1 | Conventional Hydroelectric | HY |  | S | X | X |  |  | 2.5 |  | 2.5 | 2.5 | V | 6 | 2019 | 12 | 2021 | N | Commercial Non-CHP | 4 | N | WAT
6452 | Florida Power & Light Co | 62919 | Orange Blossom Solar Center | FL | Indian River | 1 | Solar Photovoltaic | PV |  | S | X | X |  |  | 74.5 |  | 74.5 | 74.5 | U | 4 | 2021 | 5 | 2021 | N | Electric Utility | 1 | N | SUN
6452 | Florida Power & Light Co | 62921 | Palm Bay Solar | FL | Brevard | 1 | Solar Photovoltaic | PV |  | S | X | X |  |  | 74.5 |  | 74.5 | 74.5 | V | 4 | 2021 | 3 | 2021 | N | Electric Utility | 1 | N | SUN
6452 | Florida Power & Light Co | 62924 | Pelican Solar Center | FL | St Lucie | 1 | Solar Photovoltaic | PV |  | S | X | X |  |  | 74.5 |  | 74.5 | 74.5 | V | 4 | 2021 | 3 | 2021 | N | Electric Utility | 1 | N | SUN
62787 | Jackson Generation, LLC | 62926 | Jackson Generation, LLC | IL | Will | 01 | Natural Gas Fired Combined Cycle | CS |  | S | Y | N |  |  | 600 |  | 600 | 558 | T | 4 | 2022 | 4 | 2022 | N | IPP Non-CHP | 2 | N | NG | [15 empty] | N
62787 | Jackson Generation, LLC | 62926 | Jackson Generation, LLC | IL | Will | 02 | Natural Gas Fired Combined Cycle | CS |  | S | Y | N |  |  | 600 |  | 600 | 558 | T | 4 | 2022 | 4 | 2022 | N | IPP Non-CHP | 2 | N | NG | [15 empty] | N
49893 | Invenergy Services LLC | 62934 | Lovelock Solar | NV | Lander | GEN1 | Solar Photovoltaic | PV |  | S | X | X |  |  | 190 |  | 190 | 190 | U | 11 | 2020 | 11 | 2023 | N | IPP Non-CHP | 2 | N | SUN
49893 | Invenergy Services LLC | 62943 | Deuel Harvest Wind Energy LLC | SD | Deuel | GEN1 | Onshore Wind Turbine | WT |  | S | X | X |  |  | 300 |  | 300 | 300 | U | 12 | 2020 | 2 | 2021 | N | IPP Non-CHP | 2 | N | WND | [5 empty] | 111
62794 | AP Solar 2, LLC | 62945 | Fighting Jays Solar Project | TX | Fort Bend | FJSOL | Solar Photovoltaic | PV |  | S | X | X |  |  | 350 |  | 350 | 350 | U | 5 | 2021 | 1 | 2022 | N | IPP Non-CHP | 2 | N | SUN
49893 | Invenergy Services LLC | 62947 | Canisteo Wind Farm | NY | Steuben | GEN1 | Onshore Wind Turbine | WT |  | S | X | X |  |  | 290.7 |  | 290.7 | 290.7 | U | 12 | 2020 | 4 | 2023 | N | IPP Non-CHP | 2 | N | WND | [5 empty] | 117
62806 | Guernsey Power Station LLC | 62949 | Guernsey Power Station | OH | Guernsey | GPS1 | Natural Gas Fired Combined Cycle | CS |  | S | Y | N |  | PJM | 685 | 0.85 | 612 | 625 | U | 8 | 2022 | 9 | 2022 | N | IPP Non-CHP | 2 | N | NG | [15 empty] | N
62806 | Guernsey Power Station LLC | 62949 | Guernsey Power Station | OH | Guernsey | GPS2 | Natural Gas Fired Combined Cycle | CS |  | S | Y | N |  |  | 685 | 0.85 | 612 | 625 | U | 9 | 2022 | 10 | 2022 | N | IPP Non-CHP | 2 | N | NG | [15 empty] | N
62806 | Guernsey Power Station LLC | 62949 | Guernsey Power Station | OH | Guernsey | GPS3 | Natural Gas Fired Combined Cycle | CS |  | S | Y | N |  |  | 685 | 0.85 | 612 | 625 | U | 10 | 2022 | 12 | 2022 | N | IPP Non-CHP | 2 | N | NG | [15 empty] | N
62805 | Bluestone Farm Solar, LLC | 62950 | Bluestone Solar | VA | Mecklenburg | BLUE1 | Solar Photovoltaic | PV |  | S | X | X |  |  | 49.9 |  | 49.9 | 27.5 | U | 9 | 2020 | 5 | 2021 | N | IPP Non-CHP | 2 | N | SUN
62807 | Hawtree Creek Farm Solar, LLC | 62951 | Hawtree Solar | NC | Warren | HAWT1 | Solar Photovoltaic | PV |  | S | X | X |  |  | 65 |  | 65 | 35.8 | U | 5 | 2021 | 9 | 2021 | N | IPP Non-CHP | 2 | N | SUN
49893 | Invenergy Services LLC | 62954 | Alle-Catt Wind Energy LLC | NY | Allegany | GEN1 | Onshore Wind Turbine | WT |  | S | X | X |  |  | 340 |  | 340 | 340 | U | 4 | 2020 | 12 | 2023 | N | IPP Non-CHP | 2 | N | WND | [5 empty] | 96
20860 | Wisconsin Public Service Corp | 62955 | Badger Hollow I | WI | Iowa | GEN1 | Solar Photovoltaic | PV |  | J | X | X |  |  | 150 |  | 150 | 150 | U | 12 | 2020 | 10 | 2021 | N | Electric Utility | 1 | N | SUN
49893 | Invenergy Services LLC | 62956 | Thunderhead Wind Energy LLC | NE | Antelope | GEN1 | Onshore Wind Turbine | WT |  | S | X | X |  |  | 300 |  | 300 | 300 | U | 12 | 2020 | 4 | 2022 | N | IPP Non-CHP | 2 | N | WND | [5 empty] | 108
62808 | Whitehorn Solar, LLC | 62959 | Whitehorn Solar | VA | Pittsylvania | WHIT1 | Solar Photovoltaic | PV |  | S | X | X |  |  | 50 |  | 50 | 27.5 | U | 12 | 2020 | 10 | 2021 | N | IPP Non-CHP | 2 | N | SUN
803 | Arizona Public Service Co | 62964 | El Sol BESS | AZ | Maricopa | EL50M | Batteries | BA |  | S | X | X |  |  | 50 |  | 50 | 50 | P | 12 | 2020 | 12 | 2022 | N | Electric Utility | 1 | N | MWH
62812 | Syncarpha Tewksbury, LLC | 62968 | Syncarpha Tewksbury Hybrid | MA | Middlesex | SYTKB | Batteries | BA |  | S | X | X |  |  | 2 | 1 | 2 | 2 | T | 4 | 2020 | 11 | 2021 | N | IPP Non-CHP | 2 | N | MWH
62812 | Syncarpha Tewksbury, LLC | 62968 | Syncarpha Tewksbury Hybrid | MA | Middlesex | SYTKS | Solar Photovoltaic | PV |  | S | X | X |  |  | 2.8 | 1 | 2.8 | 2.8 | T | 4 | 2020 | 11 | 2021 | N | IPP Non-CHP | 2 | N | SUN
62826 | Syncarpha Puddon I, LLC | 62969 | Syncarpha Puddon I Hybrid CSG | MA | Worcester | SYP1B | Batteries | BA |  | S | X | X |  |  | 4 | 1 | 4 | 4 | U | 3 | 2020 | 3 | 2021 | N | IPP Non-CHP | 2 | N | MWH
62826 | Syncarpha Puddon I, LLC | 62969 | Syncarpha Puddon I Hybrid CSG | MA | Worcester | SYP1S | Solar Photovoltaic | PV |  | S | X | X |  |  | 5 | 1 | 5 | 5 | V | 3 | 2020 | 3 | 2021 | N | IPP Non-CHP | 2 | N | SUN
62827 | Syncarpha Puddon II, LLC | 62970 | Syncarpha Puddon II Hybrid CSG | MA | Worcester | SYP2B | Batteries | BA |  | S | X | X |  |  | 4 | 1 | 4 | 4 | U | 4 | 2020 | 3 | 2021 | N | IPP Non-CHP | 2 | N | MWH
62827 | Syncarpha Puddon II, LLC | 62970 | Syncarpha Puddon II Hybrid CSG | MA | Worcester | SYP2S | Solar Photovoltaic | PV |  | S | X | X |  |  | 5 | 1 | 5 | 5 | V | 4 | 2020 | 3 | 2021 | N | IPP Non-CHP | 2 | N | SUN
62813 | Syncarpha Westminster, LLC | 62971 | Syncarpha Westminster Hybrid | MA | Worcester | SYWEB | Batteries | BA |  | S | X | X |  |  | 2.9 | 1 | 2.9 | 2.9 | U | 4 | 2020 | 6 | 2022 | N | IPP Non-CHP | 2 | N | MWH | [13 empty] | N | N | N
62813 | Syncarpha Westminster, LLC | 62971 | Syncarpha Westminster Hybrid | MA | Worcester | SYWES | Solar Photovoltaic | PV |  | S | X | X |  |  | 4.7 | 1 | 4.7 | 4.7 | V | 4 | 2020 | 6 | 2022 | N | IPP Non-CHP | 2 | N | SUN | [13 empty] | N | N | N
62814 | Syncarpha Leicester, LLC | 62972 | Syncarpha Leicester Hybrid CSG | MA | Worcester | SYLEB | Batteries | BA |  | S | X | X |  |  | 1.9 | 1 | 1.9 | 1.9 | U | 4 | 2020 | 6 | 2021 | N | IPP Non-CHP | 2 | N | MWH
62814 | Syncarpha Leicester, LLC | 62972 | Syncarpha Leicester Hybrid CSG | MA | Worcester | SYLES | Solar Photovoltaic | PV |  | S | X | X |  |  | 2.6 | 1 | 2.6 | 2.6 | U | 4 | 2020 | 6 | 2021 | N | IPP Non-CHP | 2 | N | SUN
62820 | Syncarpha Millbury, LLC | 62974 | Syncarpha Millbury Hybrid | MA | Worcester | SYMIB | Batteries | BA |  | S | X | X |  |  | 3.8 | 1 | 3.8 | 3.8 | U | 4 | 2020 | 6 | 2022 | N | IPP Non-CHP | 2 | N | MWH
62820 | Syncarpha Millbury, LLC | 62974 | Syncarpha Millbury Hybrid | MA | Worcester | SYMIS | Solar Photovoltaic | PV |  | S | X | X |  |  | 5 | 1 | 5 | 5 | V | 4 | 2020 | 6 | 2022 | N | IPP Non-CHP | 2 | N | SUN
62824 | Syncarpha Northbridge I, LLC | 62977 | Syncarpha Northbridge I Hybrid | MA | Worcester | SYN1B | Batteries | BA |  | S | X | X |  |  | 4 | 1 | 4 | 4 | U | 4 | 2020 | 11 | 2021 | N | IPP Non-CHP | 2 | N | MWH
62824 | Syncarpha Northbridge I, LLC | 62977 | Syncarpha Northbridge I Hybrid | MA | Worcester | SYN1S | Solar Photovoltaic | PV |  | S | X | X |  |  | 5 | 1 | 5 | 5 | V | 4 | 2020 | 11 | 2021 | N | IPP Non-CHP | 2 | N | SUN
62825 | Syncarpha Northbridge II, LLC | 62978 | Syncarpha Northbridge II Hybrid CSG | MA | Worcester | SYN2B | Batteries | BA |  | S | X | X |  |  | 3 | 1 | 3 | 3 | U | 4 | 2020 | 4 | 2021 | N | IPP Non-CHP | 2 | N | MWH
62825 | Syncarpha Northbridge II, LLC | 62978 | Syncarpha Northbridge II Hybrid CSG | MA | Worcester | SYN2S | Solar Photovoltaic | PV |  | S | X | X |  |  | 5 | 1 | 5 | 5 | V | 4 | 2020 | 4 | 2021 | N | IPP Non-CHP | 2 | N | SUN
15399 | Avangrid Renewables LLC | 63003 | Midland Wind | IL | Henry | 1 | Onshore Wind Turbine | WT |  | S | X | X |  |  | 115 | 1 | 115 | 115 | P | 12 | 2021 | 12 | 2022 | N | IPP Non-CHP | 2 |  | WND | [5 empty] | 28
62867 | Novel Winegar Partnership Solar | 63008 | Novel Winegar Partnership Solar CSG | MN | Waseca | WINE | Solar Photovoltaic | PV |  | S | X | X |  |  | 1 | 1 | 1 | 1 | TS | 5 | 2020 | 4 | 2021 | N | IPP Non-CHP | 2 | N | SUN | [13 empty] | N | N | N
62868 | Novel Peter Solar LLC | 63009 | Novel Peter Solar CSG | MN | Le Sueur | PETR | Solar Photovoltaic | PV |  | S | X | X |  |  | 1 | 1 | 1 | 1 | V | 7 | 2020 | 10 | 2021 | N | IPP Non-CHP | 2 | N | SUN | [13 empty] | N | N | N
62873 | Plott Hound Solar, LLC | 63015 | Plott Hound Solar | NC | Craven | 1088 | Solar Photovoltaic | PV |  | S | X | X |  |  | 5 | 1 | 5 | 5 | L | 9 | 2019 | 5 | 2021 | N | IPP Non-CHP | 2 | N | SUN
62872 | Carolina Lily Solar, LLC | 63016 | Carolina Lily Solar | NC | Davie | 1096 | Solar Photovoltaic | PV |  | S | X | X |  |  | 5 | 1 | 5 | 5 | L | 9 | 2019 | 5 | 2021 | N | IPP Non-CHP | 2 | N | SUN
62871 | Ray Wilson Solar, LLC | 63017 | Ray Wilson Solar | NC | Davie | 1090 | Solar Photovoltaic | PV |  | S | X | X |  |  | 5 | 1 | 5 | 5 | L | 6 | 2021 | 4 | 2021 | N | IPP Non-CHP | 2 | N | SUN
63631 | Four Brothers 2, LLC | 63024 | Hertford Solar Power, LLC | NC | Hertford | KEH | Solar Photovoltaic | PV |  | S | X | X |  |  | 10.5 |  | 10.5 | 10.5 | U | 12 | 2020 | 8 | 2021 | N | IPP Non-CHP | 2 | N | SUN | [15 empty] | N
49893 | Invenergy Services LLC | 63026 | Yum Yum Solar LLC | TN | Fayette | GEN1 | Solar Photovoltaic | PV |  | S | X | X |  |  | 147 |  | 147 | 147 | U | 12 | 2021 | 12 | 2022 | N | IPP Non-CHP | 2 | N | SUN
49893 | Invenergy Services LLC | 63028 | Tip Top Solar Energy Center LLC | NM | Lea | GEN1 | Solar Photovoltaic | PV |  | S | X | X |  |  | 220 |  | 220 | 220 | P | 12 | 2022 | 12 | 2022 | N | IPP Non-CHP | 2 | N | SUN
49893 | Invenergy Services LLC | 63029 | Hardin Solar Energy LLC | OH | Hardin | GEN1 | Solar Photovoltaic | PV |  | S | X | X |  |  | 150 |  | 150 | 150 | V | 12 | 2020 | 2 | 2021 | N | IPP Non-CHP | 2 | N | SUN
61012 | AES Distributed Energy | 63041 | Lane Ave Solar LLC | MA | Worcester | HANRA | Solar Photovoltaic | PV |  | S | X | X |  |  | 1.5 | 1 | 1.5 | 1.5 | TS | 3 | 2020 | 9 | 2021 | N | IPP Non-CHP | 2 | N | SUN
61012 | AES Distributed Energy | 63044 | Ryan Road Solar LLC Hybrid | MA | Worcester | BESS | Batteries | BA |  | S | X | X |  |  | 4.3 | 1 | 4.3 | 4.3 | TS | 3 | 2020 | 8 | 2021 | N | IPP Non-CHP | 2 | N | MWH
61012 | AES Distributed Energy | 63044 | Ryan Road Solar LLC Hybrid | MA | Worcester | ORCHA | Solar Photovoltaic | PV |  | S | X | X |  |  | 4.3 | 1 | 4.3 | 4.3 | TS | 3 | 2020 | 8 | 2021 | N | IPP Non-CHP | 2 | N | SUN
61012 | AES Distributed Energy | 63047 | W. Orange Rd Solar LLC | MA | Franklin | HEYES | Solar Photovoltaic | PV |  | S | X | X |  |  | 5 | 1 | 5 | 5 | TS | 5 | 2020 | 9 | 2021 | N | IPP Non-CHP | 2 | N | SUN
61012 | AES Distributed Energy | 63048 | Wilbur Woods Solar LLC | MA | Franklin | DESMO | Solar Photovoltaic | PV |  | S | X | X |  |  | 5 | 1 | 5 | 5 | V | 5 | 2020 | 9 | 2021 | N | IPP Non-CHP | 2 | N | SUN
49893 | Invenergy Services LLC | 63049 | Prineville Solar Energy LLC | OR | Crook | GEN1 | Solar Photovoltaic | PV |  | S | X | X |  |  | 46.2 |  | 46.2 | 46.2 | V | 8 | 2020 | 2 | 2021 | N | IPP Non-CHP | 2 | N | SUN
49893 | Invenergy Services LLC | 63050 | Millican Solar Energy LLC | OR | Crook | GEN1 | Solar Photovoltaic | PV |  | S | X | X |  |  | 71.4 |  | 71.4 | 71.4 | V | 8 | 2020 | 3 | 2021 | N | IPP Non-CHP | 2 | N | SUN
61012 | AES Distributed Energy | 63061 | Clover Creek Solar | UT | Juab | CLVR | Solar Photovoltaic | PV |  | S | X | X |  |  | 80 |  | 80 | 80 | U | 10 | 2021 | 12 | 2021 | N | IPP Non-CHP | 2 | N | SUN
7140 | Georgia Power Co | 63062 | Fort Valley State University Solar | GA | Peach | 1 | Solar Photovoltaic | PV |  | S | X | X |  |  | 10.7 |  | 10.7 | 10.7 | U | 12 | 2019 | 11 | 2021 | N | Electric Utility | 1 | N | SUN
59495 | Ameren Missouri | 63065 | Green City Renewable Energy Center Hybrid | MO | Sullivan | GBESS | Batteries | BA |  | S | X | X |  |  | 2.5 |  | 2.5 | 2.5 | L | 12 | 2020 | 12 | 2023 | N | Electric Utility | 1 | N | MWH
59495 | Ameren Missouri | 63065 | Green City Renewable Energy Center Hybrid | MO | Sullivan | GCREC | Solar Photovoltaic | PV |  | S | X | X |  |  | 10 |  | 10 | 10 | L | 12 | 2020 | 12 | 2023 | N | Electric Utility | 1 | N | SUN
59495 | Ameren Missouri | 63066 | Richwoods Renewable Energy Center Hybrid | MO | Washington | RBESS | Batteries | BA |  | S | X | X |  |  | 4 |  | 4 | 4 | L | 12 | 2020 | 12 | 2023 | N | Electric Utility | 1 | N | MWH
59495 | Ameren Missouri | 63066 | Richwoods Renewable Energy Center Hybrid | MO | Washington | RREC | Solar Photovoltaic | PV |  | S | X | X |  |  | 10 |  | 10 | 10 | L | 12 | 2020 | 12 | 2023 | N | Electric Utility | 1 | N | SUN
59495 | Ameren Missouri | 63067 | Utica Renewable Energy Center Hybrid | MO | Livingston | UBESS | Batteries | BA |  | S | X | X |  |  | 2 |  | 2 | 2 | L | 12 | 2020 | 12 | 2023 | N | Electric Utility | 1 | N | MWH
59495 | Ameren Missouri | 63067 | Utica Renewable Energy Center Hybrid | MO | Livingston | UREC | Solar Photovoltaic | PV |  | S | X | X |  |  | 10 |  | 10 | 10 | L | 12 | 2020 | 12 | 2023 | N | Electric Utility | 1 | N | SUN
49893 | Invenergy Services LLC | 63080 | Harry Allen Solar Energy LLC | NV | Clark | GEN1 | Solar Photovoltaic | PV |  | S | X | X |  |  | 100 |  | 100 | 100 | U | 10 | 2020 | 5 | 2021 | N | IPP Non-CHP | 2 | N | SUN
61012 | AES Distributed Energy | 63088 | Rooney Ranch | CA | Alameda | ROONR | Onshore Wind Turbine | WT |  | S | X | X |  |  | 21 |  | 21 | 21 | P | 11 | 2020 | 12 | 2022 | N | IPP Non-CHP | 2 | N | WND | [5 empty] | 7
62856 | Forefront Power, LLC | 63091 | UC Santa Cruz Solar | CA | Santa Cruz | 246 | Solar Photovoltaic | PV |  | S | X | X |  |  | 2.2 |  | 2.2 | 2.2 | U | 3 | 2020 | 7 | 2021 | N | IPP Non-CHP | 2 | N | SUN
62895 | Vineyard Wind LLC | 63093 | Vineyard Wind 1 | MA | Dukes | VW01 | Offshore Wind Turbine | WS |  | S | X | X |  |  | 800 |  | 800 | 800 | L | 1 | 2022 | 4 | 2024 | N | IPP Non-CHP | 2 | N | WND | [5 empty] | 84 | [9 empty] | N
62897 | MSB Investors, LLC | 63094 | Tajiguas Resource Recovery Project | CA | Santa Barbara | SBAD1 | Other Waste Biomass | IC |  | S | X | X |  |  | 1.1 | 1 | 1.1 | 1.1 | V | 9 | 2020 | 10 | 2021 | Y | IPP CHP | 3 | N | OBG | LFG | [14 empty] | Y |  | Y
62897 | MSB Investors, LLC | 63094 | Tajiguas Resource Recovery Project | CA | Santa Barbara | SBAD2 | Other Waste Biomass | IC |  | S | X | X |  |  | 1.1 | 1 | 1.1 | 1.1 | V | 9 | 2020 | 10 | 2021 | N | IPP CHP | 3 | N | OBG | LFG | [12 empty] | N | N | Y |  | Y
49893 | Invenergy Services LLC | 63096 | Horseshoe Solar Energy | NY | Livingston | GEN1 | Solar Photovoltaic | PV |  | S | X | X |  |  | 180 |  | 180 | 180 | U | 12 | 2021 | 12 | 2023 | N | IPP Non-CHP | 2 | N | SUN
56201 | Engie North America | 63102 | Dakota Range III Wind Project | SD | Grant | WTG | Onshore Wind Turbine | WT |  | W | X | X |  |  | 153.6 |  | 153.6 | 153.6 | V | 11 | 2020 | 5 | 2021 | N | IPP Non-CHP | 2 | N | WND | [5 empty] | 36
6452 | Florida Power & Light Co | 63109 | Discovery Solar Center | FL | Brevard | 1 | Solar Photovoltaic | PV |  | S | X | X |  |  | 74.5 |  | 74.5 | 74.5 | U | 4 | 2021 | 5 | 2021 | N | Electric Utility | 1 | N | SUN
6452 | Florida Power & Light Co | 63110 | Sabal Palm Solar Center | FL | Palm Beach | 1 | Solar Photovoltaic | PV |  | S | X | X |  |  | 74.5 |  | 74.5 | 74.5 | U | 4 | 2021 | 4 | 2021 | N | Electric Utility | 1 | N | SUN
62910 | 300MS 8me LLC | 63113 | Southern Bighorn Solar Hybrid | NV | Clark | BESS | Batteries | BA |  | S | X | X |  |  | 135 |  | 135 | 135 | P | 9 | 2023 | 9 | 2023 | N | IPP Non-CHP | 2 | N | MWH
62910 | 300MS 8me LLC | 63113 | Southern Bighorn Solar Hybrid | NV | Clark | SBS | Solar Photovoltaic | PV |  | S | X | X |  |  | 300 |  | 300 | 300 | P | 9 | 2023 | 9 | 2023 | N | IPP Non-CHP | 2 | N | SUN
61012 | AES Distributed Energy | 63126 | Sand Hill A | CA | Alameda | SNDHA | Onshore Wind Turbine | WT |  | S | X | X |  |  | 13.5 |  | 13.5 | 13.5 | P | 11 | 2020 | 12 | 2022 | N | IPP Non-CHP | 2 | N | WND | [5 empty] | 5
62911 | Drew Solar LLC | 63127 | Drew Solar LLC | CA | Imperial | DS | Solar Photovoltaic | PV |  | S | X | X |  |  | 100 |  | 100 | 100 | U | 12 | 2021 | 1 | 2022 | N | IPP Non-CHP | 2 | N | SUN
62912 | Iris Solar LLC | 63128 | Iris Solar LLC | LA | Washington | ISLLC | Solar Photovoltaic | PV |  | S | X | X |  |  | 50 |  | 50 | 50 | U | 3 | 2021 | 8 | 2021 | N | IPP Non-CHP | 2 | N | SUN
62919 | TPE King Solar Holdings1 LLC | 63135 | King CSG | RI | Providence | KING1 | Solar Photovoltaic | PV |  | S | X | X |  |  | 7 |  | 7 | 7 | TS | 5 | 2020 | 9 | 2021 | N | IPP Non-CHP | 2 | N | SUN
62919 | TPE King Solar Holdings1 LLC | 63135 | King CSG | RI | Providence | KING2 | Solar Photovoltaic | PV |  | S | X | X |  |  | 7.8 |  | 7.8 | 7.7 | TS | 5 | 2020 | 9 | 2021 | N | IPP Non-CHP | 2 | N | SUN
58970 | Ecoplexus, Inc | 63162 | OAKBORO PV1 | NC | Stanly | OAKPV | Solar Photovoltaic | PV |  | S | X | X |  |  | 40 | 0.93 | 40 | 40 | P | 6 | 2021 | 3 | 2022 | N | IPP Non-CHP | 2 | N | SUN | [7 empty] | N | [5 empty] | N | N | N
62955 | USS Hancock Solar | 63167 | USS Hancock Solar LLC CSG | MN | Carver | HNCCK | Solar Photovoltaic | PV |  | S | X | X |  |  | 1 | 1 | 1 | 1 | V | 10 | 2020 | 1 | 2021 |  | IPP Non-CHP | 2 | N | SUN
60531 | Standard Solar | 63170 | USS Kass Solar LLC | MN | Lyon | KASS | Solar Photovoltaic | PV |  | S | X | X |  |  | 1 | 1 | 1 | 1 | V | 10 | 2020 | 1 | 2021 | N | IPP Non-CHP | 2 | N | SUN
62959 | USS Chariot Solar LLC | 63171 | USS Chariot Solar LLC | MN | Renville | CHROT | Solar Photovoltaic | PV |  | S | X | X |  |  | 1 | 1 | 1 | 1 | V | 10 | 2020 | 2 | 2021 | N | IPP Non-CHP | 2 | N | SUN
62921 | Arroyo Solar LLC | 63172 | Arroyo Solar Energy Storage Hybrid | NM | McKinley | ARESS | Batteries | BA |  | S | X | X |  |  | 150 |  | 150 | 150 | P | 6 | 2022 | 6 | 2022 | N | IPP Non-CHP | 2 | N | MWH
62921 | Arroyo Solar LLC | 63172 | Arroyo Solar Energy Storage Hybrid | NM | McKinley | ARSOL | Solar Photovoltaic | PV |  | S | X | X |  |  | 300 |  | 300 | 300 | P | 6 | 2022 | 6 | 2022 | N | IPP Non-CHP | 2 | N | SUN
62701 | Vista Solar, Inc. | 63189 | Bio-Rad | CA | Contra Costa | BIORD | Solar Photovoltaic | PV |  | W | X | X |  |  | 2.5 |  | 2.4 | 1.1 | U | 9 | 2020 | 12 | 2021 | N | IPP Non-CHP | 2 | N | SUN
55983 | Luminant Generation Company LLC | 63193 | Alira | TX | Andrews | UNIT1 | Solar Photovoltaic | PV |  | S | X | X |  |  | 222.8 | 0.9 | 222.8 | 222.8 | L | 11 | 2020 | 1 | 2030 | N | IPP Non-CHP | 2 | N | SUN
49893 | Invenergy Services LLC | 63194 | Delilah Solar Energy LLC | TX | Red River | GEN1 | Solar Photovoltaic | PV |  | S | X | X |  |  | 300 |  | 300 | 300 | U | 7 | 2022 | 7 | 2022 | N | IPP Non-CHP | 2 | N | SUN
62981 | Aero Haven Solar LLC | 63195 | Aero Haven Solar | NJ | Burlington | ACP3 | Solar Photovoltaic | PV |  | W | X | X |  |  | 5 |  | 5 | 5 | T | 12 | 2019 | 12 | 2021 | N | IPP Non-CHP | 2 |  | SUN
62984 | AC Power 2 LLC | 63196 | AC Power 2 | NJ | Atlantic | ACP2 | Solar Photovoltaic | PV |  | S | X | X |  |  | 3.8 |  | 3.8 | 3.8 | T | 11 | 2020 | 6 | 2022 | N | IPP Non-CHP | 2 |  | SUN
62985 | Pettinos Solar LLC | 63197 | Pettinos Solar | NJ | Camden | ACP4 | Solar Photovoltaic | PV |  | W | X | X |  |  | 1.2 |  | 1.2 | 1.2 | T | 12 | 2019 | 6 | 2022 | N | IPP Non-CHP | 2 | N | SUN
62935 | TREX US Green Holly LLC | 63201 | TREX US Green Holly | TX | Lynn | 705 | Solar Photovoltaic | PV |  | S | X | X |  |  | 400 | 1 | 400 | 400 | L | 8 | 2021 | 4 | 2022 | N | IPP Non-CHP | 2 | N | SUN
62935 | TREX US Green Holly LLC | 63201 | TREX US Green Holly | TX | Lynn | 705-S | Batteries | BA |  | S | X | X |  |  | 5 |  | 5 | 5 | L | 8 | 2021 | 4 | 2022 | N | IPP Non-CHP | 2 | N | MWH
62936 | TREX US Red Holly LLC | 63202 | TREX US Red Holly | TX | Lynn | 701 | Solar Photovoltaic | PV |  | S | X | X |  |  | 250 | 1 | 250 | 250 | L | 7 | 2021 | 7 | 2022 | N | IPP Non-CHP | 2 | N | SUN
62936 | TREX US Red Holly LLC | 63202 | TREX US Red Holly | TX | Lynn | 701-S | Batteries | BA |  | S | X | X |  |  | 50 |  | 50 | 50 | L | 7 | 2021 | 5 | 2022 | N | IPP Non-CHP | 2 | N | MWH
62993 | Aviator Wind, LLC | 63209 | Aviator Wind | TX | Coke | AVTOR | Onshore Wind Turbine | WT |  | S | X | X |  |  | 525 | 0.95 | 525 | 525 | V | 8 | 2020 | 6 | 2021 | N | IPP Non-CHP | 2 | N | WND | [5 empty] | 191 | [7 empty] | N | N | N
62995 | Broad Mountain Power LLC | 63210 | Broad Mountain Wind Project | PA | Carbon | BROAD | Onshore Wind Turbine | WT |  | S | X | X |  |  | 80 |  | 80 | 80 | U | 12 | 2020 | 12 | 2021 | N | IPP Non-CHP | 2 | N | WND | [5 empty] | 21
49893 | Invenergy Services LLC | 63211 | Samson Solar Energy | TX | Franklin | GEN1 | Solar Photovoltaic | PV |  | S | X | X |  |  | 250 |  | 250 | 250 | U | 12 | 2021 | 3 | 2022 | N | IPP Non-CHP | 2 | N | SUN
60531 | Standard Solar | 63215 | USS Dot Com Solar LLC CSG | MN | Redwood | DOTCM | Solar Photovoltaic | PV |  | S | X | X |  |  | 1 |  | 1 | 1 | V | 10 | 2020 | 3 | 2021 | N | IPP Non-CHP | 2 | N | SUN
62976 | USS Water Town Solar LLC | 63218 | USS Water Town Solar LLC CSG | MN | Le Sueur | WTRTN | Solar Photovoltaic | PV |  | S | X | X |  |  | 1 |  | 1 | 1 | P | 10 | 2020 | 10 | 2021 | N | IPP Non-CHP | 2 | N | SUN
62977 | USS Water Fowl Solar LLC | 63219 | USS Water Fowl Solar LLC CSG | MN | McLeod | WTRFL | Solar Photovoltaic | PV |  | S | X | X |  |  | 1 |  | 1 | 1 | P | 10 | 2020 | 12 | 2021 | N | IPP Non-CHP | 2 | N | SUN
62978 | USS Water City Solar LLC | 63220 | USS Water City Solar LLC CSG | MN | Le Sueur | WTRCY | Solar Photovoltaic | PV |  | S | X | X |  |  | 1 |  | 1 | 1 | P | 10 | 2020 | 10 | 2021 | N | IPP Non-CHP | 2 | N | SUN
60531 | Standard Solar | 63221 | USS Steamboat Solar LLC CSG | MN | Redwood | STMBT | Solar Photovoltaic | PV |  | S | X | X |  |  | 1 |  | 1 | 1 | U | 10 | 2020 | 4 | 2021 | N | IPP Non-CHP | 2 | N | SUN
55983 | Luminant Generation Company LLC | 63223 | Brightside | TX | Bee | UNIT1 | Solar Photovoltaic | PV |  | S | X | X |  |  | 50.7 | 0.9 | 50.7 | 50.7 | L | 8 | 2020 | 12 | 2021 | N | IPP Non-CHP | 2 | N | SUN
63004 | Abundant Solar Power Inc. | 63226 | Deiter-STEU | NY | Steuben | 2078 | Solar Photovoltaic | PV |  | S | X | X |  |  | 2.2 |  | 2.2 | 2.2 | P | 4 | 2021 | 4 | 2022 | N | IPP Non-CHP | 2 | N | SUN
63004 | Abundant Solar Power Inc. | 63227 | Gibson-STEU | NY | Steuben | 8675 | Solar Photovoltaic | PV |  | S | X | X |  |  | 11.5 |  | 11.5 | 11.5 | P | 4 | 2021 | 4 | 2022 | N | IPP Non-CHP | 2 | N | SUN
63004 | Abundant Solar Power Inc. | 63228 | Wheaton-STEU | NY | Steuben | 11410 | Solar Photovoltaic | PV |  | S | X | X |  |  | 5 |  | 5 | 5 | P | 4 | 2021 | 4 | 2022 | N | IPP Non-CHP | 2 | N | SUN
55983 | Luminant Generation Company LLC | 63233 | Emerald Grove | TX | Pecos | UNIT1 | Solar Photovoltaic | PV |  | S | X | X |  |  | 108 | 0.9 | 108 | 108 | L | 4 | 2021 | 2 | 2022 | N | IPP Non-CHP | 2 | N | SUN
55983 | Luminant Generation Company LLC | 63234 | Hallmark | TX | Hunt | UNIT1 | Solar Photovoltaic | PV |  | S | X | X |  |  | 42 | 0.9 | 42 | 42 | L | 4 | 2021 | 5 | 2023 | N | IPP Non-CHP | 2 | N | SUN
15296 | New York Power Authority | 63238 | Willis Battery Storage | NY | Franklin | WB1 | Batteries | BA |  | S | X | X |  |  | 20 | 0.95 | 20 | 20 | P | 8 | 2020 | 3 | 2022 | N | Electric Utility | 1 | N | MWH | [13 empty] | N | Y | N
63017 | Novel Wayne Solar LLC | 63249 | Novel Wayne Solar LLC CSG | MN | Dodge | WAYNE | Solar Photovoltaic | PV |  | S | X | X |  |  | 1 | 1 | 1 | 1 | TS | 8 | 2020 | 1 | 2021 | N | IPP Non-CHP | 2 | N | SUN | [13 empty] | N | N | N
62759 | National Grid Renewables | 63250 | Elk Creek Solar | MN | Rock | ELKCR | Solar Photovoltaic | PV |  | S | X | X |  |  | 80 |  | 80 | 80 | T | 12 | 2021 | 1 | 2023 | N | IPP Non-CHP | 2 | N | SUN
63012 | 2W Permian Solar, LLC | 63255 | 2W Permian Solar Project Hybrid | TX | Andrews | 2WPBA | Batteries | BA |  | S | X | X |  |  | 40 |  | 40 | 40 | U | 5 | 2021 | 8 | 2021 | N | IPP Non-CHP | 2 | N | MWH
63012 | 2W Permian Solar, LLC | 63255 | 2W Permian Solar Project Hybrid | TX | Andrews | 2WPSO | Solar Photovoltaic | PV |  | S | X | X |  |  | 420 |  | 420 | 420 | U | 5 | 2021 | 8 | 2021 | N | IPP Non-CHP | 2 | N | SUN
63021 | Aurora Wind Project, LLC | 63258 | Aurora Wind Project | ND | Williams | AURWP | Onshore Wind Turbine | WT |  | S | X | X |  |  | 298.8 |  | 298.8 | 298.8 | V | 12 | 2020 | 1 | 2021 | N | IPP Non-CHP | 2 | N | WND | [5 empty] | 71
56155 | Lansing Board of Water and Light | 63259 | Delta Energy Park | MI | Eaton | DEPC2 | Natural Gas Fired Combined Cycle | CT |  | S | X | Y | CONS.LANS | CONS.LANS | 58 | 0.85 | 48.3 | 58 | U | 6 | 2021 | 11 | 2021 | N | Electric Utility | 1 | N | NG | [15 empty] | N
56155 | Lansing Board of Water and Light | 63259 | Delta Energy Park | MI | Eaton | DEPC3 | Natural Gas Fired Combined Cycle | CT |  | S | X | Y | CONS.LANS | CONS.LANS | 58 | 0.85 | 48.3 | 58 | U | 6 | 2021 | 11 | 2021 | N | Electric Utility | 1 | N | NG | [15 empty] | N
56155 | Lansing Board of Water and Light | 63259 | Delta Energy Park | MI | Eaton | DEPS1 | Natural Gas Fired Combustion Turbine | GT |  | S | X | X | CONS.LANS | CONS.LANS | 58 | 0.85 | 46.3 | 57.1 | U | 6 | 2021 | 11 | 2021 | N | Electric Utility | 1 | N | NG | [15 empty] | N
56155 | Lansing Board of Water and Light | 63259 | Delta Energy Park | MI | Eaton | DEPST | Natural Gas Fired Combined Cycle | CA |  | S | N | X | CONS.LANS | CONS.LANS | 89.2 | 0.85 | 81 | 84.1 | U | 6 | 2021 | 11 | 2021 | N | Electric Utility | 1 | N | NG | [15 empty] | N
61012 | AES Distributed Energy | 63280 | AES Kekaha Solar, LLC Hybrid | HI | Kauai | BESS | Batteries | BA |  | S | X | X |  |  | 14 | 1 | 14 | 14 | TS | 9 | 2020 | 4 | 2021 | N | IPP Non-CHP | 2 | N | MWH
7140 | Georgia Power Co | 63282 | Georgia College & State University Solar | GA | Baldwin | 1 | Solar Photovoltaic | PV |  | S | X | X |  |  | 3.5 |  | 3.5 | 3.5 | U | 12 | 2019 | 8 | 2022 | N | Electric Utility | 1 | N | SUN
62983 | SE Athos I, LLC | 63300 | Athos Solar Project | CA | Riverside | IPAT1 | Solar Photovoltaic | PV |  | S | X | X |  |  | 250 |  | 250 | 250 | U | 12 | 2021 | 5 | 2022 | N | IPP Non-CHP | 2 | N | SUN
62759 | National Grid Renewables | 63304 | Allium Community Solar Garden, LLC | MN | Stearns | ALIUM | Solar Photovoltaic | PV |  | S | X | X |  |  | 1 |  | 1 | 1 | V | 1 | 2021 | 1 | 2021 | N | IPP Non-CHP | 2 |  | SUN
62759 | National Grid Renewables | 63307 | Westport Community Solar, LLC | MN | Kandiyohi | WESTP | Solar Photovoltaic | PV |  | S | X | X |  |  | 1 |  | 1 | 1 | V | 9 | 2020 | 1 | 2021 | N | IPP Non-CHP | 2 | N | SUN
62759 | National Grid Renewables | 63308 | Marigold Community Solar Garden, LLC | MN | Le Sueur | MGOLD | Solar Photovoltaic | PV |  | S | X | X |  |  | 1 |  | 1 | 1 | V | 10 | 2020 | 1 | 2021 | N | IPP Non-CHP | 2 | N | SUN
62759 | National Grid Renewables | 63309 | Honeysuckle Solar, LLC | MN | McLeod | HONEY | Solar Photovoltaic | PV |  | S | X | X |  |  | 1 |  | 1 | 1 | V | 1 | 2021 | 1 | 2021 | N | IPP Non-CHP | 2 |  | SUN
62759 | National Grid Renewables | 63311 | Lantana Solar, LLC | MN | Redwood | LANTA | Solar Photovoltaic | PV |  | S | X | X |  |  | 1 |  | 1 | 1 | V | 1 | 2021 | 1 | 2021 | N | IPP Non-CHP | 2 |  | SUN
62759 | National Grid Renewables | 63314 | Primrose Solar, LLC | MN | Blue Earth | PROSE | Solar Photovoltaic | PV |  | S | X | X |  |  | 1 |  | 1 | 1 | V | 10 | 2020 | 4 | 2021 | N | IPP Non-CHP | 2 | N | SUN
63092 | SE Titan, LLC | 63320 | Titan Solar Project | TX | Culberson | IPTTN | Solar Photovoltaic | PV |  | S | X | X |  |  | 260 |  | 260 | 260 | V | 6 | 2021 | 9 | 2021 | N | IPP Non-CHP | 2 | N | SUN
17609 | Southern California Edison Co | 63325 | Yorktown Battery Energy Storage Facility | CA | Los Angeles | YORK1 | Batteries | BA |  | S | X | X |  |  | 3 | 0.9 | 3 | 3 | T | 12 | 2020 | 3 | 2023 | N | Electric Utility | 1 | N | MWH
17609 | Southern California Edison Co | 63326 | Cadillac Battery Energy Storage Facility | CA | Los Angeles | CAD1 | Batteries | BA |  | S | X | X |  |  | 3.5 | 0.9 | 3.5 | 3.5 | T | 12 | 2020 | 3 | 2023 | N | Electric Utility | 1 | N | MWH
63100 | SE Juno, LLC | 63328 | Juno Solar Project | TX | Borden | IPJNO | Solar Photovoltaic | PV |  | S | X | X |  |  | 141 |  | 141 | 141 | V | 8 | 2021 | 8 | 2021 | N | IPP Non-CHP | 2 | N | SUN
63100 | SE Juno, LLC | 63328 | Juno Solar Project | TX | Borden | JUNO1 | Solar Photovoltaic | PV |  | S | X | X |  |  | 159 |  | 159 | 159 | V | 5 | 2021 | 6 | 2021 | N | IPP Non-CHP | 2 | N | SUN
63101 | SE Aragorn, LLC | 63329 | Aragorn Solar Project | TX | Culberson | IPAGN | Solar Photovoltaic | PV |  | S | X | X |  |  | 180 |  | 180 | 180 | U | 9 | 2021 | 11 | 2021 | N | IPP Non-CHP | 2 | N | SUN
63082 | ProEnergy Services | 63335 | HO Clarke Generating | TX | Harris | CTG-1 | Natural Gas Fired Combustion Turbine | GT |  | W | X | X | PES1_RN |  | 60.5 | 0.85 | 44.5 | 49.8 | TS | 1 | 2021 | 3 | 2021 | N | IPP Non-CHP | 2 | N | NG | [15 empty] | N | N | N
63082 | ProEnergy Services | 63335 | HO Clarke Generating | TX | Harris | CTG-2 | Natural Gas Fired Combustion Turbine | GT |  | W | X | X | PES1_RN |  | 60.5 | 0.85 | 44.5 | 49.8 | TS | 1 | 2021 | 3 | 2021 | N | IPP Non-CHP | 2 | N | NG | [15 empty] | N | N | N
63082 | ProEnergy Services | 63335 | HO Clarke Generating | TX | Harris | CTG-3 | Natural Gas Fired Combustion Turbine | GT |  | W | X | X | PES1_RN |  | 60.5 | 0.85 | 44.5 | 49.8 | TS | 1 | 2021 | 3 | 2021 | N | IPP Non-CHP | 2 | N | NG | [15 empty] | N | N | N
63082 | ProEnergy Services | 63335 | HO Clarke Generating | TX | Harris | CTG-4 | Natural Gas Fired Combustion Turbine | GT |  | W | X | X | PES1_RN |  | 60.5 | 0.85 | 44.5 | 49.8 | TS | 1 | 2021 | 3 | 2021 | N | IPP Non-CHP | 2 | N | NG | [15 empty] | N | N | N
63082 | ProEnergy Services | 63335 | HO Clarke Generating | TX | Harris | CTG-5 | Natural Gas Fired Combustion Turbine | GT |  | W | X | X | PES1_RN |  | 60.5 | 0.85 | 44.5 | 49.8 | TS | 1 | 2021 | 3 | 2021 | N | IPP Non-CHP | 2 | N | NG | [15 empty] | N | N | N
63082 | ProEnergy Services | 63335 | HO Clarke Generating | TX | Harris | CTG-6 | Natural Gas Fired Combustion Turbine | GT |  | W | X | X | PES1_RN |  | 60.5 | 0.85 | 44.5 | 49.8 | TS | 1 | 2021 | 3 | 2021 | N | IPP Non-CHP | 2 | N | NG | [13 empty] | N | N | N | N | N
63082 | ProEnergy Services | 63335 | HO Clarke Generating | TX | Harris | CTG-7 | Natural Gas Fired Combustion Turbine | GT |  | W | X | X |  |  | 60.5 | 0.85 | 44.5 | 49.8 | T | 7 | 2021 | 11 | 2021 | N | IPP Non-CHP | 2 | N | NG | [15 empty] | N
63082 | ProEnergy Services | 63335 | HO Clarke Generating | TX | Harris | CTG-8 | Natural Gas Fired Combustion Turbine | GT |  | W | X | X |  |  | 60.5 | 0.85 | 44.5 | 49.8 | T | 7 | 2021 | 11 | 2021 | N | IPP Non-CHP | 2 | N | NG | [15 empty] | N
63107 | Lansing Renewables, LLC | 63337 | Lansing Renewables, LLC | NY | Tompkins | 14320 | Batteries | BA |  | S | X | X |  |  | 3 |  | 3 | 3 | P | 7 | 2021 | 9 | 2021 | N | IPP Non-CHP | 2 | N | MWH
63108 | Granby Solar, LLC | 63338 | Granby Solar, LLC CSG | MA | Hampshire | 4787 | Solar Photovoltaic | PV |  | S | X | X |  |  | 3 |  | 3 | 3 | V | 12 | 2020 | 7 | 2021 | N | IPP Non-CHP | 2 | N | SUN
63109 | Hales Mills Solar, LLC | 63339 | Hales Mills Solar, LLC | NY | Fulton | 09751 | Batteries | BA |  | S | X | X |  |  | 3 |  | 3 | 3 | P | 8 | 2021 | 9 | 2021 | N | IPP Non-CHP | 2 | N | MWH
63110 | Owlville Creek Solar 2, LLC | 63340 | Owlville Creek Solar 2, LLC | NY | Madison | 20660 | Batteries | BA |  | S | X | X |  |  | 3 |  | 3 | 3 | P | 7 | 2021 | 9 | 2021 | N | IPP Non-CHP | 2 | N | MWH
63111 | Owlville Creek Solar, LLC | 63341 | Owlville Creek Solar, LLC | NY | Madison | 20660 | Batteries | BA |  | S | X | X |  |  | 3 |  | 3 | 3 | P | 7 | 2021 | 9 | 2021 | N | IPP Non-CHP | 2 | N | MWH
63081 | Exus North America Management Partners LLC | 63342 | Bearkat II Wind Energy LLC | TX | Glasscock | BKII | Onshore Wind Turbine | WT |  | S | X | X |  |  | 162.1 | 0.95 | 162.1 | 162.1 | TS | 3 | 2020 | 9 | 2021 | N | IPP Non-CHP | 2 | N | WND | [5 empty] | 47
63118 | 224WB 8me LLC | 63343 | Galloway 2 Solar Farm | TX | Concho | GS2SF | Solar Photovoltaic | PV |  | S | X | X |  |  | 110 |  | 110 | 110 | P | 6 | 2021 | 6 | 2023 | N | IPP Non-CHP | 2 | N | SUN
63117 | Gemini Solar | 63352 | Gemini Solar | NV | Clark | ARBE1 | Solar Photovoltaic | PV |  | S | X | X |  |  | 690 |  | 690 | 690 | U | 11 | 2023 | 11 | 2023 | N | IPP Non-CHP | 2 | N | SUN
63117 | Gemini Solar | 63352 | Gemini Solar | NV | Clark | ARPV1 | Batteries | BA |  | S | X | X |  |  | 380 |  | 280 | 280 | U | 11 | 2023 | 11 | 2023 | N | IPP Non-CHP | 2 | N | MWH
63129 | Wapello Solar LLC | 63378 | Wapello Solar LLC | IA | Louisa | WAPLO | Solar Photovoltaic | PV |  | S | X | X |  |  | 100 |  | 100 | 100 | TS | 1 | 2021 | 3 | 2021 | N | IPP Non-CHP | 2 |  | SUN
63139 | Minonk Stewardship Wind LLC | 63384 | Bennington Wind | IL | Marshall | BENN | Onshore Wind Turbine | WT |  | S | X | X |  |  | 93 |  | 93 | 93 | U | 7 | 2021 | 9 | 2021 | N | IPP Non-CHP | 2 | N | WND | [5 empty] | 33
63140 | Three Rivers Solar Power, LLC | 63386 | Three Rivers Solar Power, LLC | ME | Hancock | 3RIVS | Solar Photovoltaic | PV |  | S | X | X |  |  | 100 |  | 100 | 100 | U | 12 | 2020 | 12 | 2023 | N | IPP Non-CHP | 2 | N | SUN | [13 empty] | N | N | N
63141 | Rancho Seco Solar II, LLC | 63387 | Rancho Seco Solar II, LLC | CA | Sacramento | RSS2 | Solar Photovoltaic | PV |  | S | X | X |  |  | 160 |  | 160 | 160 | TS | 12 | 2020 | 2 | 2021 | N | IPP Non-CHP | 2 | N | SUN
56615 | First Solar Project Development | 63440 | Sun Streams 2 | AZ | Maricopa | GEN01 | Solar Photovoltaic | PV |  | S | X | X |  |  | 150 | 0.95 | 150 | 150 | U | 7 | 2021 | 6 | 2021 | N | IPP Non-CHP | 2 | N | SUN | [15 empty] | N
15399 | Avangrid Renewables LLC | 63441 | Montague Solar | OR | Gilliam | S1 | Solar Photovoltaic | PV |  | S | X | X |  |  | 162 |  | 162 | 162 | U | 11 | 2021 | 4 | 2022 | N | IPP Non-CHP | 2 | N | SUN | [15 empty] | N
63186 | 1001 Ebenezer Church Solar, LLC | 63444 | 1001 Ebenezer Church Solar | NC | Surry | 1001 | Solar Photovoltaic | PV |  | S | X | X |  |  | 5 | 1 | 5 | 5 | P | 8 | 2020 | 4 | 2021 | N | IPP Non-CHP | 2 | N | SUN
63190 | 1009 Yadkin Solar, LLC | 63445 | 1009 Yadkin Solar | NC | Yadkin | 1009 | Solar Photovoltaic | PV |  | S | X | X |  |  | 4.9 | 1 | 4.9 | 4.9 | P | 7 | 2020 | 4 | 2021 | N | IPP Non-CHP | 2 | N | SUN
63191 | 1073 Onslow Solar, LLC | 63446 | 1073 Onslow Solar | NC | Onslow | 1073 | Solar Photovoltaic | PV |  | S | X | X |  |  | 4.7 | 1 | 4.7 | 4.7 | P | 10 | 2020 | 5 | 2021 | N | IPP Non-CHP | 2 | N | SUN
63192 | 1008 Matthews Solar, LLC | 63447 | 1008 Matthews Solar | NC | Surry | 1008 | Solar Photovoltaic | PV |  | S | X | X |  |  | 4.9 | 1 | 4.9 | 4.9 | P | 11 | 2020 | 5 | 2021 | N | IPP Non-CHP | 2 | N | SUN
63193 | 1045 Tomlin Mill Solar, LLC | 63448 | 1045 Tomlin Mill Solar | NC | Iredell | 1045 | Solar Photovoltaic | PV |  | S | X | X |  |  | 4.9 | 1 | 4.9 | 4.9 | P | 10 | 2020 | 5 | 2021 | N | IPP Non-CHP | 2 | N | SUN
61012 | AES Distributed Energy | 63475 | Randall Solar Project Hybrid | MA | Worcester | BATT | Batteries | BA |  | S | X | X |  |  | 3.3 | 1 | 3.3 | 3.3 | TS | 6 | 2020 | 7 | 2021 | N | IPP Non-CHP | 2 | N | MWH
61012 | AES Distributed Energy | 63475 | Randall Solar Project Hybrid | MA | Worcester | RAND | Solar Photovoltaic | PV |  | S | X | X |  |  | 5 | 1 | 5 | 5 | TS | 6 | 2020 | 7 | 2021 | N | IPP Non-CHP | 2 | N | SUN
63210 | Saint Solar LLC | 63476 | Saint Solar | AZ | Pinal | SAINT | Solar Photovoltaic | PV |  | S | X | X |  |  | 100 |  | 100 | 100 | TS | 1 | 2021 | 1 | 2021 | N | IPP Non-CHP | 2 | N | SUN
49893 | Invenergy Services LLC | 63479 | Traverse Wind Project, LLC | OK | Custer | GEN1 | Onshore Wind Turbine | WT |  | S | X | X |  |  | 999 |  | 999 | 999 | U | 12 | 2020 | 5 | 2022 | N | IPP Non-CHP | 2 | N | WND | [5 empty] | 356
2770 | Terra-Gen Operating Co-Wind | 63482 | Point Wind | CA | Kern | PW1 | Onshore Wind Turbine | WT |  | S | X | X |  |  | 64.5 |  | 64.5 | 64.5 | V | 12 | 2020 | 3 | 2021 | N | IPP Non-CHP | 2 | N | WND | [5 empty] | 19
63225 | Wister Solar | 63487 | Wister Solar | CA | Imperial | WSOL | Solar Photovoltaic | PV |  | S | X | X |  |  | 20 |  | 20 | 20 | L | 12 | 2019 | 3 | 2022 | N | IPP Non-CHP | 2 | N | SUN
63217 | Obsidian Solar Center LLC | 63488 | Obsidian Solar Center | OR | Lake | OBSLR | Solar Photovoltaic | PV |  | S | X | X |  |  | 400 | 0.9 | 400 |  | P | 12 | 2023 | 12 | 2023 | N | IPP Non-CHP | 2 |  | SUN | [15 empty] | N
49893 | Invenergy Services LLC | 63489 | Sundance Wind Project, LLC | OK | Woods | GEN1 | Onshore Wind Turbine | WT |  | S | X | X |  |  | 199 |  | 199 | 199 | U | 11 | 2020 | 4 | 2021 | N | IPP Non-CHP | 2 | N | WND | [5 empty] | 72
63221 | CD4 | 63490 | CD4 | CA | Mono | OEC1 | Geothermal | BT |  | S | X | X |  |  | 25 |  | 17 | 25 | L | 12 | 2021 | 12 | 2021 | N | IPP Non-CHP | 2 | N | GEO
63216 | North Valley | 63491 | North Valley | NV | Washoe | OEC1 | Geothermal | BT |  | S | X | X |  |  | 32 |  | 21 | 32 | L | 12 | 2020 | 10 | 2022 | N | IPP Non-CHP | 2 | N | GEO
49893 | Invenergy Services LLC | 63494 | Maverick Wind Project, LLC | OK | Major | GEN1 | Onshore Wind Turbine | WT |  | S | X | X |  |  | 288 |  | 288 | 288 | U | 12 | 2021 | 9 | 2021 | N | IPP Non-CHP | 2 | N | WND | [5 empty] | 103 | [9 empty] | N
18454 | Tampa Electric Co | 63495 | Durrance | FL | Polk | 1 | Solar Photovoltaic | PV |  | S | X | X |  |  | 60 | 0.95 | 60 | 60 | V | 1 | 2021 | 1 | 2021 | N | Electric Utility | 1 | N | SUN
24211 | Tucson Electric Power Co | 63502 | Oso Grande Wind Farm | NM | Lea | OGW24 | Onshore Wind Turbine | WT |  | S | X | X |  |  | 33.8 | 0.9 | 33.8 | 33.8 | TS | 9 | 2020 | 5 | 2021 | N | Electric Utility | 1 | N | WND | [5 empty] | 14
24211 | Tucson Electric Power Co | 63502 | Oso Grande Wind Farm | NM | Lea | OGW45 | Onshore Wind Turbine | WT |  | S | X | X |  |  | 216 | 0.9 | 216 | 216 | TS | 9 | 2020 | 5 | 2021 | N | Electric Utility | 1 | N | WND | [5 empty] | 48
56769 | Consolidated Edison Development Inc. | 63504 | Copper Mountain Solar 5, LLC | NV | Clark | CM5-1 | Solar Photovoltaic | PV |  | S | X | X |  |  | 252 | 0.95 | 250 | 250 | V | 8 | 2021 | 3 | 2021 | N | IPP Non-CHP | 2 | N | SUN
63243 | Solar Carver 3, LLC | 63506 | Solar Carver 3 Hybrid | MA | Plymouth | BCRV3 | Batteries | BA |  | S | X | X |  |  | 1 |  | 1 | 1 | T | 1 | 2021 | 12 | 2021 | N | IPP Non-CHP | 2 | N | MWH
63243 | Solar Carver 3, LLC | 63506 | Solar Carver 3 Hybrid | MA | Plymouth | SCRV3 | Solar Photovoltaic | PV |  | S | X | X |  |  | 1 |  | 1 | 1 | L | 1 | 2021 | 12 | 2021 | N | IPP Non-CHP | 2 | N | SUN
15399 | Avangrid Renewables LLC | 63507 | Bakeoven Solar | OR | Wasco | BOS1 | Solar Photovoltaic | PV |  | S | X | X |  |  | 60 |  | 60 | 60 | P | 9 | 2022 | 9 | 2022 | N | IPP Non-CHP | 2 | N | SUN | [15 empty] | N
15399 | Avangrid Renewables LLC | 63507 | Bakeoven Solar | OR | Wasco | BOS2 | Solar Photovoltaic | PV |  | S | X | X |  |  | 140 |  | 140 | 140 | P | 12 | 2022 | 12 | 2022 | N | IPP Non-CHP | 2 | N | SUN | [15 empty] | N
15399 | Avangrid Renewables LLC | 63508 | Camino Solar Hybrid | CA | Kern | CSBA1 | Batteries | BA |  | S | X | X |  |  | 11 |  | 11 | 11 | P | 5 | 2022 | 3 | 2023 | N | IPP Non-CHP | 2 | N | MWH
15399 | Avangrid Renewables LLC | 63508 | Camino Solar Hybrid | CA | Kern | CSPV1 | Solar Photovoltaic | PV |  | S | X | X |  |  | 44 |  | 44 | 44 | P | 5 | 2022 | 3 | 2023 | N | IPP Non-CHP | 2 | N | SUN
15399 | Avangrid Renewables LLC | 63509 | Lund Hill Solar | WA | Klickitat | LHS1 | Solar Photovoltaic | PV |  | S | X | X |  |  | 150 |  | 150 | 150 | U | 12 | 2021 | 1 | 2022 | N | IPP Non-CHP | 2 | N | SUN | [15 empty] | N
63238 | OE_ALC | 63513 | AL Solar C LLC | AL | Chambers | OEALC | Solar Photovoltaic | PV |  | S | X | X |  |  | 80 |  | 80 | 80 | T | 12 | 2022 | 12 | 2022 | N | IPP Non-CHP | 2 | N | SUN
6455 | Duke Energy Florida, LLC | 63517 | Santa Fe Solar Power Plant | FL | Alachua | PV1 | Solar Photovoltaic | PV |  | S | X | X |  |  | 74.9 | 0.95 | 74.9 | 74.9 | V | 12 | 2020 | 3 | 2021 | N | Electric Utility | 1 | N | SUN | [10 empty] | N |  |  |  |  | N
6455 | Duke Energy Florida, LLC | 63518 | Twin Rivers Solar Power Plant | FL | Hamilton | PV1 | Solar Photovoltaic | PV |  | S | X | X |  |  | 74.9 | 0.95 | 74.9 | 74.9 | V | 12 | 2020 | 3 | 2021 | N | Electric Utility | 1 | N | SUN | [5 empty] | 0 |  |  |  |  | N |  |  | N | N | N
56215 | RWE Renewables Americas LLC | 63522 | Hickory Park Solar Hybrid | GA | Mitchell | HPBAT | Batteries | BA |  | S | X | X |  |  | 40 |  | 40 | 40 | U | 11 | 2021 | 11 | 2021 | N | IPP Non-CHP | 2 | N | MWH
56215 | RWE Renewables Americas LLC | 63522 | Hickory Park Solar Hybrid | GA | Mitchell | HPRK | Solar Photovoltaic | PV |  | S | X | X |  |  | 195.5 |  | 195.5 | 195.5 | U | 11 | 2021 | 11 | 2021 | N | IPP Non-CHP | 2 | N | SUN
14328 | Pacific Gas & Electric Co. | 63529 | Renz Energy Storage | CA | Santa Clara | LLAGS | Batteries | BA |  | S | X | X |  |  | 20 | 0.95 | 20 | 20 | L | 11 | 2021 | 5 | 2022 | N | Electric Utility | 1 | N | MWH | [15 empty] | N
63253 | Assembly Solar II LLC | 63538 | Assembly Solar II LLC | MI | Shiawassee | AS2 | Solar Photovoltaic | PV |  | S | X | X |  |  | 110 |  | 110 | 110 | U | 9 | 2021 | 9 | 2021 | N | IPP Non-CHP | 2 | N | SUN
63257 | Solar Carver 1, LLC | 63541 | Solar Carver 1 Hybrid | MA | Plymouth | BCRV1 | Batteries | BA |  | S | X | X |  |  | 2 |  | 2 | 2 | T | 1 | 2021 | 12 | 2021 | N | IPP Non-CHP | 2 | N | MWH
63257 | Solar Carver 1, LLC | 63541 | Solar Carver 1 Hybrid | MA | Plymouth | SCRV1 | Solar Photovoltaic | PV |  | S | X | X |  |  | 2 |  | 2 | 2 | L | 1 | 2021 | 12 | 2021 | N | IPP Non-CHP | 2 | N | SUN
61944 | Goldman Sachs Renewable Power Group | 63545 | Chevron - Lost Hills Hybrid | CA | Kern | BESS1 | Batteries | BA |  | S | X | X |  |  | 10 |  | 10 | 10 | L | 8 | 2021 | 11 | 2021 | N | IPP Non-CHP | 2 | N | MWH
56769 | Consolidated Edison Development Inc. | 63549 | Water Strider Solar | VA | Halifax | WSS | Solar Photovoltaic | PV |  | S | X | X |  |  | 80 |  | 80 | 80 | U | 11 | 2020 | 3 | 2021 | N | IPP Non-CHP | 2 | N | SUN
63275 | Samoset Solar, LLC | 63551 | Samoset Solar | ME | Knox | PGR21 | Solar Photovoltaic | PV |  | S | X | X |  |  | 2 |  | 2 | 2 | L | 4 | 2021 | 11 | 2021 | N | IPP Non-CHP | 2 | N | SUN
63276 | Woodfields Solar, LLC | 63552 | Woodfields Solar | SC | Greenwood | PGR21 | Solar Photovoltaic | PV |  | S | X | X |  |  | 2 |  | 2 | 2 | T | 3 | 2021 | 12 | 2021 | N | IPP Non-CHP | 2 | N | SUN
11806 | Massachusetts Mun Wholes Electric Co | 63559 | MMWEC Simple Cycle Gas Turbine | MA | Essex | 1 | Natural Gas Fired Combustion Turbine | GT |  | S | X | X |  |  | 70 |  | 55 | 63.7 | L | 6 | 2021 | 7 | 2022 | N | Electric Utility | 1 | N | NG | DFO | [14 empty] | Y | Y | Y
11806 | Massachusetts Mun Wholes Electric Co | 63559 | MMWEC Simple Cycle Gas Turbine | MA | Essex | GT1 | Natural Gas Fired Combustion Turbine | GT |  | S | X | X |  |  | 65 |  | 57 | 59 | L | 4 | 2021 | 7 | 2022 | N | Electric Utility | 1 | N | NG | DFO | [14 empty] | Y | Y | Y
58970 | Ecoplexus, Inc | 63567 | Westminister NC | NC | Rutherford | WSMTR | Solar Photovoltaic | PV |  | S | X | X |  |  | 75 | 0.95 | 75 | 75 | T | 10 | 2021 | 9 | 2022 | N | IPP Non-CHP | 2 | N | SUN | [15 empty] | N
58970 | Ecoplexus, Inc | 63568 | Grifton PV2 | NC | Pitt | GRFT2 | Solar Photovoltaic | PV |  | S | X | X |  |  | 56 | 0.95 | 56 | 56 | L | 12 | 2021 | 6 | 2022 | N | IPP Non-CHP | 2 | N | SUN | [15 empty] | N
49893 | Invenergy Services LLC | 63574 | Outlaw Wind Project LLC | MO | Atchison | GEN1 | Onshore Wind Turbine | WT |  | S | X | X |  |  | 298.6 |  | 298.6 | 298.6 | U | 12 | 2020 | 3 | 2021 | N | IPP Non-CHP | 2 | N | WND | [5 empty] | 91
60281 | Altus Power America Management, LLC | 63576 | FastSun 4 CSG | MN | Washington | FS4 | Solar Photovoltaic | PV |  | S | X | X |  |  | 1 |  | 1 | 1 | V | 8 | 2020 | 6 | 2021 | N | IPP Non-CHP | 2 | N | SUN
60281 | Altus Power America Management, LLC | 63577 | FastSun 21 CSG | MN | Sherburne | FS21 | Solar Photovoltaic | PV |  | S | X | X |  |  | 1 |  | 1 | 1 | V | 8 | 2020 | 6 | 2021 | N | IPP Non-CHP | 2 |  | SUN
63289 | Key Capture Energy | 63584 | NY2 Battery | NY | Orange | NY2 | Batteries | BA |  | S | X | X |  |  | 200 | 1 | 200 | 200 | P | 11 | 2022 | 11 | 2022 | N | IPP Non-CHP | 2 | N | MWH | [15 empty] | N
63295 | Brooten CSG1 LLC | 63593 | Brooten CSG1, LLC | MN | Pope | SC | Solar Photovoltaic | PV |  | S | X | X |  |  | 1 |  | 1 | 1 | TS | 12 | 2020 | 8 | 2021 | N | IPP Non-CHP | 2 | N | SUN
63296 | Buffalo Lake CSG1 LLC | 63594 | Buffalo Lake CSG1, LLC | MN | Renville | SC | Solar Photovoltaic | PV |  | S | X | X |  |  | 1 |  | 1 | 1 | TS | 12 | 2020 | 8 | 2021 | N | IPP Non-CHP | 2 | N | SUN
63301 | Paynesville CSG1 LLC | 63596 | Paynesville CSG1, LLC | MN | Stearns | SC | Solar Photovoltaic | PV |  | S | X | X |  |  | 1 |  | 1 | 1 | TS | 12 | 2020 | 1 | 2021 | N | IPP Non-CHP | 2 | N | SUN
63302 | Plato CSG1 LLC | 63597 | Plato CSG1, LLC | MN | McLeod | SC | Solar Photovoltaic | PV |  | S | X | X |  |  | 1 |  | 1 | 1 | TS | 12 | 2020 | 1 | 2021 | N | IPP Non-CHP | 2 | N | SUN
63303 | Sacred Heart CSG1 LLC | 63598 | Sacred Heart CSG1, LLC | MN | Renville | SC | Solar Photovoltaic | PV |  | S | X | X |  |  | 1 |  | 1 | 1 | TS | 12 | 2020 | 8 | 2021 | N | IPP Non-CHP | 2 | N | SUN
63304 | Stewart CSG1 LLC | 63599 | Stewart CSG1, LLC | MN | McLeod | SC | Solar Photovoltaic | PV |  | S | X | X |  |  | 1 |  | 1 | 1 | TS | 12 | 2020 | 8 | 2021 | N | IPP Non-CHP | 2 | N | SUN
5109 | DTE Electric Company | 63601 | Isabella Wind Park | MI | Isabella | 1 | Onshore Wind Turbine | WT |  | S | X | X |  |  | 383.5 | 0.9 | 383.5 | 383.5 | V | 11 | 2020 | 6 | 2021 | N | Electric Utility | 1 | N | WND | [5 empty] | 136
60531 | Standard Solar | 63618 | USS Solar Brick | IL | Macoupin | USBRK | Solar Photovoltaic | PV |  | S | X | X |  |  | 2 |  | 2 | 2 | L | 12 | 2020 | 6 | 2021 | N | IPP Non-CHP | 2 | N | SUN
63327 | USS Grandpa Solar | 63619 | USS Grandpa Solar | IL | LaSalle | USGPA | Solar Photovoltaic | PV |  | S | X | X |  |  | 1 | 1 | 1 | 1 | L | 12 | 2020 | 10 | 2021 | N | IPP Non-CHP | 2 | N | SUN
63328 | USS Goodrich Solar | 63620 | USS Goodrich Solar | IL | Kankakee | USGCH | Solar Photovoltaic | PV |  | S | X | X |  |  | 2 | 1 | 2 | 2 | L | 12 | 2020 | 11 | 2021 | N | IPP Non-CHP | 2 | N | SUN
60531 | Standard Solar | 63621 | USS Sycamore Solar | IL | DeKalb | USSYC | Solar Photovoltaic | PV |  | S | X | X |  |  | 2 |  | 2 | 2 | L | 12 | 2020 | 10 | 2021 | N | IPP Non-CHP | 2 | N | SUN
63331 | Organic Energy Solutions, Inc. | 63622 | OES Biogas Power | CA | San Bernardino | OES01 | Other Waste Biomass | IC |  | S | X | X | DVLCYN3G_7_B1 | DVLCYN3G_7_B1 | 1.3 | 0.8 | 1.3 | 1.3 | V | 4 | 2020 | 10 | 2021 | Y | IPP CHP | 3 | N | OBG | LFG | [14 empty] | N | N | N
63331 | Organic Energy Solutions, Inc. | 63622 | OES Biogas Power | CA | San Bernardino | OES02 | Other Waste Biomass | IC |  | S | X | X |  |  | 1.3 | 0.8 | 1.3 | 1.3 | V | 4 | 2020 | 10 | 2021 | Y | IPP CHP | 3 | N | OBG | LFG | [14 empty] | N | N | N
57416 | Acciona Energy USA Global, LLC | 63624 | La Chalupa, LLC | TX | Cameron | LC | Onshore Wind Turbine | WT |  | S | X | X |  |  | 198.5 |  | 198.5 | 198.5 | V | 12 | 2020 | 6 | 2021 | N | IPP Non-CHP | 2 | N | WND | [5 empty] | 63
12341 | MidAmerican Energy Co | 63640 | Southern Hills Wind Farm | IA | Union | SHWF | Onshore Wind Turbine | WT |  | S | X | X |  |  | 254.1 | 0.9 | 254.1 | 254.1 | V | 12 | 2020 | 3 | 2021 | N | Electric Utility | 1 | N | WND | [5 empty] | 67
63185 | Neighborhood Power Corp. | 63642 | Dunn Road Solar | OR | Clackamas | W9736 | Solar Photovoltaic | PV |  | W | X | X |  |  | 1.8 |  | 1.8 | 1.8 | TS | 6 | 2020 | 3 | 2021 | N | IPP Non-CHP | 2 | N | SUN
63345 | Flodquist Community Solar LLC | 63650 | Flodquist Community Solar LLC | MN | Chisago | TC3 | Solar Photovoltaic | PV |  | S | X | X |  |  | 1 |  | 1 | 1 | U | 12 | 2020 | 8 | 2021 | N | IPP Non-CHP | 2 | N | SUN
61012 | AES Distributed Energy | 63652 | Sand Hill B | CA | Alameda | SNDHB | Onshore Wind Turbine | WT |  | S | X | X |  |  | 17 |  | 17 | 17 | P | 11 | 2020 | 12 | 2022 | N | IPP Non-CHP | 2 | N | WND | [5 empty] | 6
61012 | AES Distributed Energy | 63653 | Sand Hill C | CA | Alameda | SNDHC | Onshore Wind Turbine | WT |  | S | X | X |  |  | 80 |  | 80 | 80 | P | 11 | 2020 | 12 | 2022 | N | IPP Non-CHP | 2 | N | WND | [5 empty] | 29
57170 | EDF Renewable Asset Holdings, Inc. | 63655 | Coyote Wind LLC | TX | Scurry | COY | Onshore Wind Turbine | WT |  | S | X | X |  |  | 242.5 |  | 242.5 | 242.5 | U | 10 | 2020 | 1 | 2021 | N | IPP Non-CHP | 2 | N | WND | [5 empty] | 59
56769 | Consolidated Edison Development Inc. | 63656 | CED Peoria Solar | IL | Peoria | PS1 | Solar Photovoltaic | PV |  | S | X | X |  |  | 2 |  | 2 | 2 | V | 7 | 2020 | 1 | 2021 | N | IPP Non-CHP | 2 | N | SUN
63369 | Yaphank Fuel Cell Park, LLC | 63661 | SWM Fuel Cell | NY | Suffolk | SWM-1 | Other Natural Gas | FC |  | S | X | X |  |  | 2.8 |  | 2.8 | 2.8 | T | 2 | 2020 | 10 | 2021 | N | IPP Non-CHP | 2 | N | NG
63369 | Yaphank Fuel Cell Park, LLC | 63661 | SWM Fuel Cell | NY | Suffolk | SWM-2 | Other Natural Gas | FC |  | S | X | X |  |  | 2.8 |  | 2.8 | 2.8 | T | 2 | 2020 | 10 | 2021 | N | IPP Non-CHP | 2 | N | NG
63369 | Yaphank Fuel Cell Park, LLC | 63661 | SWM Fuel Cell | NY | Suffolk | SWM-3 | Other Natural Gas | FC |  | S | X | X |  |  | 2.8 |  | 2.8 | 2.8 | T | 2 | 2020 | 10 | 2021 | N | IPP Non-CHP | 2 | N | NG
63185 | Neighborhood Power Corp. | 63663 | Mt Hope Solar | OR | Clackamas | W0053 | Solar Photovoltaic | PV |  | W | X | X |  |  | 2.5 |  | 2.5 | 2.5 | TS | 8 | 2020 | 3 | 2021 | N | IPP Non-CHP | 2 | N | SUN
63185 | Neighborhood Power Corp. | 63664 | Williams Acres Solar | OR | Marion | W0055 | Solar Photovoltaic | PV |  | W | X | X |  |  | 2.5 |  | 2.5 | 2.5 | TS | 8 | 2020 | 4 | 2021 | N | IPP Non-CHP | 2 | N | SUN
63185 | Neighborhood Power Corp. | 63665 | River Valley Solar | OR | Marion | W0054 | Solar Photovoltaic | PV |  | W | X | X |  |  | 1.9 |  | 1.9 | 1.9 | TS | 8 | 2020 | 8 | 2021 | N | IPP Non-CHP | 2 | N | SUN | [15 empty] | N
63395 | Spencer Solar Farm, LLC | 63676 | Spencer Solar | MA | Worcester | SPENC | Solar Photovoltaic | PV |  | S | X | X |  |  | 2.3 |  | 2.3 | 2.3 | U | 12 | 2020 | 12 | 2021 | N | IPP Non-CHP | 2 | N | SUN
63396 | Sturbridge Road Solar Farm, LLC | 63677 | Sturbridge Road Solar | MA | Worcester | STURB | Solar Photovoltaic | PV |  | S | X | X |  |  | 5 |  | 5 | 5 | U | 12 | 2020 | 12 | 2021 | N | IPP Non-CHP | 2 | N | SUN
63403 | Luna Storage, LLC | 63685 | Luna Storage | CA | Los Angeles | LUNA | Batteries | BA |  | S | X | X |  |  | 100 |  | 100 | 100 | L | 7 | 2021 | 10 | 2021 | N | IPP Non-CHP | 2 | N | MWH
4254 | Consumers Energy Co | 63686 | Crescent Wind Park | MI | Hillsdale | GFWP | Onshore Wind Turbine | WT |  | S | X | X |  |  | 150 |  | 150 | 150 | V | 2 | 2021 | 2 | 2021 | N | Electric Utility | 1 | N | WND | [5 empty] | 60
63082 | ProEnergy Services | 63688 | Topaz Generating | TX | Galveston | CTG-1 | Natural Gas Fired Combustion Turbine | GT |  | W | X | X |  |  | 60.5 |  | 44.5 | 49.8 | U | 2 | 2021 | 7 | 2021 | N | IPP Non-CHP | 2 | N | NG | [15 empty] | N
63082 | ProEnergy Services | 63688 | Topaz Generating | TX | Galveston | CTG-2 | Natural Gas Fired Combustion Turbine | GT |  | W | X | X |  |  | 60.5 |  | 44.5 | 49.8 | U | 2 | 2021 | 7 | 2021 | N | IPP Non-CHP | 2 | N | NG | [15 empty] | N
63082 | ProEnergy Services | 63688 | Topaz Generating | TX | Galveston | CTG-3 | Natural Gas Fired Combustion Turbine | GT |  | W | X | X |  |  | 60.5 |  | 44.5 | 49.8 | U | 2 | 2021 | 7 | 2021 | N | IPP Non-CHP | 2 | N | NG | [15 empty] | N
63082 | ProEnergy Services | 63688 | Topaz Generating | TX | Galveston | CTG-4 | Natural Gas Fired Combustion Turbine | GT |  | W | X | X |  |  | 60.5 |  | 44.5 | 49.8 | U | 2 | 2021 | 7 | 2021 | N | IPP Non-CHP | 2 | N | NG | [15 empty] | N
63082 | ProEnergy Services | 63688 | Topaz Generating | TX | Galveston | CTG-5 | Natural Gas Fired Combustion Turbine | GT |  | W | X | X |  |  | 60.5 |  | 44.5 | 49.8 | U | 2 | 2021 | 7 | 2021 | N | IPP Non-CHP | 2 | N | NG | [15 empty] | N
63082 | ProEnergy Services | 63688 | Topaz Generating | TX | Galveston | CTG-6 | Natural Gas Fired Combustion Turbine | GT |  | W | X | X |  |  | 60.5 |  | 44.5 | 49.8 | U | 2 | 2021 | 7 | 2021 | N | IPP Non-CHP | 2 | N | NG | [15 empty] | N
63082 | ProEnergy Services | 63688 | Topaz Generating | TX | Galveston | CTG-7 | Natural Gas Fired Combustion Turbine | GT |  | W | X | X |  |  | 60.5 |  | 44.5 | 49.8 | U | 2 | 2021 | 7 | 2021 | N | IPP Non-CHP | 2 | N | NG | [15 empty] | N
63082 | ProEnergy Services | 63688 | Topaz Generating | TX | Galveston | CTG-8 | Natural Gas Fired Combustion Turbine | GT |  | W | X | X |  |  | 60.5 |  | 44.5 | 49.8 | U | 2 | 2021 | 9 | 2021 | N | IPP Non-CHP | 2 | N | NG | [15 empty] | N
63082 | ProEnergy Services | 63688 | Topaz Generating | TX | Galveston | CTG-9 | Natural Gas Fired Combustion Turbine | GT |  | W | X | X |  |  | 60.5 |  | 44.5 | 49.8 | U | 2 | 2021 | 9 | 2021 | N | IPP Non-CHP | 2 | N | NG | [15 empty] | N
63082 | ProEnergy Services | 63688 | Topaz Generating | TX | Galveston | CTG10 | Natural Gas Fired Combustion Turbine | GT |  | W | X | X |  |  | 60.5 |  | 44.5 | 49.8 | U | 2 | 2021 | 9 | 2021 | N | IPP Non-CHP | 2 | N | NG | [15 empty] | N
61012 | AES Distributed Energy | 63691 | Hunker Solar River, LLC | PA | Westmoreland | 13502 | Solar Photovoltaic | PV |  | S | X | X |  |  | 3.3 |  | 3.3 | 3.3 | U | 7 | 2020 | 8 | 2021 | N | IPP Non-CHP | 2 | N | SUN
63407 | Butler Solar, LLC | 63694 | Butler Solar, LLC | OR | Yamhill | 13501 | Solar Photovoltaic | PV |  | S | X | X |  |  | 4 |  | 4 | 4 | TS | 8 | 2020 | 1 | 2021 | N | IPP Non-CHP | 2 | N | SUN
63412 | Westmoreland County Solar Project, LLC | 63696 | Westmoreland County Solar Project | VA | Westmoreland | WEST | Solar Photovoltaic | PV |  | S | X | X |  |  | 19.9 | 0.93 | 19.9 | 19.9 | P | 12 | 2020 | 9 | 2021 | N | IPP Non-CHP | 2 | N | SUN
15399 | Avangrid Renewables LLC | 63710 | Golden Hill Wind | OR | Sherman | GH1 | Onshore Wind Turbine | WT |  | S | X | X |  |  | 201.3 |  | 201.3 | 201.3 | U | 12 | 2021 | 12 | 2021 | N | IPP Non-CHP | 2 | N | WND | [5 empty] | 51 | [9 empty] | N
63418 | Elora Solar | 63719 | Elora Solar | TN | Lincoln | ELO | Solar Photovoltaic | PV |  | S | X | X |  |  | 150 |  | 150 | 150 | U | 11 | 2021 | 11 | 2021 | N | IPP Non-CHP | 2 | N | SUN
63414 | Cool Springs Solar, LLC | 63721 | Cool Springs Solar (Hybrid) | GA | Decatur | COOLS | Solar Photovoltaic | PV |  | S | X | X |  |  | 213 |  | 213 | 213 | U | 11 | 2021 | 11 | 2021 | N | IPP Non-CHP | 2 | N | SUN
63414 | Cool Springs Solar, LLC | 63721 | Cool Springs Solar (Hybrid) | GA | Decatur | CSBAT | Batteries | BA |  | S | X | X |  |  | 40 |  | 40 | 40 | U | 11 | 2021 | 11 | 2021 | N | IPP Non-CHP | 2 | N | MWH
60025 | Greenbacker Renewable Energy Corporation | 63722 | Rawhide Prairie Solar Hybrid | CO | Larimer | BA1 | Batteries | BA |  | S | X | X |  |  | 1 |  | 1 | 1 | TS | 8 | 2020 | 3 | 2021 | N | IPP Non-CHP | 2 | N | MWH
60025 | Greenbacker Renewable Energy Corporation | 63722 | Rawhide Prairie Solar Hybrid | CO | Larimer | PV1 | Solar Photovoltaic | PV |  | S | X | X |  |  | 22 |  | 22 | 22 | TS | 8 | 2020 | 3 | 2021 | N | IPP Non-CHP | 2 | N | SUN
63416 | Ho'Ohana Solar 1 LLC | 63723 | Ho'Ohana Solar 1 | HI | Honolulu | H0001 | Solar Photovoltaic | PV |  | S | X | X |  |  | 52 |  | 52 | 52 | P | 8 | 2022 | 9 | 2022 | N | IPP Non-CHP | 2 | N | SUN
63416 | Ho'Ohana Solar 1 LLC | 63723 | Ho'Ohana Solar 1 | HI | Honolulu | HESS1 | Batteries | BA |  | S | X | X |  |  | 52 |  | 52 | 52 | P | 8 | 2022 | 9 | 2022 | N | IPP Non-CHP | 2 | N | MWH
63788 | Hayfield Solar I LLC | 63724 | Hayfield Solar I LLC CSG | MN | Dodge | HAYF1 | Solar Photovoltaic | PV |  | S | X | X |  |  | 1 | 1 | 1 | 1 | TS | 4 | 2020 | 2 | 2021 | N | IPP Non-CHP | 2 | N | SUN | [13 empty] | N | N | N |  | N
63789 | Hayfield Solar III LLC | 63725 | Hayfield Solar III LLC CSG | MN | Dodge | HAYF3 | Solar Photovoltaic | PV |  | S | X | X |  |  | 1 | 1 | 1 | 1 | TS | 4 | 2020 | 2 | 2021 | N | IPP Non-CHP | 2 | N | SUN | [13 empty] | N | N | N |  | N
63790 | Pipestone City Solar LLC | 63726 | Pipestone City Solar LLC | MN | Pipestone | PSCTY | Solar Photovoltaic | PV |  | S | X | X |  |  | 1 | 1 | 1 | 1 | V | 4 | 2020 | 8 | 2021 | N | IPP Non-CHP | 2 | N | SUN | [13 empty] | N | N | N
62780 | RE Slate 1 LLC | 63727 | Slate Hybrid | CA | Kings | SL3EC | Solar Photovoltaic | PV |  | S | X | X |  |  | 67.5 |  | 67.5 | 67.5 | U | 12 | 2021 | 12 | 2021 | N | IPP Non-CHP | 2 | N | SUN
62780 | RE Slate 1 LLC | 63727 | Slate Hybrid | CA | Kings | SLATE | Solar Photovoltaic | PV |  | S | X | X |  |  | 50.5 |  | 50.5 | 50.5 | U | 12 | 2020 | 10 | 2021 | N | IPP Non-CHP | 2 | N | SUN
62780 | RE Slate 1 LLC | 63727 | Slate Hybrid | CA | Kings | SLB3C | Batteries | BA |  | S | X | X |  |  | 33.8 |  | 33.8 | 33.8 | U | 12 | 2021 | 12 | 2021 | N | IPP Non-CHP | 2 | N | MWH
62780 | RE Slate 1 LLC | 63727 | Slate Hybrid | CA | Kings | SLBES | Batteries | BA |  | S | X | X |  |  | 50 |  | 50 | 50 | U | 12 | 2020 | 3 | 2022 | N | IPP Non-CHP | 2 | N | MWH
62780 | RE Slate 1 LLC | 63727 | Slate Hybrid | CA | Kings | SLBPW | Batteries | BA |  | S | X | X |  |  | 10 |  | 10 | 10 | U | 1 | 2022 | 1 | 2022 | N | IPP Non-CHP | 2 | N | MWH
62780 | RE Slate 1 LLC | 63727 | Slate Hybrid | CA | Kings | SLBSV | Batteries | BA |  | S | X | X |  |  | 46.5 |  | 46.5 | 46.5 | U | 11 | 2021 | 11 | 2021 | N | IPP Non-CHP | 2 | N | MWH
62780 | RE Slate 1 LLC | 63727 | Slate Hybrid | CA | Kings | SLPWR | Solar Photovoltaic | PV |  | S | X | X |  |  | 26 |  | 26 | 26 | U | 1 | 2022 | 1 | 2022 | N | IPP Non-CHP | 2 | N | SUN
62780 | RE Slate 1 LLC | 63727 | Slate Hybrid | CA | Kings | SLSTN | Solar Photovoltaic | PV |  | S | X | X |  |  | 63 |  | 63 | 63 | U | 3 | 2022 | 3 | 2022 | N | IPP Non-CHP | 2 | N | SUN
62780 | RE Slate 1 LLC | 63727 | Slate Hybrid | CA | Kings | SLSVC | Solar Photovoltaic | PV |  | S | X | X |  |  | 93 |  | 93 | 93 | U | 11 | 2021 | 11 | 2021 | N | IPP Non-CHP | 2 | N | SUN
63420 | Taos Mesa Energy Facility, LLC | 63728 | Taos Mesa Energy Facility Hybrid | NM | Taos | BESS | Batteries | BA |  | S | X | X |  |  | 12 | 0.95 | 12 | 12 | L | 9 | 2021 | 9 | 2021 | N | IPP Non-CHP | 2 | N | MWH
63420 | Taos Mesa Energy Facility, LLC | 63728 | Taos Mesa Energy Facility Hybrid | NM | Taos | TMEF1 | Solar Photovoltaic | PV |  | S | X | X |  |  | 15 |  | 15 | 15 | L | 9 | 2021 | 9 | 2021 | N | IPP Non-CHP | 2 | N | SUN
57365 | Consolidated Edison Solutions Inc | 63729 | CES Marbletown Solar | NY | Ulster | MT1 | Solar Photovoltaic | PV |  | S | X | X |  |  | 3 |  | 3 | 3 | V | 12 | 2020 | 3 | 2021 | N | IPP Non-CHP | 2 | N | SUN
63426 | RE Bravepost LLC | 63730 | RE Bravepost LLC | TX | Tom Green | BVPST | Solar Photovoltaic | PV |  | S | X | X |  |  | 200 |  | 200 | 200 | P | 4 | 2022 | 5 | 2023 | N | IPP Non-CHP | 2 | N | SUN
63427 | Neptune Energy Center, LLC | 63731 | Neptune Energy Center Hybrid | CO | Pueblo | NT125 | Batteries | BA |  | S | X | X |  |  | 125 |  | 125 | 125 | P | 12 | 2022 | 12 | 2022 | N | IPP Non-CHP | 2 | N | MWH
63427 | Neptune Energy Center, LLC | 63731 | Neptune Energy Center Hybrid | CO | Pueblo | NT325 | Solar Photovoltaic | PV |  | S | X | X |  |  | 250 |  | 250 | 250 | P | 12 | 2022 | 12 | 2022 | N | IPP Non-CHP | 2 | N | SUN
63424 | Silverstrand Grid, LLC | 63735 | Silverstrand Grid Energy Storage System | CA | Ventura | SLV01 | Batteries | BA |  | S | X | X |  |  | 11 | 1 | 11 | 11 | V | 3 | 2021 | 4 | 2021 | N | IPP Non-CHP | 2 | N | MWH
61198 | esVolta LP | 63736 | Goleta Grid Resiliency | CA | Santa Barbara | BESS1 | Batteries | BA |  | S | X | X |  |  | 10 | 0.95 | 10 | 10 | L | 3 | 2021 | 9 | 2022 | N | IPP Non-CHP | 2 | N | MWH
63430 | Chisholm Grid, LLC | 63737 | Chisholm Grid Energy Storage System | TX | Tarrant | CHS01 | Batteries | BA |  | S | X | X |  |  | 100 | 1 | 100 | 100 | U | 6 | 2021 | 9 | 2021 | N | IPP Non-CHP | 2 | N | MWH
63437 | Helena Wind, LLC | 63738 | Helena Wind | TX | Bee | HEL | Onshore Wind Turbine | WT |  | S | X | X |  |  | 250 | 0.95 | 250 | 250 | T | 10 | 2020 | 6 | 2022 | N | IPP Non-CHP | 2 | N | WND | [5 empty] | 180
63431 | Las Majadas Wind Farm, LLC | 63739 | Las Majadas Wind Farm | TX | Willacy | LMAJ | Onshore Wind Turbine | WT |  | S | X | X |  |  | 272.6 | 1 | 272.6 | 272.6 | U | 10 | 2020 | 3 | 2021 | N | IPP Non-CHP | 2 | N | WND | [5 empty] | 125
63434 | USS Viceroy Solar LLC | 63742 | USS Viceroy Solar LLC CSG | MN | Pope | USVIC | Solar Photovoltaic | PV |  | S | X | X |  |  | 1 |  | 1 | 1 | U | 12 | 2020 | 1 | 2021 | N | IPP Non-CHP | 2 | N | SUN
63436 | USS Hubers Solar LLC | 63744 | USS Hubers Solar LLC CSG | MN | Rice | HUBER | Solar Photovoltaic | PV |  | S | X | X |  |  | 1 |  | 1 | 1 | V | 12 | 2020 | 1 | 2021 | N | IPP Non-CHP | 2 | N | SUN
63441 | Fogarty Solar LLC | 63747 | Fogarty CSG | NY | Orange | GRA | Solar Photovoltaic | PV |  | S | X | X |  |  | 2 |  | 2 | 2 | TS | 5 | 2021 | 3 | 2021 | N | IPP Non-CHP | 2 | N | SUN
63451 | Madero Grid, LLC | 63757 | Madero Grid | TX | Hidalgo | MAD01 | Batteries | BA |  | S | X | X |  |  | 100 |  | 100 | 100 | L | 7 | 2021 | 1 | 2022 | N | IPP Non-CHP | 2 | N | MWH | [13 empty] | N | N | N
63676 | Silveira Ranch Road Solar | 63762 | Silveira Ranch Road Solar | CA | Marin | SILVA | Solar Photovoltaic | PV |  | W | X | X |  |  | 1 |  | 1 | 1 | TS | 10 | 2020 | 3 | 2021 | N | IPP Non-CHP | 2 | N | SUN | [13 empty] | N | N | N
63676 | Silveira Ranch Road Solar | 63762 | Silveira Ranch Road Solar | CA | Marin | SILVB | Solar Photovoltaic | PV |  | W | X | X |  |  | 1 |  | 1 | 1 | TS | 10 | 2020 | 3 | 2021 | N | IPP Non-CHP | 2 | N | SUN | [15 empty] | N
63676 | Silveira Ranch Road Solar | 63762 | Silveira Ranch Road Solar | CA | Marin | SILVC | Solar Photovoltaic | PV |  | W | X | X |  |  | 1 |  | 1 | 1 | TS | 10 | 2020 | 3 | 2021 | N | IPP Non-CHP | 2 | N | SUN | [15 empty] | N
57365 | Consolidated Edison Solutions Inc | 63763 | CES Agawam Tuckahoe Solar Hybrid | MA | Hampden | ATES | Batteries | BA |  | S | X | X |  |  | 2.3 |  | 2.3 | 2.3 | T | 3 | 2021 | 12 | 2021 | N | IPP Non-CHP | 2 | N | MWH
57365 | Consolidated Edison Solutions Inc | 63763 | CES Agawam Tuckahoe Solar Hybrid | MA | Hampden | ATPV | Solar Photovoltaic | PV |  | S | X | X |  |  | 3.6 |  | 3.6 | 3.6 | T | 3 | 2021 | 10 | 2021 | N | IPP Non-CHP | 2 | N | SUN
62842 | Lightsource Renewable Energy Asset Management, LLC | 63764 | Elm Branch Solar 1 | TX | Ellis | TXEB1 | Solar Photovoltaic | PV |  | W | X | X |  | ERCOT-N | 134.7 |  | 134.7 | 134.7 | U | 9 | 2021 | 11 | 2021 | N | IPP Non-CHP | 2 | N | SUN | [15 empty] | N
62842 | Lightsource Renewable Energy Asset Management, LLC | 63765 | Blackbear Solar 1 | AL | Montgomery | ALBB1 | Solar Photovoltaic | PV |  | W | X | X |  |  | 100 |  | 100 | 100 | P | 7 | 2022 | 8 | 2022 | N | IPP Non-CHP | 2 | N | SUN | [15 empty] | N
62842 | Lightsource Renewable Energy Asset Management, LLC | 63766 | Happy Solar 1 | AR | White | ARHA1 | Solar Photovoltaic | PV |  | W | X | X |  |  | 95 |  | 95 | 95 | P | 9 | 2022 | 9 | 2022 | N | IPP Non-CHP | 2 | N | SUN | [15 empty] | N
62842 | Lightsource Renewable Energy Asset Management, LLC | 63769 | Briar Creek Solar 1 | TX | Navarro | TXBC1 | Solar Photovoltaic | PV |  | W | X | X |  | ERCOT-N | 127 |  | 127 | 127 | U | 9 | 2021 | 11 | 2021 | N | IPP Non-CHP | 2 | N | SUN | [15 empty] | N
62842 | Lightsource Renewable Energy Asset Management, LLC | 63770 | Bighorn Solar 1 | CO | Pueblo | COBH1 | Solar Photovoltaic | PV |  | W | X | X |  |  | 240 |  | 240 | 240 | U | 11 | 2021 | 10 | 2021 | N | IPP Non-CHP | 2 | N | SUN | [15 empty] | N
62842 | Lightsource Renewable Energy Asset Management, LLC | 63773 | Elk Hill Solar 1 | PA | Franklin | PAEH1 | Solar Photovoltaic | PV |  | W | X | X |  | PJM PECO Zone | 20 |  | 20 | 20 | L | 9 | 2021 | 11 | 2021 | N | IPP Non-CHP | 2 | N | SUN | [15 empty] | N
63454 | Thunder Wolf Energy Center, LLC | 63776 | Thunder Wolf Energy Center Hybrid | CO | Pueblo | TW100 | Batteries | BA |  | S | X | X |  |  | 100 |  | 100 | 100 | P | 12 | 2022 | 12 | 2022 | N | IPP Non-CHP | 2 | N | MWH
63454 | Thunder Wolf Energy Center, LLC | 63776 | Thunder Wolf Energy Center Hybrid | CO | Pueblo | TW300 | Solar Photovoltaic | PV |  | S | X | X |  |  | 200 |  | 200 | 200 | U | 12 | 2022 | 12 | 2022 | N | IPP Non-CHP | 2 | N | SUN
63453 | JSD Pinson PV-1, LLC | 63777 | Pinson Solar Farm | SC | Spartanburg | 1310 | Solar Photovoltaic | PV |  | S | X | X |  |  | 26 | 0.8 | 20 | 20 | T | 6 | 2021 | 1 | 2022 | N | IPP Non-CHP | 2 | N | SUN
63465 | Candela Renewables, LLC | 63782 | Rough Hat | NV | Clark | RH1 | Solar Photovoltaic | PV |  | W | X | X |  |  | 400 |  | 400 | 400 | P | 3 | 2024 | 10 | 2024 | N | IPP Non-CHP | 2 | N | SUN
63465 | Candela Renewables, LLC | 63783 | Rough Hat 2 | NV | Nye | RH2 | Solar Photovoltaic | PV |  | W | X | X |  |  | 400 |  | 400 | 400 | P | 3 | 2024 | 3 | 2024 | N | IPP Non-CHP | 2 | N | SUN
63463 | Palomino Solar, LLC | 63784 | Palomino Solar | OH | Highland | PLMNO | Solar Photovoltaic | PV |  | S | X | X |  |  | 200 | 1 | 200 | 200 | P | 12 | 2023 | 12 | 2023 | N | IPP Non-CHP | 2 | N | SUN | [13 empty] | N | N | N
63464 | Crossroads Solar, LLC | 63785 | Crossroads Solar (PA) | PA | Franklin | CROSS | Solar Photovoltaic | PV |  | S | X | X |  |  | 50 | 1 | 50 | 50 | P | 12 | 2023 | 12 | 2023 | N | IPP Non-CHP | 2 | N | SUN | [13 empty] | N | N | N
58970 | Ecoplexus, Inc | 63787 | Pleasant Hill PV1 | NC | Northampton | PHILL | Solar Photovoltaic | PV |  | S | X | X |  |  | 20 | 0.95 | 20 | 20 | L | 6 | 2021 | 7 | 2022 | N | IPP Non-CHP | 2 | N | SUN | [15 empty] | N
58970 | Ecoplexus, Inc | 63789 | East Nash PV2 | NC | Nash | ENSH2 | Solar Photovoltaic | PV |  | S | X | X |  |  | 23.4 | 0.95 | 23.4 | 23.4 | L | 12 | 2021 | 12 | 2022 | N | IPP Non-CHP | 2 | N | SUN | [15 empty] | N
64151 | Svihel Community Solar LLC | 63792 | Svihel Community Solar LLC CSG | MN | Benton | SVH01 | Solar Photovoltaic | PV |  | S | X | X |  |  | 1 | 0.98 | 1 | 1 | V | 7 | 2020 | 4 | 2021 | N | IPP Non-CHP | 2 | N | SUN
64152 | Studenski Community Solar LLC | 63793 | Studenski Community Solar LLC CSG | MN | Benton | STU01 | Solar Photovoltaic | PV |  | S | X | X |  |  | 1 | 0.98 | 1 | 1 | V | 7 | 2020 | 4 | 2021 | N | IPP Non-CHP | 2 | N | SUN
61222 | 174 Power Global Corp. | 63797 | Gerdau | TX | Ellis | GER01 | Solar Photovoltaic | PV |  | S | X | X |  |  | 80 | 0.95 | 80 | 80 | P | 12 | 2021 | 6 | 2022 | N | IPP Non-CHP | 2 | N | SUN
61222 | 174 Power Global Corp. | 63798 | Atlas | AZ | La Paz | ATL01 | Solar Photovoltaic | PV |  | S | X | X |  |  | 300 |  | 300 | 300 | P | 12 | 2022 | 12 | 2022 | N | IPP Non-CHP | 2 | N | SUN
61222 | 174 Power Global Corp. | 63798 | Atlas | AZ | La Paz | ATLB1 | Batteries | BA |  | S | X | X |  |  | 300 |  | 300 | 300 | P | 12 | 2022 | 12 | 2022 | N | IPP Non-CHP | 2 | N | MWH
61222 | 174 Power Global Corp. | 63799 | Kupehau | HI | Honolulu | KUP01 | Solar Photovoltaic | PV |  | S | X | X |  |  | 60 |  | 60 | 60 | P | 6 | 2022 | 6 | 2022 | N | IPP Non-CHP | 2 | N | SUN
61222 | 174 Power Global Corp. | 63799 | Kupehau | HI | Honolulu | KUPB1 | Batteries | BA |  | S | X | X |  |  | 60 |  | 60 | 60 | P | 6 | 2022 | 6 | 2022 | N | IPP Non-CHP | 2 | N | MWH
9324 | Indiana Michigan Power Co | 63801 | St. Joseph Solar | IN | St Joseph | 1 | Solar Photovoltaic | PV |  | S | X | X |  |  | 20 |  | 20 | 20 | V | 3 | 2021 | 3 | 2021 | N | Electric Utility | 1 | N | SUN
63488 | Shady Hills Energy Center, LLC | 63802 | Shady Hills Combined Cycle Facility | FL | Pasco | G001 | Natural Gas Fired Combined Cycle | CS |  | S | Y | N |  |  | 573 | 0.85 | 546 | 573 | U | 12 | 2021 | 6 | 2024 | N | IPP Non-CHP | 2 | N | NG | [13 empty] | N | N | N | N | N
63490 | Williamsville Road LLC | 63805 | Williamsville Hybrid | MA | Worcester | WBESS | Batteries | BA |  | S | X | X |  |  | 3.3 |  | 3.3 | 3.3 | V | 9 | 2020 | 10 | 2021 | N | IPP Non-CHP | 2 | N | MWH
63490 | Williamsville Road LLC | 63805 | Williamsville Hybrid | MA | Worcester | WIL | Solar Photovoltaic | PV |  | S | X | X |  |  | 5 |  | 5 | 5 | V | 9 | 2020 | 10 | 2021 | N | IPP Non-CHP | 2 | N | SUN
63492 | West River Solar, LLC | 63806 | West River Solar, LLC | NC | Guilford | PGR28 | Solar Photovoltaic | PV |  | S | X | X |  |  | 40 | 0.95 | 40 | 40 | L | 12 | 2021 | 12 | 2021 | N | IPP Non-CHP | 2 | N | SUN
63493 | Sugar Solar, LLC | 63807 | Sugar Solar, LLC | NC | Yadkin | PGR29 | Solar Photovoltaic | PV |  | S | X | X |  |  | 60 | 0.95 | 60 | 60 | U | 9 | 2021 | 9 | 2021 | N | IPP Non-CHP | 2 | N | SUN
63494 | Allora Solar, LLC | 63808 | Allora Solar, LLC | SC | Lexington | PGR30 | Solar Photovoltaic | PV |  | S | X | X |  |  | 75 | 0.95 | 75 | 75 | L | 12 | 2022 | 12 | 2022 | N | IPP Non-CHP | 2 | N | SUN
63496 | Lick Creek Solar, LLC | 63811 | Lick Creek Solar, LLC | NC | Stokes | PGR27 | Solar Photovoltaic | PV |  | S | X | X |  |  | 50 | 0.95 | 50 | 50 | U | 12 | 2021 | 12 | 2021 | N | IPP Non-CHP | 2 | N | SUN
63497 | Highest Power Solar, LLC | 63812 | Highest Power Solar, LLC | NC | Franklin | PGR31 | Solar Photovoltaic | PV |  | S | X | X |  |  | 48.7 | 0.95 | 48.7 | 48.7 | L | 12 | 2021 | 12 | 2021 | N | IPP Non-CHP | 2 | N | SUN
63499 | Gunsight Solar, LLC | 63813 | Gunsight Solar, LLC | SC | Lexington | PGR26 | Solar Photovoltaic | PV |  | S | X | X |  |  | 75 | 0.95 | 75 | 75 | L | 6 | 2021 | 6 | 2022 | N | IPP Non-CHP | 2 | N | SUN
63474 | Hecate Energy Gedney Hill LLC | 63815 | Hecate Energy Gedney Hill | NY | Albany | GEDNY | Solar Photovoltaic | PV |  | S | X | X |  |  | 20 |  | 20 | 20 | P | 6 | 2021 | 6 | 2022 | N | IPP Non-CHP | 2 | N | SUN
62915 | Madison Energy Holdings LLC | 63816 | RJC CSG, LLC | MN | Steele | RJC01 | Solar Photovoltaic | PV |  | S | X | X |  |  | 1 | 0.98 | 1 | 1 | V | 7 | 2020 | 6 | 2021 | N | IPP Non-CHP | 2 | N | SUN
63501 | Panther Grove Wind, LLC | 63818 | Panther Grove Wind, LLC | IL | Woodford | 78787 | Onshore Wind Turbine | WT |  | S | X | X |  |  | 400 |  | 400 | 400 | P | 12 | 2021 | 12 | 2022 | N | IPP Non-CHP | 2 | N | WND | [5 empty] | 85
63504 | Kruger Energy Mantura Solar, LLC | 63822 | Kruger Energy Mantura Solar, LLC | VA | Surry | KEMS | Solar Photovoltaic | PV |  | S | X | X |  |  | 60 |  | 60 | 60 | P | 12 | 2023 | 12 | 2023 | N | IPP Non-CHP | 2 | N | SUN
56769 | Consolidated Edison Development Inc. | 63823 | CED Beecher Sun Solar | IL | Will | BS1 | Solar Photovoltaic | PV |  | S | X | X |  |  | 2 |  | 2 | 2 | V | 10 | 2020 | 1 | 2021 | N | IPP Non-CHP | 2 | N | SUN
56769 | Consolidated Edison Development Inc. | 63824 | CED Hilltop Solar | IL | Winnebago | HS1 | Solar Photovoltaic | PV |  | S | X | X |  |  | 2 |  | 2 | 2 | V | 9 | 2020 | 1 | 2021 | N | IPP Non-CHP | 2 | N | SUN
63502 | Partin Solar, LLC | 63827 | Partin Solar | NC | Surry | 95 | Solar Photovoltaic | PV |  | S | X | X |  |  | 50 |  | 50 | 50 | V | 8 | 2021 | 1 | 2022 | N | IPP Non-CHP | 2 | N | SUN
49893 | Invenergy Services LLC | 63828 | Hardin Solar Energy II LLC | OH | Hardin | GEN1 | Solar Photovoltaic | PV |  | S | X | X |  |  | 170 |  | 170 | 170 | U | 6 | 2022 | 6 | 2023 | N | IPP Non-CHP | 2 | N | SUN
63511 | Constellation Solar Illinois 2, LLC | 63830 | Conagra Foods at St. Elmo | IL | Fayette | CFS | Solar Photovoltaic | PV |  | S | X | X |  |  | 1.8 |  | 1.8 | 1.8 | U | 11 | 2020 | 1 | 2021 | N | IPP Non-CHP | 2 | N | SUN
57416 | Acciona Energy USA Global, LLC | 63838 | High Point Solar LLC | IL | Stephenson | HPS | Solar Photovoltaic | PV |  | S | X | X |  |  | 100 |  | 100 | 100 | L | 12 | 2021 | 12 | 2022 | N | IPP Non-CHP | 2 | N | SUN
63515 | Sparta Solar, LLC | 63840 | Sparta Solar | TX | Bee | 1111 | Solar Photovoltaic | PV |  | S | X | X |  |  | 250 | 0.9 | 250 | 250 | T | 6 | 2022 | 6 | 2022 | N | IPP Non-CHP | 2 | N | SUN
63520 | 326FW 8me LLC | 63841 | Arida Solar | NV | Clark | ARIDA | Solar Photovoltaic | PV |  | S | X | X |  |  | 370 |  | 370 | 370 | P | 6 | 2023 | 6 | 2023 | N | IPP Non-CHP | 2 | N | SUN
63519 | Trent River Solar, LLC | 63842 | Trent River Solar, LLC | NC | Jones | PGR25 | Solar Photovoltaic | PV |  | S | X | X |  |  | 78.7 | 0.95 | 78.7 | 78.7 | U | 8 | 2021 | 7 | 2021 | N | IPP Non-CHP | 2 | N | SUN
63522 | Santa Ana Storage 1 | 63843 | Johanna Energy Center, LLC | CA | Orange | SASP1 | Batteries | BA |  | S | X | X |  |  | 20 |  | 20 | 20 | V | 10 | 2020 | 6 | 2021 | N | IPP Non-CHP | 2 | N | MWH
63523 | DePue Holdings, LLC | 63845 | DePue Holdings, LLC | IL | Bureau | DEPUE | Solar Photovoltaic | PV |  | S | X | X |  |  | 20 | 0.95 | 20 | 20 | T | 3 | 2021 | 11 | 2021 | N | IPP Non-CHP | 2 | N | SUN
63524 | Freepoint Commodities LLC | 63846 | Raceway Solar | DE | Kent | RACE | Solar Photovoltaic | PV |  | S | X | X |  |  | 50 |  | 50 | 50 | P | 6 | 2022 | 3 | 2023 | N | IPP Non-CHP | 2 | N | SUN
63525 | Westlands Solar Blue, LLC | 63848 | Solar Blue | CA | Kings | SBLUE | Solar Photovoltaic | PV |  | S | X | X |  |  | 250 |  | 250 | 250 | T | 6 | 2020 | 12 | 2022 | N | IPP Non-CHP | 2 | N | SUN
63526 | Chestnut Westside, LLC | 63849 | Chestnut | CA | Kings | CHNUT | Solar Photovoltaic | PV |  | S | X | X |  |  | 150.6 |  | 150.6 | 150.6 | T | 11 | 2020 | 12 | 2022 | N | IPP Non-CHP | 2 | N | SUN
63527 | Westlands Cherry, LLC | 63850 | Cherry | CA | Kings | CHERY | Solar Photovoltaic | PV |  | S | X | X |  |  | 249.7 |  | 249.7 | 249.7 | L | 6 | 2023 | 12 | 2023 | N | IPP Non-CHP | 2 | N | SUN
63528 | Westlands Grape, LLC | 63851 | Grape | CA | Kings | GRAPE | Solar Photovoltaic | PV |  | S | X | X |  |  | 246.4 |  | 246.4 | 246.4 | L | 6 | 2023 | 12 | 2023 | N | IPP Non-CHP | 2 | N | SUN
62627 | Alchemy Renewable Energy | 63861 | Logansport Solar | IN | Cass | INLP | Solar Photovoltaic | PV |  | S | X | X |  |  | 16 |  | 16 | 16 | L | 3 | 2021 | 8 | 2021 | N | IPP Non-CHP | 2 | N | SUN
63536 | SunEast Valley Solar LLC | 63862 | SunEast Valley Solar Project | NY | Tioga | Q#828 | Solar Photovoltaic | PV |  | S | X | X |  |  | 20 |  | 20 | 20 | P | 11 | 2021 | 5 | 2022 | N | IPP Non-CHP | 2 | N | SUN
63537 | SunEast Grassy Knoll Solar LLC | 63863 | SunEast Grassy Knoll Solar Project | NY | Herkimer | Q#885 | Solar Photovoltaic | PV |  | S | X | X |  |  | 20 |  | 20 | 20 | P | 11 | 2021 | 5 | 2022 | N | IPP Non-CHP | 2 | N | SUN
63538 | SunEast Limestone Solar LLC | 63864 | SunEast Limestone Solar Project | NY | Fulton | Q#806 | Solar Photovoltaic | PV |  | S | X | X |  |  | 20 |  | 20 | 20 | P | 11 | 2021 | 5 | 2022 | N | IPP Non-CHP | 2 | N | SUN
63539 | SunEast Fairway Solar LLC | 63865 | SunEast Fariway Solar Project | NY | St Lawrence | Q#848 | Solar Photovoltaic | PV |  | S | X | X |  |  | 20 |  | 20 | 20 | P | 11 | 2021 | 5 | 2022 | N | IPP Non-CHP | 2 | N | SUN
63540 | SunEast Highview Solar LLC | 63866 | SunEast Highview Solar Project | NY | Wyoming | Q#591 | Solar Photovoltaic | PV |  | S | X | X |  |  | 20 |  | 20 | 20 | P | 11 | 2021 | 5 | 2022 | N | IPP Non-CHP | 2 | N | SUN
63541 | SunEast Tabletop Solar LLC | 63867 | SunEast Tabletop Solar Project | NY | Montgomery | Q#869 | Solar Photovoltaic | PV |  | S | X | X |  |  | 80 |  | 80 | 80 | P | 10 | 2022 | 10 | 2022 | N | IPP Non-CHP | 2 | N | SUN
63543 | SunEast Hilltop Solar LLC | 63868 | SunEast Hilltop Solar Project | NY | Rensselaer | Q#807 | Solar Photovoltaic | PV |  | S | X | X |  |  | 20 |  | 20 | 20 | P | 11 | 2021 | 5 | 2022 | N | IPP Non-CHP | 2 | N | SUN
58970 | Ecoplexus, Inc | 63870 | Camp San Luis Obispo | CA | San Luis Obispo | CPSLO | Solar Photovoltaic | PV |  | S | X | X |  |  | 1.2 |  | 1.2 | 1.2 | P | 12 | 2020 | 11 | 2021 | N | IPP Non-CHP | 2 | N | SUN | [15 empty] | N
58970 | Ecoplexus, Inc | 63875 | Kern Valley SP | CA | Kern | KRNVL | Solar Photovoltaic | PV |  | S | X | X |  |  | 3 |  | 3 | 3 | P | 12 | 2020 | 11 | 2021 | N | IPP Non-CHP | 2 | N | SUN | [15 empty] | N
58970 | Ecoplexus, Inc | 63876 | Mule Creek State Prison | CA | Amador | MLCRK | Solar Photovoltaic | PV |  | S | X | X |  |  | 2.1 |  | 2.1 | 2.1 | P | 1 | 2021 | 11 | 2021 | N | IPP Non-CHP | 2 | N | SUN | [15 empty] | N
56215 | RWE Renewables Americas LLC | 63877 | Willowbrook Solar I, LLC | OH | Highland | WBS | Solar Photovoltaic | PV |  | S | X | X |  |  | 150 |  | 150 | 150 | L | 12 | 2022 | 12 | 2022 | N | IPP Non-CHP | 2 | N | SUN
63553 | Haymaker Energy Project LLC | 63878 | Haymaker Hybrid | MT | Wheatland | HAY | Onshore Wind Turbine | WT |  | S | X | X |  |  | 600 |  | 600 | 600 | P | 12 | 2023 | 12 | 2023 | N | IPP Non-CHP | 2 | N | WND | [5 empty] | 104
63553 | Haymaker Energy Project LLC | 63878 | Haymaker Hybrid | MT | Wheatland | HBESS | Batteries | BA |  | S | X | X |  |  | 200 |  | 200 | 200 | P | 12 | 2021 | 12 | 2022 | N | IPP Non-CHP | 2 | N | MWH
63289 | Key Capture Energy | 63880 | TX17 Nickel Prairie Storage | TX | Brazoria | TX17 | Batteries | BA |  | S | X | X |  |  | 100 | 1 | 100 | 100 | P | 12 | 2021 | 12 | 2022 | N | IPP Non-CHP | 2 | N | MWH | [15 empty] | N
49893 | Invenergy Services LLC | 63882 | Samson Solar Energy II LLC | TX | Lamar | GEN1 | Solar Photovoltaic | PV |  | S | X | X |  |  | 200 |  | 200 | 200 | U | 6 | 2023 | 6 | 2023 | N | IPP Non-CHP | 2 | N | SUN
49893 | Invenergy Services LLC | 63883 | Samson Solar Energy III LLC | TX | Lamar | GEN1 | Solar Photovoltaic | PV |  | S | X | X |  |  | 250 |  | 250 | 250 | U | 6 | 2023 | 2 | 2022 | N | IPP Non-CHP | 2 | N | SUN
49893 | Invenergy Services LLC | 63884 | Delilah Solar Energy II LLC | TX | Red River | GEN1 | Solar Photovoltaic | PV |  | S | X | X |  |  | 310 |  | 310 | 310 | U | 6 | 2022 | 6 | 2022 | N | IPP Non-CHP | 2 | N | SUN
63558 | Chickahominy Power LLC | 63886 | Chickahominy Power LLC | VA | Charles City | CP001 | Natural Gas Fired Combined Cycle | CS |  | S | N | N |  |  | 572.1 |  | 557.3 | 557.3 | T | 4 | 2021 | 4 | 2025 | N | IPP Non-CHP | 2 | N | NG | [15 empty] | N
63558 | Chickahominy Power LLC | 63886 | Chickahominy Power LLC | VA | Charles City | CP002 | Natural Gas Fired Combined Cycle | CS |  | S | N | N |  |  | 572.1 |  | 557.3 | 557.3 | T | 5 | 2021 | 5 | 2025 | N | IPP Non-CHP | 2 | N | NG | [15 empty] | N
63558 | Chickahominy Power LLC | 63886 | Chickahominy Power LLC | VA | Charles City | CP003 | Natural Gas Fired Combined Cycle | CS |  | S | N | N |  |  | 572.1 |  | 557.3 | 557.3 | T | 6 | 2021 | 6 | 2025 | N | IPP Non-CHP | 2 | N | NG | [15 empty] | N
63559 | Edmondson Ranch Wind, LLC | 63890 | Edmondson Ranch Wind, LLC | TX | Glasscock | ERWE | Onshore Wind Turbine | WT |  | S | X | X |  |  | 293.3 | 1 | 293.3 | 293.3 | L | 12 | 2021 | 12 | 2022 | N | IPP Non-CHP | 2 | N | WND | [5 empty] | 104
63550 | Ventura Energy Storage, LLC | 63891 | Saticoy | CA | Ventura | SATCY | Batteries | BA |  | S | X | X |  |  | 100 |  | 100 | 100 | U | 4 | 2021 | 4 | 2021 | N | IPP Non-CHP | 2 | N | MWH
63549 | Lily Solar, LLC | 63892 | Lily Solar Hybrid | TX | Kaufman | LILY | Solar Photovoltaic | PV |  | S | X | X |  |  | 181 |  | 146 | 146 | U | 6 | 2021 | 8 | 2021 | N | IPP Non-CHP | 2 | N | SUN
63549 | Lily Solar, LLC | 63892 | Lily Solar Hybrid | TX | Kaufman | LILYB | Batteries | BA |  | S | X | X |  |  | 50 |  | 50 | 50 | U | 6 | 2021 | 8 | 2021 | N | IPP Non-CHP | 2 | N | MWH
63568 | BD Solar 1 LLC | 63894 | Milo PV - BD Solar 1 LLC | ME | Piscataquis | MILPV | Solar Photovoltaic | PV |  | S | X | X |  |  | 20 |  | 20 | 20 | TS | 3 | 2021 | 6 | 2021 | N | IPP Non-CHP | 2 | N | SUN
63567 | BD Solar Augusta LLC | 63895 | Augusta PV - BD Solar Augusta LLC | ME | Kennebec | AUGPV | Solar Photovoltaic | PV |  | S | X | X |  |  | 7.2 |  | 7.2 | 7.2 | TS | 3 | 2021 | 6 | 2021 | N | IPP Non-CHP | 2 | N | SUN
63566 | BD Solar Fairfield LLC | 63896 | Fairfield PV - BD Solar Fairfield LLC | ME | Somerset | FAIPV | Solar Photovoltaic | PV |  | S | X | X |  |  | 5 |  | 5 | 5 | TS | 3 | 2021 | 6 | 2021 | N | IPP Non-CHP | 2 | N | SUN
63565 | BD Solar Oxford LLC | 63897 | Oxford PV - BD Solar Oxford LLC | ME | Oxford | OXFPV | Solar Photovoltaic | PV |  | S | X | X |  |  | 9.2 |  | 9.2 | 9.2 | TS | 3 | 2021 | 6 | 2021 | N | IPP Non-CHP | 2 | N | SUN
56769 | Consolidated Edison Development Inc. | 63898 | CED Denmark Solar Hybrid | ME | Oxford | DSBS | Batteries | BA |  | S | X | X |  |  | 2.3 |  | 2.3 | 2.3 | L | 6 | 2021 | 1 | 2022 | N | IPP Non-CHP | 2 | N | MWH
56769 | Consolidated Edison Development Inc. | 63898 | CED Denmark Solar Hybrid | ME | Oxford | DSPV | Solar Photovoltaic | PV |  | S | X | X |  |  | 2.5 |  | 2.5 | 2.5 | L | 6 | 2021 | 1 | 2022 | N | IPP Non-CHP | 2 | N | SUN
61012 | AES Distributed Energy | 63900 | AES Waikoloa Solar Hybrid | HI | Hawaii | KLOAB | Batteries | BA |  | S | X | X |  |  | 30 | 0.85 | 30 | 30 | L | 11 | 2022 | 11 | 2022 | N | IPP Non-CHP | 2 | N | MWH
61012 | AES Distributed Energy | 63900 | AES Waikoloa Solar Hybrid | HI | Hawaii | YKLOA | Solar Photovoltaic | PV |  | S | X | X |  |  | 30 | 0.85 | 30 | 30 | L | 11 | 2022 | 11 | 2022 | N | IPP Non-CHP | 2 | N | SUN
63551 | SunEast Flat Hill Solar LLC | 63901 | SunEast Flat Hill Solar Project | NY | Herkimer | Q#865 | Solar Photovoltaic | PV |  | S | X | X |  |  | 20 |  | 20 | 20 | P | 11 | 2021 | 5 | 2022 | N | IPP Non-CHP | 2 | N | SUN
63571 | Azure Sky Solar Project, LLC | 63905 | Azure Sky Solar | TX | Haskell | ASKYB | Batteries | BA |  | S | X | X |  |  | 77 |  | 77 | 77 | U | 8 | 2021 | 8 | 2021 | N | IPP Non-CHP | 2 | N | MWH
63571 | Azure Sky Solar Project, LLC | 63905 | Azure Sky Solar | TX | Haskell | ASKYS | Solar Photovoltaic | PV |  | S | X | X |  |  | 225 |  | 225 | 225 | U | 7 | 2021 | 7 | 2021 | N | IPP Non-CHP | 2 | N | SUN
63579 | Illinois Winds LLC | 63907 | Panther Creek Wind Project | IL | Pike | WTGE | Onshore Wind Turbine | WT |  | S | X | X |  |  | 46.3 | 0.9 | 44.5 | 44.5 | T | 10 | 2021 | 10 | 2023 | N | IPP Non-CHP | 2 | N | WND | [5 empty] | 16 | [7 empty] | N | N | N
58468 | Dominion Renewable Energy | 63909 | Otter Creek Solar | VA | Mecklenburg | OTTER | Solar Photovoltaic | PV |  | S | X | X |  |  | 60 | 0.95 | 60 | 60 | L | 12 | 2020 | 12 | 2022 | N | IPP Non-CHP | 2 | N | SUN
63575 | Bluegrass Solar, LLC | 63910 | Bluegrass Solar | MD | Queen Annes | BGS | Solar Photovoltaic | PV |  | S | X | X |  |  | 80 |  | 80 | 80 | L | 6 | 2022 | 6 | 2022 | N | IPP Non-CHP | 2 | N | SUN
63576 | MEC North | 63911 | MEC North | MI | Calhoun | MECN | Natural Gas Fired Combined Cycle | CS |  | S | Y | Y |  |  | 500 | 1 | 500 | 500 | T | 6 | 2024 | 6 | 2025 | N | IPP Non-CHP | 2 | N | NG | [13 empty] | N | N | N
63577 | MEC South | 63912 | MEC South | MI | Calhoun | MECS | Natural Gas Fired Combined Cycle | CS |  | S | Y | Y |  |  | 500 | 1 | 500 | 500 | L | 6 | 2024 | 6 | 2024 | N | IPP Non-CHP | 2 | N | NG | [13 empty] | N | N | N
63578 | Dodge Flat Solar, LLC | 63913 | Dodge Flat | NV | Washoe | DODGB | Batteries | BA |  | S | X | X |  |  | 50 |  | 50 | 50 | L | 12 | 2021 | 12 | 2021 | N | IPP Non-CHP | 2 | N | MWH
63578 | Dodge Flat Solar, LLC | 63913 | Dodge Flat | NV | Washoe | DODGE | Solar Photovoltaic | PV |  | S | X | X |  |  | 200 |  | 200 | 200 | L | 12 | 2021 | 12 | 2021 | N | IPP Non-CHP | 2 | N | SUN
63572 | Marbury Point Solar LLC | 63917 | DC Water Solar | DC | District of Columbia | 8030A | Solar Photovoltaic | PV |  | S | X | X |  |  | 4.5 |  | 4.5 | 4.5 | V | 12 | 2020 | 5 | 2021 | N | IPP Non-CHP | 2 | N | SUN
17633 | Southern Indiana Gas & Elec Co | 63929 | Troy Solar | IN | Spencer | TROY1 | Solar Photovoltaic | PV |  | S | X | X | SIGE.TROY_SOL | SIGE.TROY_SOL | 50.4 | 0.95 | 50.4 | 50.4 | V | 4 | 2021 | 4 | 2021 | N | Electric Utility | 1 | N | SUN | [9 empty] | N
61230 | CD Arevon USA, Inc. | 63930 | Cal Flats BESS | CA | Monterey | CF60 | Batteries | BA |  | S | X | X |  |  | 60.5 | 0.915 | 60.5 | 60.5 | U | 6 | 2021 | 9 | 2021 | N | IPP Non-CHP | 2 | N | MWH | [13 empty] | N | N | N | N | N
63601 | CPV Three Rivers, LLC | 63931 | CPV Three Rivers Energy Center | IL | Grundy | GEN1 | Natural Gas Fired Combined Cycle | CS |  | S | N | N |  |  | 650 |  | 607 | 625 | U | 5 | 2023 | 5 | 2023 | N | IPP Non-CHP | 2 | N | NG | [15 empty] | N
63601 | CPV Three Rivers, LLC | 63931 | CPV Three Rivers Energy Center | IL | Grundy | GEN2 | Natural Gas Fired Combined Cycle | CS |  | S | N | N |  |  | 650 |  | 607 | 625 | U | 5 | 2023 | 5 | 2023 | N | IPP Non-CHP | 2 | N | NG | [15 empty] | N
13407 | Nevada Power Co | 63933 | Dry Lake Solar Energy Center | NV | Clark | DLES1 | Batteries | BA |  | S | X | X |  |  | 100 | 0.95 | 100 | 100 | L | 12 | 2023 | 12 | 2023 | N | Electric Utility | 1 | N | MWH
13407 | Nevada Power Co | 63933 | Dry Lake Solar Energy Center | NV | Clark | DLPV1 | Solar Photovoltaic | PV |  | S | X | X |  |  | 150 | 0.95 | 150 | 150 | L | 12 | 2023 | 12 | 2023 | N | Electric Utility | 1 | N | SUN
63608 | Silver Lake Garden LLC | 63936 | Silver Lake Garden | MN | Waseca | CGS | Solar Photovoltaic | PV |  | S | X | X |  |  | 1 |  | 1 | 1 | TS | 11 | 2020 | 1 | 2021 | N | IPP Non-CHP | 2 | N | SUN
63604 | Union Garden LLC | 63939 | Union Garden | MN | Rice | CGS | Solar Photovoltaic | PV |  | S | X | X |  |  | 1 |  | 1 | 1 | TS | 3 | 2021 | 3 | 2021 | N | IPP Non-CHP | 2 | N | SUN
63606 | Central 40, LLC | 63940 | Central 40 | CA | Stanislaus | CEN40 | Solar Photovoltaic | PV |  | W | X | X |  |  | 40 |  | 40 | 40 | V | 12 | 2020 | 2 | 2021 | N | IPP Non-CHP | 2 | N | SUN
2770 | Terra-Gen Operating Co-Wind | 63941 | Oasis Alta | CA | Kern | OA1 | Onshore Wind Turbine | WT |  | S | X | X |  |  | 14.4 |  | 14.4 | 14.4 | U | 12 | 2020 | 4 | 2021 | N | IPP Non-CHP | 2 | N | WND | [5 empty] | 4
64172 | Arevon Asset Management | 63943 | Coso Battery Storage | CA | Inyo | 61730 | Batteries | BA |  | J | X | X |  |  | 60 | 0.95 | 60 | 60 | L | 6 | 2021 | 10 | 2021 | N | IPP Non-CHP | 2 | N | MWH
62856 | Forefront Power, LLC | 63947 | DGS Valley State Prison | CA | Madera | 579 | Solar Photovoltaic | PV |  | S | X | X |  |  | 2.3 |  | 2.3 | 2.3 | V | 10 | 2020 | 2 | 2021 | N | IPP Non-CHP | 2 | N | SUN
56769 | Consolidated Edison Development Inc. | 63948 | CED Spring Creek Solar | IL | Kankakee | CS1 | Solar Photovoltaic | PV |  | S | X | X |  |  | 2 |  | 2 | 2 | V | 11 | 2020 | 1 | 2021 | N | IPP Non-CHP | 2 | N | SUN
63613 | Cortland Solar 2 LLC | 63949 | Cortland | IL | Dekalb | CORT2 | Solar Photovoltaic | PV |  | S | X | X |  |  | 2 |  | 2 | 2 | V | 10 | 2020 | 5 | 2021 | N | IPP Non-CHP | 2 | N | SUN
63616 | Lena Solar 1 LLC | 63951 | Lena | IL | Stephenson | LENA | Solar Photovoltaic | PV |  | S | X | X |  |  | 2 |  | 2 | 2 | V | 10 | 2020 | 5 | 2021 | N | IPP Non-CHP | 2 | N | SUN
63612 | Perquimans Solar LLC | 63955 | Perquimans Solar LLC | NC | Perquimans | PERQU | Solar Photovoltaic | PV |  | S | X | X |  |  | 5 |  | 5 | 5 | T | 11 | 2021 | 2 | 2022 | N | IPP Non-CHP | 2 | N | SUN
60281 | Altus Power America Management, LLC | 63966 | FastSun12 CSG | MN | Rice | FS12 | Solar Photovoltaic | PV |  | S | X | X |  |  | 1 | 0.95 | 1 | 1 | V | 8 | 2020 | 7 | 2021 | N | IPP Non-CHP | 2 | N | SUN
63511 | Constellation Solar Illinois 2, LLC | 63967 | Charter Durabar at Woodstock | IL | McHenry | CDB1 | Solar Photovoltaic | PV |  | S | X | X |  |  | 1 | 1 | 1 | 1 | V | 11 | 2020 | 1 | 2021 | N | IPP Non-CHP | 2 | N | SUN
63511 | Constellation Solar Illinois 2, LLC | 63967 | Charter Durabar at Woodstock | IL | McHenry | CDB2 | Solar Photovoltaic | PV |  | S | X | X |  |  | 1 | 1 | 1 | 1 | V | 11 | 2020 | 1 | 2021 | N | IPP Non-CHP | 2 | N | SUN
63511 | Constellation Solar Illinois 2, LLC | 63968 | The GSI Group LLC at Assumption | IL | Christian | GSI | Solar Photovoltaic | PV |  | S | X | X |  |  | 1.5 | 1 | 1.5 | 1.5 | V | 11 | 2020 | 1 | 2021 | N | IPP Non-CHP | 2 | N | SUN
63625 | CCUA Solar, LLC | 63971 | CCUA Solar | NJ | Cumberland | CCUA | Solar Photovoltaic | PV |  | S | X | X |  |  | 1.5 |  | 1.5 | 1.5 | V | 12 | 2020 | 7 | 2021 | N | IPP Non-CHP | 2 | N | SUN
63626 | Two Rivers Wind LLC | 63972 | Two Rivers Wind Facility | WY | Carbon | TR1 | Onshore Wind Turbine | WT |  | S | X | X | WYOEAST | WYOEAST | 290 | 0.95 | 280 | 280 | L | 12 | 2024 | 12 | 2024 | N | IPP Non-CHP | 2 | N | WND | [5 empty] | 58 | [7 empty] | N | N | N
61060 | Cypress Creek Renewables | 63976 | Bay Tree | NC | Bladen | 959 | Solar Photovoltaic | PV |  | S | X | X |  |  | 70.1 |  | 70.1 | 70.1 | U | 10 | 2021 | 10 | 2021 | N | IPP Non-CHP | 2 | N | SUN
6455 | Duke Energy Florida, LLC | 63978 | Duette Solar Power Plant | FL | Manatee | PV1 | Solar Photovoltaic | PV |  | S | X | X |  |  | 74.5 | 0.95 | 74.5 | 74.5 | T | 11 | 2021 | 11 | 2021 | N | Electric Utility | 1 | N | SUN
63636 | Homestead Fuel Cell 1, LLC | 63980 | Homestead Fuel Cell | CT | Hartford | MM50 | Other Natural Gas | FC |  | S | X | X |  |  | 2.8 |  | 2.8 | 2.8 | P | 9 | 2022 | 9 | 2022 | N | IPP Non-CHP | 2 | N | NG
63636 | Homestead Fuel Cell 1, LLC | 63980 | Homestead Fuel Cell | CT | Hartford | MM51 | Other Natural Gas | FC |  | S | X | X |  |  | 2.8 |  | 2.8 | 2.8 | P | 9 | 2022 | 9 | 2022 | N | IPP Non-CHP | 2 | N | NG
63636 | Homestead Fuel Cell 1, LLC | 63980 | Homestead Fuel Cell | CT | Hartford | MM52 | Other Natural Gas | FC |  | S | X | X |  |  | 2.8 |  | 2.8 | 2.8 | P | 9 | 2022 | 9 | 2022 | N | IPP Non-CHP | 2 | N | NG
56545 | Pattern Operators LP | 63981 | Red Cloud Wind LLC | NM | Lincoln | 1 | Onshore Wind Turbine | WT |  | S | X | X |  |  | 350 |  | 350 | 350 | P | 12 | 2021 | 12 | 2021 | N | IPP Non-CHP | 2 | N | WND | [5 empty] | 124
6455 | Duke Energy Florida, LLC | 63982 | Charlie Creek Solar Power Plant | FL | Hardee | PV1 | Solar Photovoltaic | PV |  | S | X | X |  |  | 74.9 | 0.95 | 74.9 | 74.9 | T | 12 | 2021 | 12 | 2021 | N | Electric Utility | 1 | N | SUN
63639 | Rocket Solar, LLC | 63983 | Rocket Solar, LLC | UT | Box Elder | RS | Solar Photovoltaic | PV |  | S | X | X |  |  | 80 |  | 80 | 80 | P | 9 | 2021 | 10 | 2022 | N | IPP Non-CHP | 2 | N | SUN
63638 | Horseshoe Solar, LLC | 63984 | Horseshoe Solar, LLC | UT | Tooele | HSS | Solar Photovoltaic | PV |  | S | X | X |  |  | 75 |  | 75 | 75 | P | 9 | 2021 | 10 | 2022 | N | IPP Non-CHP | 2 | N | SUN
57416 | Acciona Energy USA Global, LLC | 63985 | Fort Bend Solar LLC | TX | Fort Bend | FBS | Solar Photovoltaic | PV |  | S | X | X |  |  | 240 |  | 240 | 240 | L | 4 | 2022 | 7 | 2022 | N | IPP Non-CHP | 2 | N | SUN
63590 | Novel Martens Solar LLC | 63987 | Novel Martens Solar LLC | MN | Nicollet | MRTNS | Solar Photovoltaic | PV |  | S | X | X |  |  | 1 | 1 | 1 | 1 | U | 2 | 2021 | 12 | 2021 | N | IPP Non-CHP | 2 | N | SUN | [13 empty] | N | N | N |  | N
63643 | Peterman Solar II, LLC | 63989 | Peterman II | IL | Kankakee | PETE | Solar Photovoltaic | PV |  | S | X | X |  |  | 2 |  | 2 | 2 | V | 3 | 2021 | 5 | 2021 | N | IPP Non-CHP | 2 | N | SUN
63644 | Kish Solar, LLC | 63990 | Kish | IL | Boone | KISH | Solar Photovoltaic | PV |  | S | X | X |  |  | 2 |  | 2 | 2 | TS | 1 | 2021 | 8 | 2021 | N | IPP Non-CHP | 2 | N | SUN
63645 | Nostrand Solar, LLC | 63991 | Nostrand | IL | Kankakee | NOS | Solar Photovoltaic | PV |  | S | X | X |  |  | 2 |  | 2 | 2 | V | 3 | 2021 | 5 | 2021 | N | IPP Non-CHP | 2 | N | SUN
63646 | Vulcan Solar, LLC | 63992 | Vulcan | IL | Kankakee | VUL | Solar Photovoltaic | PV |  | S | X | X |  |  | 2 |  | 2 | 2 | V | 3 | 2021 | 5 | 2021 | N | IPP Non-CHP | 2 | N | SUN
6455 | Duke Energy Florida, LLC | 63995 | Trenton | FL | Gilchrist | ES1 | Batteries | BA |  | S | X | X |  |  | 11 | 1 | 11 | 11 | U | 6 | 2021 | 8 | 2021 | N | Electric Utility | 1 | N | MWH
6455 | Duke Energy Florida, LLC | 63996 | Cape San Blas | FL | Gulf | ES1 | Batteries | BA |  | S | X | X |  |  | 5.5 | 1 | 5.5 | 5.5 | U | 7 | 2021 | 10 | 2021 | N | Electric Utility | 1 | N | MWH
6455 | Duke Energy Florida, LLC | 63998 | Jennings Energy Storage Facility | FL | Hamilton | ES1 | Batteries | BA |  | S | X | X |  |  | 5.5 | 1 | 5.5 | 5.5 | U | 7 | 2021 | 10 | 2021 | N | Electric Utility | 1 | N | MWH
6455 | Duke Energy Florida, LLC | 63999 | Micanopy Energy Storage Facility | FL | Alachua | ES1 | Batteries | BA |  | S | X | X |  |  | 8.3 | 1 | 8.3 | 8.3 | U | 7 | 2021 | 11 | 2021 | N | Electric Utility | 1 | N | MWH
61012 | AES Distributed Energy | 64000 | Amaterasu LLC | MA | Worcester | BESS | Batteries | BA |  | S | X | X |  |  | 3 | 1 | 3 | 3 | V | 12 | 2020 | 6 | 2021 | N | IPP Non-CHP | 2 | N | MWH
61012 | AES Distributed Energy | 64000 | Amaterasu LLC | MA | Worcester | DRC | Solar Photovoltaic | PV |  | S | X | X |  |  | 4.6 | 1 | 4.6 | 4.6 | V | 12 | 2020 | 6 | 2021 | N | IPP Non-CHP | 2 | N | SUN
56201 | Engie North America | 64003 | Iron Star Wind Project | KS | Ford | WTG1 | Onshore Wind Turbine | WT |  | S | X | X |  |  | 297.6 | 0.95 | 297.6 | 297.6 | U | 11 | 2021 | 11 | 2021 | N | IPP Non-CHP | 2 | N | WND | [5 empty] | 62
63658 | Long Beach Trigen, LLC | 64005 | Toyota Long Beach Trigen | CA | Los Angeles | MMR-1 | Other Waste Biomass | FC |  | S | X | X |  |  | 2.8 |  | 2.2 | 2.2 | L | 12 | 2021 | 4 | 2022 | N | IPP Non-CHP | 2 | N | OBG
63657 | SulusSolar33 | 64006 | SulusSolar33 | OR | Yamhill | SS33 | Solar Photovoltaic | PV |  | S | X | X |  |  | 3 |  | 3 | 3 | V | 12 | 2020 | 1 | 2021 | N | IPP Non-CHP | 2 | N | SUN
63655 | MilfordSolar | 64008 | MilfordSolar OR | OR | Washington | MS | Solar Photovoltaic | PV |  | S | X | X |  |  | 3 |  | 3 | 3 | V | 12 | 2020 | 1 | 2021 | N | IPP Non-CHP | 2 | N | SUN
63654 | BristolSolar | 64009 | BristolSolar | OR | Marion | BS | Solar Photovoltaic | PV |  | S | X | X |  |  | 3 |  | 3 | 3 | V | 12 | 2020 | 1 | 2021 | N | IPP Non-CHP | 2 | N | SUN
63651 | Energix Hollyfield, LLC | 64010 | Energix Hollyfield, LLC | VA | King William | ENX06 | Solar Photovoltaic | PV |  | S | X | X | 34964545 | 34964545 | 13 | 0.95 | 13 | 13 | V | 2 | 2021 | 7 | 2021 | N | IPP Non-CHP | 2 | N | SUN
63653 | Energix Nokesville, LLC | 64012 | Energix Nokesville, LLC | VA | Prince William | ENX07 | Solar Photovoltaic | PV |  | S | X | X | 34964545 | 34964545 | 20 | 0.95 | 20 | 20 | L | 6 | 2021 | 11 | 2021 | N | IPP Non-CHP | 2 | N | SUN | [15 empty] | N
63664 | Somonauk Road Solar 1, LLC | 64013 | Somonauk Road Solar 1 | IL | DeKalb | 6344 | Solar Photovoltaic | PV |  | S | X | X |  |  | 2 |  | 2 | 1.6 | V | 10 | 2020 | 3 | 2021 | N | IPP Non-CHP | 2 | N | SUN
63652 | Energix Buckingham, LLC | 64015 | Energix Buckingham, LLC | VA | Buckingham | ENX05 | Solar Photovoltaic | PV |  | S | X | X | 34964545 | 34964545 | 20 | 0.95 | 20 | 20 | U | 4 | 2021 | 7 | 2021 | N | IPP Non-CHP | 2 | N | SUN | [15 empty] | N
63662 | Edwardsville Solar II, LLC | 64016 | Edwardsville Solar II | IL | Madison | 6777 | Solar Photovoltaic | PV |  | S | X | X |  |  | 2 |  | 2 | 1.6 | V | 12 | 2020 | 7 | 2021 | N | IPP Non-CHP | 2 | N | SUN
63666 | Altavista Solar, LLC | 64019 | Altavista Solar | VA | Campbell | ATLA | Solar Photovoltaic | PV |  | S | X | X |  |  | 80 | 0.8 | 80 | 80 | V | 10 | 2020 | 6 | 2021 | N | IPP Non-CHP | 2 | N | SUN
20856 | Wisconsin Power & Light Co | 64020 | West Riverside Energy Center | WI | Rock | PV1 | Solar Photovoltaic | PV |  | J | X | X |  |  | 4.4 | 1 | 4.4 | 4.4 | U | 2 | 2019 | 4 | 2021 | N | Electric Utility | 1 | N | SUN
63659 | SulusSolar22 | 64022 | SulusSolar22 | OR | Marion | SS22 | Solar Photovoltaic | PV |  | S | X | X |  |  | 3 |  | 3 | 3 | V | 12 | 2020 | 2 | 2021 | N | IPP Non-CHP | 2 | N | SUN
56201 | Engie North America | 64026 | ANSON Solar Center, LLC | TX | Jones | SF1 | Solar Photovoltaic | PV |  | S | X | X |  |  | 200 |  | 200 | 200 | V | 1 | 2021 | 3 | 2021 | N | IPP Non-CHP | 2 | N | SUN
63669 | San Bernardino Fuel Cell, LLC | 64027 | SB Water Reclamation Fuel Cell | CA | San Bernardino | MB19 | Other Waste Biomass | FC |  | S | X | X |  |  | 1.4 | 1 | 1.4 | 1.4 | V | 12 | 2020 | 6 | 2021 | Y | Commercial CHP | 5 | N | OBG | NG | [14 empty] | Y
63667 | California PV Energy 3, LLC | 64028 | San Diego - EMDF at San Diego | CA | San Diego | EMDF | Solar Photovoltaic | PV |  | S | X | X |  |  | 2.9 |  | 2.9 | 2.9 | U | 12 | 2020 | 4 | 2021 | N | IPP Non-CHP | 2 | N | SUN
63668 | Bauer Community Solar LLC | 64029 | Bauer Solar CSG | MN | Stearns | TC3 | Solar Photovoltaic | PV |  | S | X | X |  |  | 0.9 |  | 0.9 | 0.9 | U | 12 | 2020 | 3 | 2021 | N | IPP Non-CHP | 2 | N | SUN
63672 | MTSUN LLC | 64032 | MTSUN | MT | Yellowstone | MTSUN | Solar Photovoltaic | PV |  | S | X | X |  |  | 80 | 1 | 80 | 80 | T | 9 | 2017 | 12 | 2022 | N | IPP Non-CHP | 2 | N | SUN
63677 | Caden Energix New Kent, LLC | 64036 | Caden Energix New Kent, LLC | VA | New Kent | ENX08 | Solar Photovoltaic | PV |  | S | X | X | 34964545 | 34964545 | 20 | 0.9 | 20 | 20 | L | 3 | 2022 | 3 | 2022 | N | IPP Non-CHP | 2 | N | SUN
63678 | SunEast Manchester Solar LLC | 64037 | SunEast Manchester Solar Project | NY | Ontario | Q#913 | Solar Photovoltaic | PV |  | S | X | X |  |  | 20 |  | 20 | 20 | P | 11 | 2021 | 5 | 2022 | N | IPP Non-CHP | 2 | N | SUN
63683 | Olney Solar II, LLC | 64043 | Olney Solar II CSG | IL | Richland | 6778 | Solar Photovoltaic | PV |  | S | X | X |  |  | 2 |  | 2 | 1.6 | V | 12 | 2020 | 6 | 2021 | N | IPP Non-CHP | 2 | N | SUN
59496 | Allete Clean Energy | 64047 | Caddo Wind | OK | Caddo | 46002 | Onshore Wind Turbine | WT |  | S | X | X |  |  | 303.6 |  | 303.6 | 303.6 | L | 12 | 2021 | 12 | 2021 | N | IPP Non-CHP | 2 | N | WND | [5 empty] | 110 | [9 empty] | N
63667 | California PV Energy 3, LLC | 64049 | San Diego - NCRC at Vista | CA | San Diego | NCRC | Solar Photovoltaic | PV |  | S | X | X |  |  | 1.8 | 1 | 1.8 | 1.8 | U | 12 | 2020 | 3 | 2021 | N | IPP Non-CHP | 2 | N | SUN
60146 | Ameresco Federal Solutions | 64050 | Fort Bragg - Camp Mackall PV BESS System | NC | Richmond | CMABS | Batteries | BA |  | W | X | X |  |  | 2 |  | 2 | 2 | P | 7 | 2022 | 7 | 2022 | N | IPP Non-CHP | 2 | N | MWH | [16 empty] | N
60146 | Ameresco Federal Solutions | 64050 | Fort Bragg - Camp Mackall PV BESS System | NC | Richmond | CMAPV | Solar Photovoltaic | PV |  | W | X | X |  |  | 1 |  | 1 | 1 | P | 7 | 2022 | 7 | 2022 | N | IPP Non-CHP | 2 | N | SUN
56545 | Pattern Operators LP | 64054 | Clines Corners Wind Farm LLC | NM | Torrance | 1 | Onshore Wind Turbine | WT |  | S | X | X |  |  | 325 |  | 325 | 325 | P | 12 | 2021 | 12 | 2021 | N | IPP Non-CHP | 2 | N | WND | [5 empty] | 106
62915 | Madison Energy Holdings LLC | 64056 | T Luhman CSG | MN | Goodhue | TLU01 | Solar Photovoltaic | PV |  | S | X | X |  |  | 1 | 0.98 | 1 | 1 | V | 11 | 2020 | 8 | 2021 | N | IPP Non-CHP | 2 | N | SUN
63694 | Hecate Energy West Newberry, LLC | 64061 | Hecate Energy West Newberry, LLC | SC | Newberry | HEWNB | Solar Photovoltaic | PV |  | S | X | X | spp | spp | 3.3 | 1 | 3.5 | 3.5 | U | 1 | 2021 | 8 | 2021 | N | IPP Non-CHP | 2 |  | SUN
63696 | BD Solar Palmyra LLC | 64062 | Palmyra PV - BD Solar Palmyra LLC | ME | Somerset | PALPV | Solar Photovoltaic | PV |  | S | X | X |  |  | 5 |  | 5 | 5 | T | 11 | 2021 | 11 | 2021 | N | IPP Non-CHP | 2 | N | SUN
63524 | Freepoint Commodities LLC | 64064 | Shaftsbury Solar | VT | Bennington | SHAFT | Solar Photovoltaic | PV |  | S | X | X |  |  | 20 |  | 20 | 20 | P | 12 | 2023 | 12 | 2023 | N | IPP Non-CHP | 2 | N | SUN
56545 | Pattern Operators LP | 64065 | Duran Mesa LLC | NM | Lincoln | 1 | Onshore Wind Turbine | WT |  | S | X | X |  |  | 105 |  | 105 | 105 | P | 12 | 2021 | 12 | 2021 | N | IPP Non-CHP | 2 | N | WND | [5 empty] | 38
56545 | Pattern Operators LP | 64066 | Tecolote Wind LLC | NM | Lincoln | 1 | Onshore Wind Turbine | WT |  | S | X | X |  |  | 272 |  | 272 | 272 | P | 12 | 2021 | 12 | 2021 | N | IPP Non-CHP | 2 | N | WND | [5 empty] | 98
63697 | BD Solar Auburn LLC | 64067 | Auburn PV - BD Solar Auburn LLC | ME | Androscoggin | AUBPV | Solar Photovoltaic | PV |  | S | X | X |  |  | 5 |  | 5 | 5 | L | 12 | 2021 | 12 | 2021 | N | IPP Non-CHP | 2 | N | SUN
63698 | BD Solar Hancock LLC | 64068 | BD Solar Hancock LLC | ME | Hancock | HANPV | Solar Photovoltaic | PV |  | S | X | X |  |  | 7 |  | 7 | 7 | T | 11 | 2021 | 11 | 2021 | N | IPP Non-CHP | 2 | N | SUN
63699 | BD Solar 2 LLC | 64069 | Winslow PV - BD Solar 2 LLC | ME | Kennebec | WINPV | Solar Photovoltaic | PV |  | S | X | X |  |  | 7 |  | 7 | 7 | T | 11 | 2021 | 11 | 2021 | N | IPP Non-CHP | 2 | N | SUN
63700 | BD Solar Ellsworth LLC | 64070 | BD Solar Ellsworth LLC | ME | Hancock | ELLPV | Solar Photovoltaic | PV |  | S | X | X |  |  | 7 |  | 7 | 7 | T | 11 | 2021 | 11 | 2021 | N | IPP Non-CHP | 2 | N | SUN
63701 | BD Solar Lewiston Junction LLC | 64071 | Lewiston Jn PV - BD Solar Lewiston Jn LLC | ME | Androscoggin | LJNPV | Solar Photovoltaic | PV |  | S | X | X |  |  | 5 |  | 5 | 5 | L | 12 | 2021 | 12 | 2021 | N | IPP Non-CHP | 2 | N | SUN
15399 | Avangrid Renewables LLC | 64073 | Great Bear Solar, LLC | OH | Van Wert | GBS | Solar Photovoltaic | PV |  | S | X | X |  |  | 46 |  | 46 | 46 | P | 10 | 2021 | 3 | 2023 | N | IPP Non-CHP | 2 | N | SUN
61372 | Enel Kansas, LLC | 64074 | Cimarron Bend III | KS | Clark | 3 | Onshore Wind Turbine | WT |  | S | X | X |  |  | 198.8 |  | 198.8 | 198.8 | V | 12 | 2020 | 1 | 2021 | N | IPP Non-CHP | 2 | N | WND | [5 empty] | 74
62006 | 7X Energy, Inc. | 64075 | Taygete II Energy Project | TX | Pecos | TAYG2 | Solar Photovoltaic | PV |  | S | X | X |  |  | 203.8 |  | 203.8 | 203.8 | U | 8 | 2021 | 12 | 2021 | N | IPP Non-CHP | 2 | N | SUN
63714 | Route 66 Energy Center, LLC | 64076 | Route 66 Energy Center, LLC | NM | Cibola | RTE66 | Solar Photovoltaic | PV |  | S | X | X |  |  | 49.5 | 0.95 | 49.5 |  | P | 12 | 2021 | 12 | 2021 | N | IPP Non-CHP | 2 |  | SUN
63715 | Hecate Energy Albany 1 LLC | 64077 | Hecate Energy Albany County 1 | NY | Albany | ALBNY | Solar Photovoltaic | PV |  | S | X | X |  |  | 20 |  | 20 | 20 | P | 6 | 2021 | 6 | 2022 | N | IPP Non-CHP | 2 | N | SUN
63718 | Sunflower County Solar Project, LLC | 64081 | Sunflower County | MS | Sunflower | SUNFL | Solar Photovoltaic | PV |  | S | X | X |  |  | 100 |  | 100 | 100 | T | 12 | 2021 | 12 | 2021 | N | IPP Non-CHP | 2 | N | SUN
63720 | Ocean Wind, LLC | 64082 | Ocean Wind | NJ |  | OCW01 | Offshore Wind Turbine | WS |  | S | X | X |  |  | 1100 |  | 1100 | 1100 | L | 5 | 2024 | 5 | 2024 | N | IPP Non-CHP | 2 | N | WND | [5 empty] | 98 |  |  |  | N | [5 empty] | N
63721 | Skipjack Offshore Energy, LLC | 64083 | Skipjack Wind Farm | MD |  | SJW01 | Offshore Wind Turbine | WS |  | S | X | X |  |  | 120 |  | 120 | 120 | L | 12 | 2023 | 12 | 2026 | N | IPP Non-CHP | 2 | N | WND | [5 empty] | 10
5248 | Dominion Energy Inc | 64086 | Norge Solar Farm | VA | James City | NORG | Solar Photovoltaic | PV |  | S | X | X |  |  | 20 | 0.95 | 20 | 20 | L | 9 | 2022 | 9 | 2022 | N | IPP Non-CHP | 2 | N | SUN
63722 | Alta Farms II Wind Project, LLC | 64088 | Alta Farms II Wind Project, LLC | IL | DeWitt | WT2 | Onshore Wind Turbine | WT |  | S | X | X |  |  | 200.5 |  | 200.5 | 200.5 | P | 3 | 2022 | 3 | 2022 | N | IPP Non-CHP | 2 | N | WND | [5 empty] | 50
63723 | Ignacio Grid, LLC | 64089 | Ignacio Grid Energy Storage System | TX | Hidalgo | IGN01 | Batteries | BA |  | S | X | X |  |  | 100 |  | 100 | 100 | L | 6 | 2021 | 3 | 2022 | N | IPP Non-CHP | 2 | N | MWH
63702 | Barbers Point Solar, LLC | 64094 | Barbers Point Solar, LLC | HI | Honolulu | BPBA | Batteries | BA |  | S | X | X |  |  | 15 |  | 15 | 15 | P | 12 | 2023 | 12 | 2023 | N | IPP Non-CHP | 2 | N | MWH | [15 empty] | N
63702 | Barbers Point Solar, LLC | 64094 | Barbers Point Solar, LLC | HI | Honolulu | BPSOL | Solar Photovoltaic | PV |  | S | X | X |  |  | 15 |  | 15 | 15 | P | 12 | 2023 | 12 | 2023 | N | IPP Non-CHP | 2 | N | SUN | [13 empty] | N | N | N
63703 | Kahana Solar, LLC | 64095 | Kahana Solar, LLC | HI | Maui | KSBA | Batteries | BA |  | S | X | X |  |  | 20 |  | 20 | 20 | P | 12 | 2023 | 12 | 2023 | N | IPP Non-CHP | 2 | N | MWH | [15 empty] | N
63703 | Kahana Solar, LLC | 64095 | Kahana Solar, LLC | HI | Maui | KSSOL | Solar Photovoltaic | PV |  | S | X | X |  |  | 20 |  | 20 | 20 | P | 12 | 2023 | 12 | 2023 | N | IPP Non-CHP | 2 | N | SUN | [13 empty] | N | N | N
60947 | Tesla Inc. | 64098 | Tesla Reno GigaFactory | NV | Storey | 3 | Solar Photovoltaic | PV |  | S | X | X |  |  | 0.8 |  | 0.8 | 0.8 | V | 12 | 2020 | 9 | 2021 | N | Industrial Non-CHP | 6 | N | SUN
60947 | Tesla Inc. | 64098 | Tesla Reno GigaFactory | NV | Storey | 4 | Solar Photovoltaic | PV |  | S | X | X |  |  | 13.4 |  | 13.4 | 13.4 | L | 11 | 2021 | 11 | 2021 | N | Industrial Non-CHP | 6 | N | SUN
60947 | Tesla Inc. | 64098 | Tesla Reno GigaFactory | NV | Storey | 5 | Solar Photovoltaic | PV |  | S | X | X |  |  | 0.9 |  | 0.9 | 0.9 | L | 11 | 2021 | 11 | 2021 | N | Industrial Non-CHP | 6 | N | SUN
63731 | Desert Harvest II LLC | 64103 | Desert Harvest II LLC | CA | Riverside | DH003 | Batteries | BA |  | S | X | X |  |  | 35 |  | 35 | 35 | TS | 12 | 2020 | 1 | 2021 | N | IPP Non-CHP | 2 | N | MWH
63733 | Maverick Solar 6, LLC | 64105 | Maverick Solar 6, LLC | CA | Riverside | MAV03 | Solar Photovoltaic | PV |  | S | X | X |  |  | 100 |  | 100 | 100 | U | 12 | 2021 | 12 | 2021 | N | IPP Non-CHP | 2 | N | SUN
63733 | Maverick Solar 6, LLC | 64105 | Maverick Solar 6, LLC | CA | Riverside | MAV04 | Batteries | BA |  | S | X | X |  |  | 50 |  | 50 | 50 | U | 12 | 2021 | 12 | 2021 | N | IPP Non-CHP | 2 | N | MWH
63734 | Maverick Solar 7, LLC | 64106 | Maverick Solar 7, LLC | CA | Riverside | MAV05 | Solar Photovoltaic | PV |  | S | X | X |  |  | 132 |  | 132 | 132 | U | 12 | 2021 | 12 | 2021 | N | IPP Non-CHP | 2 | N | SUN
63244 | KSI II Consolidated, LLC | 64125 | Podunque Road CSG | NY | Allegany | TWNSD | Solar Photovoltaic | PV |  | S | X | X |  |  | 5 |  | 5 | 5 | V | 12 | 2020 | 4 | 2021 | N | IPP Non-CHP | 2 | N | SUN
63244 | KSI II Consolidated, LLC | 64127 | Townsend Road | NY | Schuyler | PODNQ | Solar Photovoltaic | PV |  | S | X | X |  |  | 3.7 |  | 3.7 | 3.7 | U | 4 | 2021 | 8 | 2021 | N | IPP Non-CHP | 2 | N | SUN
64059 | Ware Palmer Road Solar LLC | 64128 | Ware Palmer Road Solar LLC CSG | MA | Hampshire | WPRB | Batteries | BA |  | S | X | X |  |  | 1.9 |  | 1.9 | 1.9 | U | 2 | 2021 | 6 | 2021 | N | IPP Non-CHP | 2 | N | MWH
64059 | Ware Palmer Road Solar LLC | 64128 | Ware Palmer Road Solar LLC CSG | MA | Hampshire | WPRS | Solar Photovoltaic | PV |  | S | X | X |  |  | 3 |  | 3 | 3 | U | 2 | 2021 | 6 | 2021 | N | IPP Non-CHP | 2 | N | SUN
64058 | East Brookfield Adams Road Solar LLC | 64129 | East Brookfield Adams Road Solar LLC CSG | MA | Worcester | EBARB | Batteries | BA |  | S | X | X |  |  | 3.1 |  | 3.1 | 3.1 | U | 2 | 2021 | 6 | 2021 | N | IPP Non-CHP | 2 | N | MWH
64058 | East Brookfield Adams Road Solar LLC | 64129 | East Brookfield Adams Road Solar LLC CSG | MA | Worcester | EBARS | Solar Photovoltaic | PV |  | S | X | X |  |  | 5 |  | 5 | 5 | U | 2 | 2021 | 6 | 2021 | N | IPP Non-CHP | 2 | N | SUN
63726 | Renewable Energy Ventures LLC | 64131 | Forest Grove - Dodd | TX | Henderson | ESS1 | Batteries | BA |  | S | X | X |  |  | 100.2 |  | 100 | 100 | P | 3 | 2024 | 3 | 2024 | N | IPP Non-CHP | 2 | N | MWH
63726 | Renewable Energy Ventures LLC | 64131 | Forest Grove - Dodd | TX | Henderson | FGPV1 | Solar Photovoltaic | PV |  | S | X | X |  |  | 400.6 |  | 400 | 400 | P | 11 | 2022 | 11 | 2022 | N | IPP Non-CHP | 2 | N | SUN
63726 | Renewable Energy Ventures LLC | 64132 | Oak Hill - Dry Creek | TX | Rusk | PV1 | Solar Photovoltaic | PV |  | S | X | X |  |  | 390.9 |  | 390 | 390 | P | 11 | 2022 | 11 | 2022 | N | IPP Non-CHP | 2 | N | SUN
63755 | Old 300 Solar Center, LLC | 64133 | Old 300 Solar Center, LLC | TX | Fort Bend | 2222 | Solar Photovoltaic | PV |  | S | X | X |  |  | 430 | 0.9 | 430 | 430 | U | 3 | 2022 | 3 | 2022 | N | IPP Non-CHP | 2 | N | SUN
63756 | Lily Pond Solar, LLC | 64134 | Lily Pond Solar, LLC | VA | Dinwiddie | ENX09 | Solar Photovoltaic | PV |  | S | X | X | 34964545 | 34964545 | 80 | 0.95 | 80 | 80 | L | 12 | 2021 | 12 | 2021 | N | IPP Non-CHP | 2 | N | SUN | [15 empty] | N
5248 | Dominion Energy Inc | 64135 | Grassfield Solar | VA | Chesapeake City | GFSO | Solar Photovoltaic | PV |  | S | X | X |  |  | 20 |  | 20 | 20 | L | 10 | 2021 | 10 | 2021 | N | Electric Utility | 1 | N | SUN
5248 | Dominion Energy Inc | 64136 | Sycamore Solar | VA | Pittsylvania | SYSO | Solar Photovoltaic | PV |  | S | X | X |  |  | 42 |  | 42 | 42 | L | 9 | 2022 | 9 | 2022 | N | Electric Utility | 1 | N | SUN
63765 | Irish Creek Wind, LLC | 64138 | Irish Creek Wind | KS | Marshall | ICW1 | Onshore Wind Turbine | WT |  | S | X | X |  |  | 300.6 | 0.9 | 300.6 | 300.6 | U | 12 | 2021 | 12 | 2021 | N | IPP Non-CHP | 2 | N | WND | [5 empty] | 108 | [9 empty] | N
63764 | Haystack Wind Project, LLC | 64139 | Haystack Wind Project, LLC | NE | Wayne | 4444 | Onshore Wind Turbine | WT |  | S | X | X |  |  | 298 | 0.9 | 298 | 298 | U | 12 | 2021 | 12 | 2021 | N | IPP Non-CHP | 2 | N | WND | [5 empty] | 69
61012 | AES Distributed Energy | 64140 | BWC Stony Brook, LLC Hybrid | MA | Middlesex | BESS | Batteries | BA |  | S | X | X |  |  | 0.7 | 1 | 0.7 | 0.7 | U | 2 | 2021 | 7 | 2021 | N | IPP Non-CHP | 2 | N | MWH
61012 | AES Distributed Energy | 64140 | BWC Stony Brook, LLC Hybrid | MA | Middlesex | BSBPV | Solar Photovoltaic | PV |  | S | X | X |  |  | 1.6 | 1 | 1.6 | 1.6 | U | 2 | 2021 | 7 | 2021 | N | IPP Non-CHP | 2 | N | SUN
61298 | Pine Gate Renewables | 64144 | Harts Mill Solar, LLC | NC | Edgecombe | HMS01 | Solar Photovoltaic | PV |  | S | X | X |  |  | 80 | 1 | 80 | 80 | T | 1 | 2021 | 1 | 2021 | N | IPP Non-CHP | 2 | N | SUN
6455 | Duke Energy Florida, LLC | 64145 | Bay Trail Solar Power Plant | FL | Citrus | PV1 | Solar Photovoltaic | PV |  | S | X | X |  |  | 74.9 | 0.95 | 42.7 | 42.7 | T | 1 | 2022 | 1 | 2022 | N | Electric Utility | 1 | N | SUN
6455 | Duke Energy Florida, LLC | 64146 | Sandy Creek Solar Power Plant | FL | Bay | PV1 | Solar Photovoltaic | PV |  | S | X | X |  |  | 74.9 | 0.95 | 42.7 | 42.7 | T | 4 | 2022 | 4 | 2022 | N | Electric Utility | 1 | N | SUN
61012 | AES Distributed Energy | 64147 | ZPD-PT Solar Project 2017-038 Hybrid LLC | MA | Worcester | DRAES | Batteries | BA |  | S | X | X |  |  | 3.4 | 1 | 3.4 | 3.4 | U | 3 | 2021 | 4 | 2021 | N | IPP Non-CHP | 2 | N | MWH
61012 | AES Distributed Energy | 64147 | ZPD-PT Solar Project 2017-038 Hybrid LLC | MA | Worcester | DRAPV | Solar Photovoltaic | PV |  | S | X | X |  |  | 5 | 1 | 5 | 5 | U | 3 | 2021 | 4 | 2021 | N | IPP Non-CHP | 2 | N | SUN
63772 | Fish Springs Ranch Solar, LLC | 64148 | Fish Springs | NV | Washoe | FISH | Solar Photovoltaic | PV |  | S | X | X |  |  | 100 |  | 100 | 100 | L | 12 | 2021 | 12 | 2021 | N | IPP Non-CHP | 2 | N | SUN
63772 | Fish Springs Ranch Solar, LLC | 64148 | Fish Springs | NV | Washoe | FISHB | Batteries | BA |  | S | X | X |  |  | 25 |  | 25 | 25 | U | 12 | 2021 | 12 | 2021 | N | IPP Non-CHP | 2 | N | MWH
63773 | Orsted Onshore North America | 64149 | Western Trail Wind, LLC | TX | Wilbarger | WTW | Onshore Wind Turbine | WT |  | S | X | X |  |  | 366.6 |  | 366.6 | 366.6 | U | 7 | 2021 | 10 | 2021 | N | IPP Non-CHP | 2 | N | WND | [5 empty] | 130
63769 | Lancaster Solar LLC | 64150 | Lancaster Solar GA | GA | Randolph | LANCR | Solar Photovoltaic | PV |  | W | X | X |  |  | 80 |  | 80 | 80 | U | 12 | 2021 | 12 | 2021 | N | IPP Non-CHP | 2 | N | SUN | [15 empty] | N
63770 | SR Perry, LLC | 64151 | SR Perry | GA | Houston | PERRY | Solar Photovoltaic | PV |  | W | X | X |  |  | 68 |  | 68 | 68 | P | 12 | 2021 | 12 | 2021 | N | IPP Non-CHP | 2 | N | SUN | [15 empty] | N
63774 | Novel Novak Solar LLC | 64153 | Novel Novak Solar LLC | MN | Benton | NOVAK | Solar Photovoltaic | PV |  | S | X | X |  |  | 1 | 1 | 1 | 1 | U | 3 | 2021 | 9 | 2021 | N | IPP Non-CHP | 2 | N | SUN | [13 empty] | N | N | N |  | N
63775 | Novel Shelly Solar LLC | 64154 | Novel Shelly Solar LLC | MN | Lyon | SHLLY | Solar Photovoltaic | PV |  | S | X | X |  |  | 1 | 1 | 1 | 1 | U | 4 | 2021 | 1 | 2022 | N | IPP Non-CHP | 2 | N | SUN | [13 empty] | N | N | N |  | N
63776 | JSD Flatwood PV-1, LLC | 64155 | Bryant Road Solar | SC | Spartanburg | 2001 | Solar Photovoltaic | PV |  | S | X | X |  |  | 2 | 1 | 2 | 2 | T | 1 | 2020 | 10 | 2021 | N | IPP Non-CHP | 2 | N | SUN | [15 empty] | N
63776 | JSD Flatwood PV-1, LLC | 64156 | Davis Road Solar | SC | Spartanburg | 2002 | Solar Photovoltaic | PV |  | S | X | X |  |  | 2 | 1 | 2 | 2 | T | 1 | 2020 | 10 | 2021 | N | IPP Non-CHP | 2 | N | SUN | [15 empty] | N
63781 | SR North Stonington, LLC | 64160 | SR North Stonington | CT | New London | STONE | Solar Photovoltaic | PV |  | W | X | X |  |  | 9.9 | 0.95 | 9.9 | 9.9 | L | 6 | 2020 | 6 | 2022 | N | IPP Non-CHP | 2 | N | SUN
63778 | SR Litchfield, LLC | 64161 | SR Litchfield | CT | Litchfield | LITCH | Solar Photovoltaic | PV |  | W | X | X |  |  | 19.8 | 0.95 | 19.8 | 19.8 | L | 6 | 2022 | 6 | 2022 | N | IPP Non-CHP | 2 | N | SUN | [5 empty] | 0 | [7 empty] | N | N | N
63782 | Hecate Energy Cider Solar LLC | 64163 | Hecate Energy Cider Solar LLC | NY | Genesee | 11111 | Solar Photovoltaic | PV |  | S | X | X |  |  | 500 |  | 500 | 500 | P | 12 | 2023 | 12 | 2023 | N | IPP Non-CHP | 2 | N | SUN
63784 | Azure Sky Wind Project, LLC | 64164 | Azure Sky Wind Project, LLC Hybrid | TX | Throckmorton | ASWBE | Batteries | BA |  | S | X | X |  |  | 120 |  | 120 | 120 | U | 3 | 2022 | 3 | 2022 | N | IPP Non-CHP | 2 | N | MWH
63784 | Azure Sky Wind Project, LLC | 64164 | Azure Sky Wind Project, LLC Hybrid | TX | Throckmorton | ASWWT | Onshore Wind Turbine | WT |  | S | X | X |  |  | 350.2 |  | 350.2 | 350.2 | U | 2 | 2022 | 2 | 2022 | N | IPP Non-CHP | 2 | N | WND | [5 empty] | 79
56201 | Engie North America | 64165 | Priddy Wind Project | TX | Mills | WTG1 | Onshore Wind Turbine | WT |  | S | X | X |  |  | 302.4 | 0.95 | 302.4 | 302.4 | P | 11 | 2021 | 11 | 2021 | N | IPP Non-CHP | 2 | N | WND | [5 empty] | 63
63791 | Hunters Cove Solar | 64166 | Hunters Cove Solar | NC | Rutherford | GEN | Solar Photovoltaic | PV |  | S | X | X |  |  | 50 |  | 50 | 50 | L | 1 | 2021 | 12 | 2022 | N | IPP Non-CHP | 2 | N | SUN
63792 | Hornet Solar | 64167 | Hornet Solar | NC | Gaston | GEN | Solar Photovoltaic | PV |  | S | X | X |  |  | 75 |  | 75 | 75 | L | 1 | 2021 | 12 | 2022 | N | IPP Non-CHP | 2 | N | SUN
63793 | Bear Branch Solar | 64168 | Bear Branch Solar | NC | Stokes | GEN | Solar Photovoltaic | PV |  | S | X | X |  |  | 35 |  | 35 | 35 | L | 1 | 2021 | 12 | 2022 | N | IPP Non-CHP | 2 | N | SUN
61012 | AES Distributed Energy | 64170 | BWC Muddy Brook, LLC Hybrid | MA | Worcester | MBES | Batteries | BA |  | S | X | X |  |  | 0.9 | 1 | 0.9 | 0.9 | U | 2 | 2021 | 8 | 2021 | N | IPP Non-CHP | 2 | N | MWH
61012 | AES Distributed Energy | 64170 | BWC Muddy Brook, LLC Hybrid | MA | Worcester | MBPV | Solar Photovoltaic | PV |  | S | X | X |  |  | 1 | 1 | 1 | 1 | U | 2 | 2021 | 8 | 2021 | N | IPP Non-CHP | 2 | N | SUN
63786 | Tygart LLC | 64171 | Tygart Hydropower | WV | Taylor | 1 | Conventional Hydroelectric | HY |  | S | X | X |  |  | 10 | 0.9 | 3 | 10 | L | 3 | 2025 | 3 | 2025 | N | IPP Non-CHP | 2 | N | WAT
63786 | Tygart LLC | 64171 | Tygart Hydropower | WV | Taylor | 2 | Conventional Hydroelectric | HY |  | S | X | X |  |  | 10 | 0.9 | 3 | 10 | L | 3 | 2025 | 3 | 2025 | N | IPP Non-CHP | 2 | N | WAT
63786 | Tygart LLC | 64171 | Tygart Hydropower | WV | Taylor | 3 | Conventional Hydroelectric | HY |  | S | X | X |  |  | 10 | 0.9 | 3 | 10 | L | 3 | 2025 | 3 | 2025 | N | IPP Non-CHP | 2 | N | WAT
63783 | Rockhaven Wind Project, LLC | 64172 | Rockhaven Wind Project, LLC | OK | Garvin | RHWWT | Onshore Wind Turbine | WT |  | S | X | X |  |  | 140 |  | 140 | 140 | T | 11 | 2021 | 11 | 2021 | N | IPP Non-CHP | 2 | N | WND | [5 empty] | 49
56769 | Consolidated Edison Development Inc. | 64177 | CED Manchester Wind | IA | Delaware | MANW | Onshore Wind Turbine | WT |  | S | X | X |  |  | 7.9 |  | 7.9 | 7.9 | L | 12 | 2021 | 12 | 2021 | N | IPP Non-CHP | 2 | N | WND | [5 empty] | 3
56769 | Consolidated Edison Development Inc. | 64178 | CED Centerville Wind | IA | Appanoose | CENTW | Onshore Wind Turbine | WT |  | S | X | X |  |  | 7.9 |  | 7.9 | 7.9 | L | 12 | 2021 | 12 | 2021 | N | IPP Non-CHP | 2 | N | WND | [5 empty] | 3
62856 | Forefront Power, LLC | 64180 | MD - CS - Potomac Edison Co - GA29 TPE | MD | Garrett | 19002 | Solar Photovoltaic | PV |  | S | X | X |  |  | 2 |  | 2 | 2 | P | 12 | 2020 | 1 | 2021 | N | IPP Non-CHP | 2 |  | SUN
62856 | Forefront Power, LLC | 64181 | IL - SMHEC - Moraine Valley | IL | Cook | 18017 | Solar Photovoltaic | PV |  | S | X | X |  |  | 1.3 |  | 1.3 | 1.3 | U | 1 | 2021 | 11 | 2021 | N | IPP Non-CHP | 2 | N | SUN
61012 | AES Distributed Energy | 64182 | BWC Lake Lashaway, LLC Hybrid | MA | Worcester | DRAES | Batteries | BA |  | S | X | X |  |  | 3.7 | 1 | 3.7 | 3.7 | U | 2 | 2021 | 5 | 2021 | N | IPP Non-CHP | 2 | N | MWH
61012 | AES Distributed Energy | 64182 | BWC Lake Lashaway, LLC Hybrid | MA | Worcester | DRAPV | Solar Photovoltaic | PV |  | S | X | X |  |  | 4.2 | 1 | 4.2 | 4.2 | U | 2 | 2021 | 5 | 2021 | N | IPP Non-CHP | 2 | N | SUN
63802 | Independence Wind Energy LLC | 64183 | Independence Wind Farm | IA | Delaware | IWE | Onshore Wind Turbine | WT |  | S | X | X |  |  | 54 |  | 54 | 54 | U | 11 | 2021 | 11 | 2021 | N | IPP Non-CHP | 2 | N | WND | [5 empty] | 19
61012 | AES Distributed Energy | 64184 | ZPD-PT Solar Project 2017-044 LLC | MA | Worcester | DRAPV | Solar Photovoltaic | PV |  | S | X | X |  |  | 1 | 1 | 1 | 1 | U | 4 | 2021 | 9 | 2021 | N | IPP Non-CHP | 2 | N | SUN
61012 | AES Distributed Energy | 64185 | ZPD-PT Solar Project 2017-023 LLC Hybrid CSG | MA | Worcester | DRAES | Batteries | BA |  | S | X | X |  |  | 1.8 | 1 | 1.8 | 1.8 | U | 1 | 2021 | 1 | 2021 | N | IPP Non-CHP | 2 | N | MWH
61012 | AES Distributed Energy | 64185 | ZPD-PT Solar Project 2017-023 LLC Hybrid CSG | MA | Worcester | DRAPV | Solar Photovoltaic | PV |  | S | X | X |  |  | 2.8 | 1 | 2.8 | 2.8 | U | 1 | 2021 | 1 | 2021 | N | IPP Non-CHP | 2 | N | SUN
60025 | Greenbacker Renewable Energy Corporation | 64186 | Graphite Solar I | UT | Carbon | 394 | Solar Photovoltaic | PV |  | S | X | X |  |  | 81.9 |  | 81.9 | 81.9 | P | 12 | 2021 | 12 | 2021 | N | IPP Non-CHP | 2 | N | SUN
61012 | AES Distributed Energy | 64187 | ZPD-PT Solar Project 2017-021 LLC Hybrid CSG | MA | Hampden | DRAES | Batteries | BA |  | S | X | X |  |  | 0.7 | 1 | 0.7 | 0.7 | U | 1 | 2021 | 1 | 2021 | N | IPP Non-CHP | 2 | N | MWH
61012 | AES Distributed Energy | 64187 | ZPD-PT Solar Project 2017-021 LLC Hybrid CSG | MA | Hampden | DRAPV | Solar Photovoltaic | PV |  | S | X | X |  |  | 1 | 1 | 1 | 1 | U | 1 | 2021 | 1 | 2021 | N | IPP Non-CHP | 2 | N | SUN
63954 | Shepherd's Run Solar | 64188 | Shepherd's Run Solar | NY | Columbia | PV | Solar Photovoltaic | PV |  | S | X | X |  |  | 60 |  | 60 | 60 | P | 12 | 2023 | 12 | 2023 | N | IPP Non-CHP | 2 | N | SUN
63803 | Apex Solar LLC | 64189 | Rattlesnake Solar | MT | Beaverhead | RSNAK | Solar Photovoltaic | PV |  | W | X | X |  |  | 80 |  | 80 | 80 | P | 12 | 2021 | 12 | 2022 | N | IPP Non-CHP | 2 | N | SUN
63798 | SR Lumpkin, LLC | 64191 | SR Lumpkin | GA | Stewart | LUMP | Solar Photovoltaic | PV |  | W | X | X |  |  | 100 |  | 100 | 100 | P | 12 | 2021 | 12 | 2021 | N | IPP Non-CHP | 2 | N | SUN | [15 empty] | N
63813 | Assembly Solar III, LLC | 64196 | Assembly Solar III | MI | Shiawassee | AS3 | Solar Photovoltaic | PV |  | S | X | X |  |  | 79 |  | 79 | 79 | P | 10 | 2021 | 10 | 2021 | N | IPP Non-CHP | 2 | N | SUN
56215 | RWE Renewables Americas LLC | 64197 | Fifth Standard Solar PV, LLC (Hybrid) | CA | Fresno | FTHSB | Batteries | BA |  | S | X | X |  |  | 117 |  | 117 | 117 | L | 9 | 2022 | 9 | 2022 | N | IPP Non-CHP | 2 | N | MWH
56215 | RWE Renewables Americas LLC | 64197 | Fifth Standard Solar PV, LLC (Hybrid) | CA | Fresno | FTHSS | Solar Photovoltaic | PV |  | S | X | X |  |  | 150 |  | 150 | 150 | L | 9 | 2022 | 9 | 2022 | N | IPP Non-CHP | 2 | N | SUN
63799 | Cabin Creek Solar I LLC | 64199 | Cabin Creek Solar | MT | Fallon | CBCK1 | Solar Photovoltaic | PV |  | W | X | X |  |  | 75 |  | 75 | 75 | P | 12 | 2023 | 12 | 2023 | N | IPP Non-CHP | 2 | N | SUN
56215 | RWE Renewables Americas LLC | 64202 | Big Star Solar, LLC (Hybrid) | TX | Bastrop | BGSTB | Batteries | BA |  | S | X | X |  |  | 80 |  | 80 | 80 | L | 4 | 2022 | 4 | 2022 | N | IPP Non-CHP | 2 | N | MWH
56215 | RWE Renewables Americas LLC | 64202 | Big Star Solar, LLC (Hybrid) | TX | Bastrop | BGSTS | Solar Photovoltaic | PV |  | S | X | X |  |  | 200 |  | 200 | 200 | L | 4 | 2022 | 4 | 2022 | N | IPP Non-CHP | 2 | N | SUN
63819 | Cabin Creek Solar II LLC | 64203 | Cabin Creek Solar II | MT | Fallon | CBCK2 | Solar Photovoltaic | PV |  | W | X | X |  |  | 75 |  | 75 | 75 | P | 12 | 2023 | 12 | 2023 | N | IPP Non-CHP | 2 | N | SUN
62006 | 7X Energy, Inc. | 64204 | Elara Solar | TX | Frio | ELARA | Solar Photovoltaic | PV |  | S | X | X |  |  | 132.4 |  | 130 | 130 | U | 12 | 2021 | 11 | 2021 | N | IPP Non-CHP | 2 | N | SUN
63776 | JSD Flatwood PV-1, LLC | 64205 | Fairview Solar | SC | Spartanburg | 2003 | Solar Photovoltaic | PV |  | S | X | X |  |  | 2 | 1 | 2 | 2 | T | 1 | 2020 | 10 | 2021 | N | IPP Non-CHP | 2 | N | SUN | [15 empty] | N
63807 | 302PN 8me LLC | 64208 | Red Antelope Solar & Energy Storage Farm | AZ | Coconino | 30PNA | Solar Photovoltaic | PV |  | S | X | X |  |  | 500 |  | 500 | 500 | P | 6 | 2023 | 6 | 2023 | N | IPP Non-CHP | 2 | N | SUN
63807 | 302PN 8me LLC | 64208 | Red Antelope Solar & Energy Storage Farm | AZ | Coconino | 30PNB | Batteries | BA |  | S | X | X |  |  | 500 |  | 500 | 500 | P | 6 | 2023 | 6 | 2023 | N | IPP Non-CHP | 2 | N | MWH
63806 | 26SB 8me LLC | 64209 | Bellefield 2 Solar & Energy Storage Farm | CA | Kern | 26SBA | Solar Photovoltaic | PV |  | S | X | X |  |  | 500 |  | 500 | 500 | P | 6 | 2023 | 6 | 2023 | N | IPP Non-CHP | 2 | N | SUN
63806 | 26SB 8me LLC | 64209 | Bellefield 2 Solar & Energy Storage Farm | CA | Kern | 26SBB | Batteries | BA |  | S | X | X |  |  | 500 |  | 500 | 500 | P | 6 | 2023 | 6 | 2023 | N | IPP Non-CHP | 2 | N | MWH
63805 | 50LW 8me LLC | 64210 | Bellefield Solar and Energy Storage Farm | CA | Kern | 50LWA | Solar Photovoltaic | PV |  | S | X | X |  |  | 500 |  | 500 | 500 | P | 6 | 2023 | 6 | 2023 | N | IPP Non-CHP | 2 | N | SUN
63805 | 50LW 8me LLC | 64210 | Bellefield Solar and Energy Storage Farm | CA | Kern | 50LWB | Batteries | BA |  | S | X | X |  |  | 500 |  | 500 | 500 | P | 6 | 2023 | 6 | 2023 | N | IPP Non-CHP | 2 | N | MWH
63821 | Pike Solar LLC | 64212 | Pike Solar Hybrid | CO | El Paso | CO465 | Solar Photovoltaic | PV |  | S | X | X |  |  | 175 |  | 175 | 175 | P | 12 | 2023 | 12 | 2023 | N | IPP Non-CHP | 2 | N | SUN | [15 empty] | N
63821 | Pike Solar LLC | 64212 | Pike Solar Hybrid | CO | El Paso | PSBES | Batteries | BA |  | S | X | X |  |  | 25 |  | 25 | 25 | P | 12 | 2023 | 12 | 2023 | N | IPP Non-CHP | 2 | N | MWH | [15 empty] | N
61514 | Agilitas Energy, LLC | 64213 | Auburn Solar Project | MA | Worcester | AUB | Solar Photovoltaic | PV |  | S | X | X |  |  | 4.9 |  | 4.9 | 4.9 | V | 6 | 2021 | 3 | 2022 | N | IPP Non-CHP | 2 | N | SUN
61514 | Agilitas Energy, LLC | 64213 | Auburn Solar Project | MA | Worcester | BEAUB | Batteries | BA |  | S | X | X |  |  | 3.8 |  | 3.8 | 3.8 | V | 6 | 2021 | 3 | 2022 | N | IPP Non-CHP | 2 | N | MWH
63825 | 45MG 8me LLC | 64215 | Aratina Solar Center 2 | CA | Kern | 45MGA | Solar Photovoltaic | PV |  | S | X | X |  |  | 200 |  | 200 | 200 | P | 6 | 2023 | 6 | 2023 | N | IPP Non-CHP | 2 | N | SUN
63825 | 45MG 8me LLC | 64215 | Aratina Solar Center 2 | CA | Kern | 45MGB | Batteries | BA |  | S | X | X |  |  | 200 |  | 200 | 200 | P | 6 | 2023 | 6 | 2023 | N | IPP Non-CHP | 2 | N | MWH
63826 | 201LC 8me LLC | 64216 | Rockmont Solar and Storage Project | NM | San Juan | 201LC | Solar Photovoltaic | PV |  | S | X | X |  |  | 100 |  | 100 | 100 | P | 6 | 2022 | 6 | 2022 | N | IPP Non-CHP | 2 | N | SUN | [17 empty] | N
63826 | 201LC 8me LLC | 64216 | Rockmont Solar and Storage Project | NM | San Juan | 309SJ | Batteries | BA |  | S | X | X |  |  | 200 |  | 200 | 200 | P | 6 | 2022 | 6 | 2022 | N | IPP Non-CHP | 2 | N | MWH
58135 | Ecos Energy LLC | 64217 | Blair Solar | CT | Tolland | BLAIR | Solar Photovoltaic | PV |  | S | X | X |  |  | 1 |  | 1 | 1 | TS | 3 | 2021 | 1 | 2021 | N | IPP Non-CHP | 2 | N | SUN
58135 | Ecos Energy LLC | 64218 | Madison Solar | CT | Tolland | MADIS | Solar Photovoltaic | PV |  | S | X | X |  |  | 1 |  | 1 | 1 | TS | 3 | 2021 | 1 | 2021 | N | IPP Non-CHP | 2 | N | SUN
58135 | Ecos Energy LLC | 64219 | Few Solar | CT | Tolland | FEW | Solar Photovoltaic | PV |  | S | X | X |  |  | 1 |  | 1 | 1 | TS | 3 | 2021 | 1 | 2021 | N | IPP Non-CHP | 2 | N | SUN
63689 | Wonderful Renewable Energy, LLC. | 64220 | Wonderful Orchards - Westside | CA | Kern | WOC | Solar Photovoltaic | PV |  | W | X | X |  |  | 5 |  | 5 | 4.2 | V | 1 | 2021 | 8 | 2021 | N | Industrial Non-CHP | 6 | N | SUN
63842 | BCSB, LLC | 64222 | Burt County Solar Hybrid | NE | Burt | 1 | Solar Photovoltaic | PV |  | S | X | X |  |  | 0.7 | 1 | 0.7 | 0.7 | U | 1 | 2021 | 6 | 2021 | N | IPP Non-CHP | 2 | N | SUN
63842 | BCSB, LLC | 64222 | Burt County Solar Hybrid | NE | Burt | 2 | Batteries | BA |  | S | X | X |  |  | 0.7 | 1 | 0.7 | 0.7 | U | 1 | 2021 | 6 | 2021 | N | IPP Non-CHP | 2 | N | MWH
63842 | BCSB, LLC | 64223 | Dodge County Solar Hybrid | NE | Dodge | 1 | Solar Photovoltaic | PV |  | S | X | X |  |  | 0.7 | 1 | 0.7 | 0.7 | U | 1 | 2021 | 6 | 2021 | N | IPP Non-CHP | 2 | N | SUN
63842 | BCSB, LLC | 64223 | Dodge County Solar Hybrid | NE | Dodge | 2 | Batteries | BA |  | S | X | X |  |  | 0.7 | 1 | 0.7 | 0.7 | U | 1 | 2021 | 6 | 2021 | N | IPP Non-CHP | 2 | N | MWH
63815 | Dressor Plains Solar, LLC | 64224 | Dressor Plains Solar, LLC | IL | Fayette | DPS | Solar Photovoltaic | PV |  | S | X | X |  |  | 99 |  | 99 | 99 | U | 9 | 2021 | 9 | 2021 | N | IPP Non-CHP | 2 | N | SUN
5860 | Empire District Electric Co | 64225 | Prosperity Solar Farm CSG | MO | Jasper | PROS1 | Solar Photovoltaic | PV |  | S | X | X |  |  | 2.3 |  | 2.3 | 2.3 | U | 1 | 2021 | 3 | 2021 | N | Electric Utility | 1 | N | SUN
63835 | Indiana Crossroads Wind Farms LLC | 64230 | Indiana Crossroads Wind Farm LLC | IN | White | GEN01 | Onshore Wind Turbine | WT |  | S | X | X |  |  | 302.4 | 0.95 | 302.4 | 302.4 | L | 12 | 2021 | 12 | 2021 | N | IPP Non-CHP | 2 | N | WND | [5 empty] | 72
63841 | Hadley 3 Solar, LLC (North) | 64231 | Hadley 3 Solar (North) | MA | Hampshire | 09170 | Batteries | BA |  | S | X | X |  |  | 1 |  | 0.5 | 0.5 | P | 2 | 2022 | 2 | 2022 | N | IPP Non-CHP | 2 | N | MWH
63837 | Hecate Energy Frye Solar LLC | 64233 | Hecate Energy Frye Solar LLC | TX | Swisher | 80995 | Solar Photovoltaic | PV |  | S | X | X |  |  | 500 | 0.95 | 500 | 500 | P | 4 | 2022 | 12 | 2022 | N | IPP Non-CHP | 2 | N | SUN
63832 | Hecate Energy Harley Hand Solar LLC | 64234 | Hecate Energy Harley Hand Solar LLC | TX | Nolan | 19936 | Solar Photovoltaic | PV |  | S | X | X |  |  | 500 |  | 500 | 500 | P | 6 | 2023 | 6 | 2023 | N | IPP Non-CHP | 2 | N | SUN
63838 | Hecate Grid Swiftsure LLC | 64235 | Swiftsure | NY | Richmond | SWFTS | Batteries | BA |  | S | X | X |  |  | 650 |  | 650 | 650 | L | 12 | 2023 | 12 | 2023 | N | IPP Non-CHP | 2 | N | MWH
63839 | Hecate Grid Clermont 1 LLC | 64236 | Clermont | NY | Nassau | CLRMT | Batteries | BA |  | S | X | X |  |  | 100 |  | 100 | 100 | L | 12 | 2023 | 12 | 2023 | N | IPP Non-CHP | 2 | N | MWH
63823 | Solar Lee, LLC | 64237 | Solar Lee, LLC | NC | Wayne | 002 | Solar Photovoltaic | PV |  | S | X | X |  |  | 6.7 | 1 | 6.7 | 6.7 | P | 3 | 2021 | 4 | 2021 | N | IPP Non-CHP | 2 | N | SUN
63824 | Acme Solar, LLC | 64238 | Acme Solar, LLC | NC | Columbus | 018 | Solar Photovoltaic | PV |  | S | X | X |  |  | 6.6 | 1 | 6.6 | 6.6 | P | 3 | 2021 | 4 | 2021 | N | IPP Non-CHP | 2 | N | SUN
63830 | 7V Solar Ranch, LLC | 64239 | 7V Solar Ranch | TX | Fayette | 7V1 | Solar Photovoltaic | PV |  | S | X | X |  |  | 240 |  | 240 | 240 | L | 9 | 2022 | 9 | 2022 | N | IPP Non-CHP | 2 | N | SUN
63828 | Empire Community Solar LLC | 64240 | Holley Road Solar | NY | Orleans | #0879 | Solar Photovoltaic | PV |  | S | X | X |  |  | 20 |  | 20 | 20 | P | 9 | 2022 | 9 | 2022 | N | IPP Non-CHP | 2 | N | SUN
63827 | Bioenergy DevCo | 64241 | Maryland Food Center Authority AD | MD | Howard | CHP1 | Natural Gas Fired Combustion Turbine | GT |  | S | X | X |  |  | 1.1 |  | 1.1 | 1.1 | U | 10 | 2021 | 2 | 2022 | N | Industrial Non-CHP | 6 | N | NG | [13 empty] | N | N | N | N | N
9234 | Indiana Municipal Power Agency | 64244 | Anderson 3 | IN | Madison | SAND3 | Solar Photovoltaic | PV |  | S | X | X |  |  | 8.7 |  | 8.7 | 7 | L | 12 | 2021 | 11 | 2021 | N | Electric Utility | 1 | N | SUN | [15 empty] | N
9234 | Indiana Municipal Power Agency | 64245 | Anderson 5 | IN | Madison | SAND5 | Solar Photovoltaic | PV |  | S | X | X |  |  | 3 |  | 3 | 2.4 | T | 9 | 2021 | 8 | 2021 | N | Electric Utility | 1 | N | SUN | [15 empty] | N
9234 | Indiana Municipal Power Agency | 64246 | Peru 2 | IN | Miami | PERU2 | Solar Photovoltaic | PV |  | S | X | X |  |  | 9.5 |  | 9.5 | 7.5 | U | 4 | 2021 | 4 | 2021 | N | Electric Utility | 1 | N | SUN | [15 empty] | N
9234 | Indiana Municipal Power Agency | 64247 | Richmond 5 | IN | Wayne | RICH5 | Solar Photovoltaic | PV |  | S | X | X |  |  | 9.2 |  | 9.2 | 7.2 | U | 5 | 2021 | 6 | 2021 | N | Electric Utility | 1 | N | SUN | [15 empty] | N
9234 | Indiana Municipal Power Agency | 64248 | Anderson 4 | IN | Madison | SAND4 | Solar Photovoltaic | PV |  | S | X | X |  |  | 7.8 |  | 7.8 | 6.3 | U | 7 | 2021 | 8 | 2021 | N | Electric Utility | 1 | N | SUN | [15 empty] | N
9234 | Indiana Municipal Power Agency | 64249 | Anderson 6 | IN | Madison | SAND6 | Solar Photovoltaic | PV |  | S | X | X |  |  | 7.2 |  | 7.2 | 6 | L | 2 | 2022 | 2 | 2022 | N | Electric Utility | 1 | N | SUN | [15 empty] | N
9234 | Indiana Municipal Power Agency | 64250 | Peru 3 | IN | Miami | PERU3 | Solar Photovoltaic | PV |  | S | X | X |  |  | 2.9 |  | 2.9 | 2.3 | L | 4 | 2022 | 4 | 2022 | N | Electric Utility | 1 | N | SUN
63859 | Pickford Solar | 64251 | Pickford Solar | MI | Chippewa | PICK1 | Solar Photovoltaic | PV |  | S | X | X |  |  | 6.9 |  | 6.9 | 6.9 | V | 12 | 2020 | 2 | 2021 | N | IPP Non-CHP | 2 | N | SUN
9234 | Indiana Municipal Power Agency | 64252 | Richmond 6 | IN | Wayne | RICH6 | Solar Photovoltaic | PV |  | S | X | X |  |  | 3 |  | 3 | 2.4 | L | 6 | 2022 | 6 | 2022 | N | Electric Utility | 1 | N | SUN
15399 | Avangrid Renewables LLC | 64253 | Mohawk Solar | NY | Montgomery | S1 | Solar Photovoltaic | PV |  | S | X | X |  |  | 90.5 |  | 90.5 | 90.5 | T | 11 | 2021 | 11 | 2022 | N | IPP Non-CHP | 2 | N | SUN
18642 | Tennessee Valley Authority | 64255 | Vonore Battery Energy Storage System | TN | Monroe | VBESS | Batteries | BA |  | S | X | X |  |  | 20 | 0.95 | 20 | 20 | P | 7 | 2022 | 7 | 2022 | N | Electric Utility | 1 | N | MWH
61012 | AES Distributed Energy | 64256 | AES Maui Kuihelani Solar Hybrid | HI | Maui | KLNIB | Batteries | BA |  | S | X | X |  |  | 60 | 0.85 | 60 | 60 | T | 12 | 2022 | 12 | 2022 | N | IPP Non-CHP | 2 | N | MWH
61012 | AES Distributed Energy | 64256 | AES Maui Kuihelani Solar Hybrid | HI | Maui | KULNI | Solar Photovoltaic | PV |  | S | X | X |  |  | 60 | 0.85 | 60 | 60 | T | 12 | 2022 | 12 | 2022 | N | IPP Non-CHP | 2 | N | SUN
58489 | OCI Solar Power | 64258 | OCI SunRay | TX | Uvalde | OCISR | Solar Photovoltaic | PV |  | S | X | X |  |  | 200 |  | 200 | 200 | P | 5 | 2022 | 7 | 2023 | N | IPP Non-CHP | 2 | N | SUN
58489 | OCI Solar Power | 64259 | Spanish Crown | TX | Falls | OCICR | Solar Photovoltaic | PV |  | S | X | X |  |  | 100 |  | 100 | 100 | P | 12 | 2021 | 2 | 2023 | N | IPP Non-CHP | 2 | N | SUN
58489 | OCI Solar Power | 64260 | Golinda Solar | TX | Falls | OCISO | Solar Photovoltaic | PV |  | S | X | X |  |  | 100 |  | 100 | 100 | P | 12 | 2021 | 2 | 2023 | N | IPP Non-CHP | 2 | N | SUN
60025 | Greenbacker Renewable Energy Corporation | 64261 | Forrest City- Prison Site | AR | St Francis | 361 | Solar Photovoltaic | PV |  | S | X | X |  |  | 1 |  | 1 | 1 | V | 1 | 2021 | 4 | 2021 | N | IPP Non-CHP | 2 | N | SUN
60025 | Greenbacker Renewable Energy Corporation | 64262 | Forrest City- Eldridge Road | AR | St Francis | 453 | Solar Photovoltaic | PV |  | S | X | X |  |  | 1 |  | 1 | 1 | V | 1 | 2021 | 4 | 2021 | N | IPP Non-CHP | 2 | N | SUN
60025 | Greenbacker Renewable Energy Corporation | 64263 | Hot Springs 2020 | AR | Garland | 364 | Solar Photovoltaic | PV |  | S | X | X |  |  | 1 |  | 1 | 1 | V | 1 | 2021 | 3 | 2021 | N | IPP Non-CHP | 2 | N | SUN
60025 | Greenbacker Renewable Energy Corporation | 64266 | Alamosa Solar South CSG | CO | Alamosa | 264 | Solar Photovoltaic | PV |  | S | X | X |  |  | 1.6 |  | 1.6 | 1.6 | V | 1 | 2021 | 1 | 2021 | N | IPP Non-CHP | 2 | N | SUN
62915 | Madison Energy Holdings LLC | 64270 | ESCA-LL-COLTON, LLC | CA | San Bernardino | COLT1 | Solar Photovoltaic | PV |  | S | X | X |  |  | 2.6 | 0.98 | 2.6 | 2.6 | V | 6 | 2021 | 4 | 2022 | N | IPP Non-CHP | 2 | N | SUN
63864 | 1051 Lucky Solar, LLC | 64271 | 1051 Lucky Solar, LLC | NC | Yadkin | 018 | Solar Photovoltaic | PV |  | S | X | X |  |  | 4.8 | 1 | 4.8 | 4.8 | P | 6 | 2021 | 5 | 2021 | N | IPP Non-CHP | 2 | N | SUN
63865 | Sweet Tea Solar, LLC | 64273 | Sweet Tea Solar, LLC | NC | Craven | 018 | Solar Photovoltaic | PV |  | S | X | X |  |  | 4.5 | 1 | 4.5 | 4.5 | P | 6 | 2021 | 4 | 2021 | N | IPP Non-CHP | 2 | N | SUN
63869 | SE Athos II, LLC | 64290 | SE Athos II, LLC | CA | Riverside | IPAT2 | Solar Photovoltaic | PV |  | S | X | X |  |  | 200 |  | 200 | 200 | T | 4 | 2022 | 12 | 2021 | N | IPP Non-CHP | 2 | N | SUN
62679 | Constellation Solar Rhode Island LLC | 64299 | Roger Williams - Melville at Portsmouth | RI | Newport | MEL | Solar Photovoltaic | PV |  | S | X | X |  |  | 3 | 1 | 3 | 3 | V | 2 | 2021 | 3 | 2021 | N | IPP Non-CHP | 2 | N | SUN
6452 | Florida Power & Light Co | 64300 | Fort Drum Energy Center | FL | Okeechobee | FORTD | Solar Photovoltaic | PV |  | S | X | X |  |  | 74.5 |  | 74.5 | 74.5 | U | 8 | 2021 | 6 | 2021 | N | Electric Utility | 1 | N | SUN
6452 | Florida Power & Light Co | 64301 | Willow Solar Energy Center | FL | Manatee | WILLO | Solar Photovoltaic | PV |  | S | X | X |  |  | 74.5 |  | 74.5 | 74.5 | U | 7 | 2021 | 5 | 2021 | N | Electric Utility | 1 | N | SUN
63883 | Broad Reach Power | 64312 | Bat Cave | TX | Mason | BC | Batteries | BA |  | S | X | X |  |  | 100 | 0.95 | 100 | 100 | U | 6 | 2021 | 8 | 2021 | N | IPP Non-CHP | 2 | N | MWH | [15 empty] | N
63883 | Broad Reach Power | 64314 | Dickinson | TX | Galveston | DIKN | Batteries | BA |  | S | X | X |  |  | 9.9 | 0.95 | 9.9 | 9.9 | L | 6 | 2021 | 6 | 2021 | N | IPP Non-CHP | 2 | N | MWH | [15 empty] | N
63883 | Broad Reach Power | 64315 | Loop 463 | TX | Victoria | LOOP | Batteries | BA |  | S | X | X |  |  | 9.9 |  | 9.9 | 9.9 | U | 1 | 2021 | 8 | 2021 | N | IPP Non-CHP | 2 | N | MWH | [15 empty] | N
63883 | Broad Reach Power | 64316 | Lopeno | TX | Zapata | LOPE | Batteries | BA |  | S | X | X |  |  | 9.9 | 0.95 | 9.9 | 9.9 | L | 1 | 2021 | 8 | 2021 | N | IPP Non-CHP | 2 | N | MWH | [15 empty] | N
63883 | Broad Reach Power | 64317 | North Fork TX | TX | Williamson | NF | Batteries | BA |  | S | X | X |  |  | 100 | 0.95 | 100 | 100 | U | 6 | 2021 | 8 | 2021 | N | IPP Non-CHP | 2 | N | MWH | [15 empty] | N
63883 | Broad Reach Power | 64318 | Pueblo BA | TX | Maverick | PBL1 | Batteries | BA |  | S | X | X |  |  | 9.9 | 0.95 | 9.9 | 9.9 | T | 4 | 2021 | 8 | 2021 | N | IPP Non-CHP | 2 | N | MWH | [15 empty] | N
63883 | Broad Reach Power | 64318 | Pueblo BA | TX | Maverick | PBL2 | Batteries | BA |  | S | X | X |  |  | 9.9 | 0.95 | 9.9 | 9.9 | T | 4 | 2021 | 8 | 2021 | N | IPP Non-CHP | 2 | N | MWH | [15 empty] | N
63883 | Broad Reach Power | 64319 | Ranchtown | TX | Bexar | RANCH | Batteries | BA |  | S | X | X |  |  | 9.9 | 0.95 | 9.9 | 9.9 | U | 1 | 2021 | 8 | 2021 | N | IPP Non-CHP | 2 | N | MWH | [15 empty] | N
63883 | Broad Reach Power | 64320 | Sierra | CA | Tuolumne | SIER | Batteries | BA |  | S | X | X |  |  | 10 | 0.95 | 10 | 10 | L | 10 | 2021 | 10 | 2021 | N | IPP Non-CHP | 2 | N | MWH | [15 empty] | N
63883 | Broad Reach Power | 64321 | Sweeny | TX | Brazoria | SWNY | Batteries | BA |  | S | X | X |  |  | 9.9 | 0.95 | 9.9 | 9.9 | U | 1 | 2021 | 4 | 2021 | N | IPP Non-CHP | 2 | N | MWH | [15 empty] | N
63883 | Broad Reach Power | 64322 | Zapata | TX | Zapata | ZPT1 | Batteries | BA |  | S | X | X |  |  | 9.9 | 0.95 | 9.9 | 9.9 | T | 4 | 2021 | 8 | 2021 | N | IPP Non-CHP | 2 | N | MWH | [15 empty] | N
63883 | Broad Reach Power | 64322 | Zapata | TX | Zapata | ZPT2 | Batteries | BA |  | S | X | X |  |  | 9.9 | 0.95 | 9.9 | 9.9 | T | 4 | 2021 | 8 | 2021 | N | IPP Non-CHP | 2 | N | MWH | [15 empty] | N
63879 | Coachella Wind Holdings, LLC | 64323 | Coachella Hills Wind | CA | Riverside | CHW | Onshore Wind Turbine | WT |  | S | X | X |  |  | 61.2 |  | 61.2 | 61.2 | L | 12 | 2020 | 3 | 2021 | N | IPP Non-CHP | 2 | N | WND | [15 empty] | N
61219 | Longroad Energy Services LLC | 64325 | Prospero Solar II | TX | Andrews | PROSP | Solar Photovoltaic | PV |  | S | X | X |  |  | 250 |  | 250 | 250 | L | 7 | 2021 | 8 | 2021 | N | IPP Non-CHP | 2 | N | SUN | [15 empty] | N
63899 | Altamont Winds, LLC | 64326 | Summit Winds | CA | Alameda | DYER | Onshore Wind Turbine | WT |  | S | X | X |  |  | 47.5 | 0.95 | 46.2 | 46.2 | T | 3 | 2021 | 7 | 2021 | N | IPP Non-CHP | 2 | N | WND | [5 empty] | 19
63899 | Altamont Winds, LLC | 64326 | Summit Winds | CA | Alameda | FRICK | Onshore Wind Turbine | WT |  | S | X | X |  |  | 10 | 0.95 | 10 | 10 | T | 3 | 2021 | 7 | 2021 | N | IPP Non-CHP | 2 | N | WND | [5 empty] | 4
61944 | Goldman Sachs Renewable Power Group | 64327 | EDF Ph1 Toms River | NJ | Ocean | GEN1 | Solar Photovoltaic | PV |  | W | X | X |  |  | 21.3 |  | 21.3 | 21.3 | U | 1 | 2021 | 6 | 2021 | N | IPP Non-CHP | 2 | N | SUN | [15 empty] | N
63957 | Quitman II Solar, LLC | 64335 | Quitman II Solar | GA | Brooks | QUIT2 | Solar Photovoltaic | PV |  | S | X | X |  |  | 150 |  | 150 | 150 | U | 11 | 2021 | 11 | 2021 | N | IPP Non-CHP | 2 | N | SUN
63956 | Little Blue Wind Project, LLC | 64336 | Little Blue Wind Project, LLC | NE | Webster | WFW | Onshore Wind Turbine | WT |  | S | X | X |  |  | 250 |  | 250 | 250 | T | 12 | 2021 | 12 | 2021 | N | IPP Non-CHP | 2 | N | WND | [5 empty] | 87 | [7 empty] | N | N | N
63955 | Farmington Solar, LLC | 64337 | Farmington Solar | ME | Franklin | FNS | Solar Photovoltaic | PV |  | S | X | X |  |  | 77 |  | 77 | 77 | U | 9 | 2021 | 9 | 2021 | N | IPP Non-CHP | 2 | N | SUN
63959 | Horizon Hill Wind, LLC | 64339 | Horizon Hill Wind Project | OK | Logan | HHILL | Onshore Wind Turbine | WT |  | S | X | X |  |  | 200 |  | 200 | 200 | L | 12 | 2023 | 12 | 2023 | N | IPP Non-CHP | 2 | N | WND | [5 empty] | 40
63960 | White Rock Wind West, LLC | 64340 | White Rock West Wind Project | OK | Caddo | WRW | Onshore Wind Turbine | WT |  | S | X | X |  |  | 100 |  | 100 | 100 | L | 12 | 2023 | 12 | 2023 | N | IPP Non-CHP | 2 | N | WND | [5 empty] | 20
63961 | White Rock Wind East, LLC | 64341 | White Rock East Wind Project | OK | Caddo | WRE | Onshore Wind Turbine | WT |  | S | X | X |  |  | 200 |  | 200 | 200 | L | 12 | 2023 | 12 | 2023 | N | IPP Non-CHP | 2 | N | WND | [5 empty] | 40
63965 | Badger Wind , LLC | 64342 | Badger Wind, LLC | ND | McIntosh | 5555 | Onshore Wind Turbine | WT |  | S | X | X |  |  | 252 |  | 252 | 252 | L | 11 | 2022 | 11 | 2022 | N | IPP Non-CHP | 2 | N | WND | [5 empty] | 81
63966 | Emerick Wind, LLC | 64344 | Emerick Wind | NE | Madison | 9999 | Onshore Wind Turbine | WT |  | S | X | X |  |  | 300 |  | 300 | 300 | L | 11 | 2024 | 11 | 2024 | N | IPP Non-CHP | 2 | N | WND | [5 empty] | 100
63969 | Placid Solar, LLC | 64345 | Highland Solar North | FL | Highlands | 1112 | Solar Photovoltaic | PV |  | S | X | X |  |  | 74.9 |  | 74.9 | 74.9 | L | 12 | 2022 | 12 | 2022 | N | IPP Non-CHP | 2 | N | SUN
63969 | Placid Solar, LLC | 64346 | Highland Solar South | FL | Highlands | 9999 | Solar Photovoltaic | PV |  | S | X | X |  |  | 74.9 |  | 74.9 | 74.9 | L | 12 | 2022 | 12 | 2022 | N | IPP Non-CHP | 2 | N | SUN
63968 | Mockingbird Solar Center, LLC | 64347 | Mockingbird Solar Center | TX | Lamar | 7777 | Solar Photovoltaic | PV |  | S | X | X |  |  | 400 |  | 400 | 400 | L | 6 | 2023 | 6 | 2023 | N | IPP Non-CHP | 2 | N | SUN
63967 | Happy Hollow Solar Center,LLC | 64348 | Happy Hollow Solar Center | GA | Wilkes | 8888 | Solar Photovoltaic | PV |  | S | X | X |  |  | 75 |  | 75 | 75 | L | 6 | 2022 | 12 | 2023 | N | IPP Non-CHP | 2 | N | SUN
63964 | Armadillo Solar Center, LLC | 64349 | Armadillo Solar Center | TX | Navarro | 6666 | Solar Photovoltaic | PV |  | S | X | X |  |  | 175 |  | 175 | 175 | L | 12 | 2022 | 12 | 2022 | N | IPP Non-CHP | 2 | N | SUN
63962 | Solar Star Prime 2, LLC | 64351 | Amazon JFK8 Solar Project | NY | Richmond | JFK8 | Solar Photovoltaic | PV |  | W | X | X |  |  | 7 |  | 4.9 | 2.9 | TS | 12 | 2020 | 3 | 2021 | N | IPP Non-CHP | 2 | N | SUN
61227 | Nautilus Solar Solutions | 64352 | Mtn Solar 6 LLC | CO | Logan | SC | Solar Photovoltaic | PV |  | S | X | X |  |  | 2 |  | 2 | 2 | U | 12 | 2021 | 12 | 2021 | N | IPP Non-CHP | 2 | N | SUN
61227 | Nautilus Solar Solutions | 64353 | NSE Camber Solar PS11 LLC | CO | Logan | SC | Solar Photovoltaic | PV |  | S | X | X |  |  | 2 |  | 2 | 2 | U | 12 | 2021 | 12 | 2021 | N | IPP Non-CHP | 2 | N | SUN
61227 | Nautilus Solar Solutions | 64355 | NSE Camber BH CSG 2, LLC | CO | Crowley | SC | Solar Photovoltaic | PV |  | S | X | X |  |  | 2 |  | 2 | 2 | U | 12 | 2021 | 12 | 2021 | N | IPP Non-CHP | 2 | N | SUN
61227 | Nautilus Solar Solutions | 64356 | NSE Camber Solar PS13 LLC | CO | Logan | SC | Solar Photovoltaic | PV |  | S | X | X |  |  | 2 |  | 2 | 2 | U | 12 | 2021 | 12 | 2021 | N | IPP Non-CHP | 2 | N | SUN
61227 | Nautilus Solar Solutions | 64357 | NSE Camber Solar PS6 LLC | CO | Weld | SC | Solar Photovoltaic | PV |  | S | X | X |  |  | 2 |  | 2 | 2 | U | 12 | 2021 | 12 | 2021 | N | IPP Non-CHP | 2 | N | SUN
61227 | Nautilus Solar Solutions | 64358 | NSE Camber Solar PS5 LLC | CO | Weld | SC | Solar Photovoltaic | PV |  | S | X | X |  |  | 2 |  | 2 | 2 | U | 12 | 2021 | 12 | 2021 | N | IPP Non-CHP | 2 | N | SUN
61227 | Nautilus Solar Solutions | 64359 | Pivot Solar 12 LLC | CO | Logan | SC | Solar Photovoltaic | PV |  | S | X | X |  |  | 1 |  | 1 | 1 | U | 12 | 2021 | 12 | 2021 | N | IPP Non-CHP | 2 | N | SUN
58970 | Ecoplexus, Inc | 64369 | E Nash PV3 | NC | Nash | ENSH3 | Solar Photovoltaic | PV |  | S | X | X |  |  | 26 | 0.95 | 26 | 26 | L | 6 | 2022 | 6 | 2022 | N | IPP Non-CHP | 2 | N | SUN
63991 | DG New York CS, LLC | 64371 | Cortlandville Solar CSG | NY | Cortland | CORT1 | Solar Photovoltaic | PV |  | S | X | X |  |  | 5 | 1 | 5 | 5 | V | 4 | 2021 | 8 | 2021 | N | IPP Non-CHP | 2 | N | SUN
63991 | DG New York CS, LLC | 64372 | Sangerfield Solar CSG | NY | Oneida | SNGFD | Solar Photovoltaic | PV |  | S | X | X |  |  | 5 | 1 | 5 | 5 | V | 8 | 2021 | 9 | 2021 | N | IPP Non-CHP | 2 | N | SUN
63991 | DG New York CS, LLC | 64373 | Clay Solar CSG | NY | Onondaga | CLAY1 | Solar Photovoltaic | PV |  | S | X | X |  |  | 5 | 1 | 5 | 5 | V | 4 | 2021 | 6 | 2021 | N | IPP Non-CHP | 2 | N | SUN
63991 | DG New York CS, LLC | 64374 | Norwich Solar and Energy Storage CSG | NY | Chenango | NRWCB | Batteries | BA |  | S | X | X |  |  | 5 | 1 | 5 | 5 | V | 4 | 2021 | 9 | 2021 | N | IPP Non-CHP | 2 | N | MWH
63991 | DG New York CS, LLC | 64374 | Norwich Solar and Energy Storage CSG | NY | Chenango | NRWCH | Solar Photovoltaic | PV |  | S | X | X |  |  | 5 | 1 | 5 | 5 | V | 4 | 2021 | 8 | 2021 | N | IPP Non-CHP | 2 | N | SUN
9417 | Interstate Power and Light Co | 64375 | Decorah Battery | IA | Winneshiek | BESS1 | Batteries | BA |  | S | X | X |  |  | 2.5 | 0.9 | 2.5 | 2.5 | V | 2 | 2021 | 6 | 2021 | N | Electric Utility | 1 | N | MWH | [13 empty] | N | N | N
63993 | Milligan 1 Wind, LLC | 64377 | Milligan 1 Wind Farm | NE | Saline | SG4.5 | Onshore Wind Turbine | WT |  | S | X | X |  |  | 135 |  | 135 | 135 | U | 1 | 2021 | 3 | 2021 | N | IPP Non-CHP | 2 | N | WND | [5 empty] | 30
60025 | Greenbacker Renewable Energy Corporation | 64379 | Ridgecrest | DC | District of Columbia | 467 | Solar Photovoltaic | PV |  | S | X | X |  |  | 1.7 |  | 1.7 | 1.7 | V | 1 | 2021 | 6 | 2021 | N | IPP Non-CHP | 2 | N | SUN
60025 | Greenbacker Renewable Energy Corporation | 64380 | Cascades | NJ | Middlesex | 464 | Solar Photovoltaic | PV |  | S | X | X |  |  | 2 |  | 2 | 2 | V | 1 | 2021 | 4 | 2021 | N | IPP Non-CHP | 2 | N | SUN
63995 | Glacier Sands Wind Power, LLC | 64381 | Glacier Sands Wind Power, LLC | IL | Mason | GS001 | Onshore Wind Turbine | WT |  | S | X | X |  |  | 185 |  | 185 | 185 | U | 10 | 2021 | 10 | 2021 | N | IPP Non-CHP | 2 | N | WND | [5 empty] | 43
63082 | ProEnergy Services | 64383 | Braes Bayou Plant | TX | Fort Bend | CTG-1 | Natural Gas Fired Combustion Turbine | GT |  | W | X | X | RABSMR01 |  | 60.5 | 0.85 | 44.5 | 49.8 | T | 6 | 2022 | 6 | 2022 | N | IPP Non-CHP | 2 | N | NG | [15 empty] | N
63082 | ProEnergy Services | 64383 | Braes Bayou Plant | TX | Fort Bend | CTG-2 | Natural Gas Fired Combustion Turbine | GT |  | W | X | X | RABSMR01 |  | 60.5 | 0.85 | 44.5 | 49.8 | T | 6 | 2022 | 6 | 2022 | N | IPP Non-CHP | 2 | N | NG | [15 empty] | N
63082 | ProEnergy Services | 64383 | Braes Bayou Plant | TX | Fort Bend | CTG-3 | Natural Gas Fired Combustion Turbine | GT |  | W | X | X | RABSMR01 |  | 60.5 | 0.85 | 44.5 | 49.8 | T | 6 | 2022 | 6 | 2022 | N | IPP Non-CHP | 2 | N | NG | [15 empty] | N
63082 | ProEnergy Services | 64383 | Braes Bayou Plant | TX | Fort Bend | CTG-4 | Natural Gas Fired Combustion Turbine | GT |  | W | X | X | RABSMR01 |  | 60.5 | 0.85 | 44.5 | 49.8 | T | 6 | 2022 | 6 | 2022 | N | IPP Non-CHP | 2 | N | NG | [15 empty] | N
63082 | ProEnergy Services | 64383 | Braes Bayou Plant | TX | Fort Bend | CTG-5 | Natural Gas Fired Combustion Turbine | GT |  | W | X | X | RABSMR01 |  | 60.5 | 0.85 | 44.5 | 49.8 | T | 6 | 2022 | 6 | 2022 | N | IPP Non-CHP | 2 | N | NG | [15 empty] | N
63082 | ProEnergy Services | 64383 | Braes Bayou Plant | TX | Fort Bend | CTG-6 | Natural Gas Fired Combustion Turbine | GT |  | W | X | X | RABSMR01 |  | 60.5 | 0.85 | 44.5 | 49.8 | T | 6 | 2022 | 6 | 2022 | N | IPP Non-CHP | 2 | N | NG | [15 empty] | N
63432 | SkyHigh 2 Solar | 64384 | Amazon TUS2 | AZ | Pima | ATUS2 | Solar Photovoltaic | PV |  | S | X | X |  |  | 2.6 |  | 2.6 | 2.6 | P | 3 | 2021 | 8 | 2021 | N | Commercial Non-CHP | 4 | N | SUN
63998 | Gilcrest V LLC | 64386 | Gilcrest V CSG | CO | Weld | GLCRV | Solar Photovoltaic | PV |  | S | X | X |  |  | 4.8 |  | 4.8 | 4.8 | V | 2 | 2021 | 2 | 2021 | N | IPP Non-CHP | 2 | N | SUN
63999 | Quinebaug Solar, LLC | 64387 | Quinebaug Solar | CT | Windham | QBS | Solar Photovoltaic | PV |  | S | X | X |  |  | 49.4 |  | 49.4 | 49.4 | T | 11 | 2021 | 11 | 2021 | N | IPP Non-CHP | 2 | N | SUN
63432 | SkyHigh 2 Solar | 64388 | TruStile Doors - Denver | CO | Adams | TRUCO | Solar Photovoltaic | PV |  | S | X | X |  |  | 1.2 |  | 1.2 | 1.2 | P | 1 | 2021 | 2 | 2021 | N | Commercial Non-CHP | 4 | N | SUN
63432 | SkyHigh 2 Solar | 64389 | Niagara Bottling - Seguin | TX | Guadalupe | NIAGS | Solar Photovoltaic | PV |  | S | X | X |  |  | 4.9 |  | 4.9 | 4.9 | P | 9 | 2021 | 10 | 2021 | N | Industrial Non-CHP | 6 | N | SUN | [15 empty] | N
14063 | Oklahoma Gas & Electric Co | 64392 | Branch Solar Farm | AR | Franklin | CVS1 | Solar Photovoltaic | PV |  | S | X | X |  |  | 5 |  | 5 | 5 | U | 9 | 2021 | 9 | 2021 | N | Electric Utility | 1 | N | SUN
20847 | Wisconsin Electric Power Co | 64393 | Badger Hollow II | WI | Iowa | GEN2 | Solar Photovoltaic | PV |  | J | X | X |  |  | 150 |  | 150 | 150 | U | 12 | 2022 | 12 | 2022 | N | Electric Utility | 1 | N | SUN
63345 | Flodquist Community Solar LLC | 64394 | Flodquist Community Solar DE LLC | MN | Chisago | FLODQ | Solar Photovoltaic | PV |  | S | X | X |  |  | 1 |  | 1 | 1 | P | 1 | 2021 | 8 | 2021 | N | IPP Non-CHP | 2 | N | SUN
61012 | AES Distributed Energy | 64395 | ZPD-PT Solar Project 2017-006 LLC Hybrid | MA | Worcester | DRAES | Batteries | BA |  | S | X | X |  |  | 2 | 1 | 2 | 2 | U | 4 | 2021 | 7 | 2021 | N | IPP Non-CHP | 2 | N | MWH
61012 | AES Distributed Energy | 64395 | ZPD-PT Solar Project 2017-006 LLC Hybrid | MA | Worcester | DRAPV | Solar Photovoltaic | PV |  | S | X | X |  |  | 4 | 1 | 4 | 4 | U | 4 | 2021 | 7 | 2021 | N | IPP Non-CHP | 2 | N | SUN
63432 | SkyHigh 2 Solar | 64396 | EMWD - Perris Valley RWRF | CA | Riverside | EMSJN | Solar Photovoltaic | PV |  | S | X | X |  |  | 1.3 |  | 1.3 | 1.3 | P | 4 | 2021 | 7 | 2021 | N | Commercial Non-CHP | 4 | N | SUN
63432 | SkyHigh 2 Solar | 64397 | EMWD - San Jacinto RWRF NEM | CA | Riverside | EMSJN | Solar Photovoltaic | PV |  | S | X | X |  |  | 1.3 |  | 1.3 | 1.3 | P | 3 | 2021 | 7 | 2021 | N | Commercial Non-CHP | 4 | N | SUN
63432 | SkyHigh 2 Solar | 64398 | EMWD - Sun City RWRF | CA | Riverside | EMSUN | Solar Photovoltaic | PV |  | S | X | X |  |  | 1.5 |  | 1.5 | 1.5 | P | 3 | 2021 | 7 | 2021 | N | Commercial Non-CHP | 4 | N | SUN
63432 | SkyHigh 2 Solar | 64399 | EMWD - San Jacinto RES BCT | CA | Riverside | EMRES | Solar Photovoltaic | PV |  | S | X | X |  |  | 4.2 |  | 4.2 | 4.2 | P | 7 | 2021 | 12 | 2021 | N | Commercial Non-CHP | 4 | N | SUN
63432 | SkyHigh 2 Solar | 64400 | BYU - Hawaii | HI | Honolulu | BYESS | Batteries | BA |  | S | X | X |  |  | 1.9 |  | 1.9 | 1.9 | P | 11 | 2021 | 11 | 2021 | N | Commercial Non-CHP | 4 | N | MWH | [15 empty] | N
63432 | SkyHigh 2 Solar | 64400 | BYU - Hawaii | HI | Honolulu | BYUHI | Solar Photovoltaic | PV |  | S | X | X |  |  | 3.1 |  | 3.1 | 3.1 | P | 11 | 2021 | 11 | 2021 | N | Commercial Non-CHP | 4 | N | SUN | [15 empty] | N
63432 | SkyHigh 2 Solar | 64401 | CSU San Jose State University | CA | Santa Clara | CSUSJ | Solar Photovoltaic | PV |  | S | X | X |  |  | 1.7 |  | 1.7 | 1.7 | P | 7 | 2021 | 8 | 2021 | N | Industrial Non-CHP | 6 | N | SUN
63432 | SkyHigh 2 Solar | 64402 | El Dorado County | CA | El Dorado | ELDCO | Solar Photovoltaic | PV |  | S | X | X |  |  | 1.5 |  | 1.5 | 1.5 | P | 3 | 2021 | 3 | 2021 | N | Commercial Non-CHP | 4 | N | SUN
63432 | SkyHigh 2 Solar | 64403 | California State Univ at Channel Islands | CA | Ventura | CSUCI | Solar Photovoltaic | PV |  | S | X | X |  |  | 4.3 |  | 4.3 | 4.3 | P | 7 | 2021 | 12 | 2021 | N | Industrial Non-CHP | 6 | N | SUN
63432 | SkyHigh 2 Solar | 64406 | EMWD - Moreno Valley RWRF | CA | Riverside | EMMOR | Solar Photovoltaic | PV |  | S | X | X |  |  | 2.4 |  | 2.4 | 2.4 | P | 4 | 2021 | 7 | 2021 | N | Commercial Non-CHP | 4 | N | SUN
64000 | Flat Ridge 3 Wind Energy, LLC | 64407 | Flat Ridge 3 | KS | Kingman | FRW3 | Onshore Wind Turbine | WT |  | S | X | X |  |  | 128 | 0.95 | 128 | 128 | V | 4 | 2021 | 9 | 2021 | N | IPP Non-CHP | 2 | N | WND | [5 empty] | 62
64050 | Anderson Solar Farm, LLC | 64409 | Anderson (SC) | SC | Anderson | ANDER | Solar Photovoltaic | PV |  | S | X | X |  |  | 2 |  | 2 | 2 | V | 9 | 2021 | 9 | 2021 | N | IPP Non-CHP | 2 | N | SUN
64052 | Delanco Coopertown Rd Solar 2, LLC | 64411 | Delanco | NJ | Burlington | DELAN | Solar Photovoltaic | PV |  | S | X | X |  |  | 2.4 |  | 2.4 | 2.4 | V | 3 | 2021 | 5 | 2021 | N | IPP Non-CHP | 2 | N | SUN
64063 | Schull CSG LLC | 64413 | Schull CSG | MN | Blue Earth | SCHUL | Solar Photovoltaic | PV |  | S | X | X |  |  | 1 |  | 0.4 | 0.2 | T | 6 | 2021 | 8 | 2021 | N | IPP Non-CHP | 2 | N | SUN
64054 | Pontiac Solar, LLC | 64414 | Pontiac | IL | Livingston | PONTC | Solar Photovoltaic | PV |  | S | X | X |  |  | 2 |  | 2 | 2 | V | 2 | 2021 | 2 | 2021 | N | IPP Non-CHP | 2 | N | SUN
64055 | Rockford Baxter Rd Holdco LLC CSG | 64415 | Rockford CSG | IL | Winnebago | ROCKF | Solar Photovoltaic | PV |  | S | X | X |  |  | 2 |  | 2 | 2 | V | 5 | 2021 | 10 | 2021 | N | IPP Non-CHP | 2 | N | SUN
64056 | Sandoval Holdco, LLC | 64416 | Sandoval | IL | Clinton | SANDL | Solar Photovoltaic | PV |  | S | X | X |  |  | 2 |  | 2 | 2 | V | 3 | 2021 | 3 | 2021 | N | IPP Non-CHP | 2 | N | SUN
64002 | Wilmot Energy Center LLC | 64426 | Wilmot Energy Center LLC | AZ | Pima | WIL | Solar Photovoltaic | PV |  | S | X | X |  |  | 100 |  | 100 | 100 | U | 5 | 2021 | 4 | 2021 | N | IPP Non-CHP | 2 | N | SUN
64002 | Wilmot Energy Center LLC | 64426 | Wilmot Energy Center LLC | AZ | Pima | WILBA | Batteries | BA |  | S | X | X |  |  | 30 |  | 30 | 30 | U | 5 | 2021 | 4 | 2021 | N | IPP Non-CHP | 2 | N | MWH
49805 | Kennecott Utah Copper | 64427 | Copperton Solar Plant No. 1 | UT | Salt Lake | CSP1 | Solar Photovoltaic | PV |  | S | X | X |  |  | 5 | 1 | 2.3 | 0.9 | P | 2 | 2022 | 9 | 2022 | N | Industrial Non-CHP | 6 | N | SUN
64077 | JVR Energy Park LLC | 64428 | JVR Energy Park LLC | CA | San Diego | JVR1A | Solar Photovoltaic | PV |  | S | X | X |  |  | 90 |  | 90 | 90 | T | 12 | 2022 | 12 | 2022 | N | IPP Non-CHP | 2 | N | SUN
64077 | JVR Energy Park LLC | 64428 | JVR Energy Park LLC | CA | San Diego | JVR1B | Batteries | BA |  | S | X | X |  |  | 70 |  | 70 | 70 | T | 12 | 2022 | 12 | 2022 | N | IPP Non-CHP | 2 | N | MWH
62856 | Forefront Power, LLC | 64429 | Amazon - Stockton - Roof (SCK1) - (CA) | CA | San Joaquin | 19001 | Solar Photovoltaic | PV |  | S | X | X |  |  | 2.6 |  | 2.6 | 2.6 | V | 3 | 2021 | 1 | 2022 | N | IPP Non-CHP | 2 | N | SUN
64085 | American Beech Solar LLC | 64430 | American Beech Solar LLC | NC | Halifax | KOV4A | Solar Photovoltaic | PV |  | S | X | X |  |  | 110 |  | 110 | 110 | T | 5 | 2024 | 5 | 2024 | N | IPP Non-CHP | 2 | N | SUN
64081 | Point Beach Solar | 64431 | Point Beach Solar | WI | Manitowoc | PBS | Solar Photovoltaic | PV |  | S | X | X |  |  | 100 |  | 100 | 100 | U | 12 | 2021 | 12 | 2021 | N | IPP Non-CHP | 2 | N | SUN
64068 | Black Rock Wind Force, LLC | 64433 | Black Rock Wind | WV | Mineral | BRW | Onshore Wind Turbine | WT |  | S | X | X |  |  | 115 |  | 115 | 115 | U | 10 | 2021 | 10 | 2021 | N | IPP Non-CHP | 2 | N | WND | [5 empty] | 23
64072 | MA CS Ware West, LLC | 64435 | Town of Ware - Canadian Tree | MA | Hampshire | TOW | Solar Photovoltaic | PV |  | S | X | X |  |  | 1.4 |  | 1.4 | 1.4 | TS | 3 | 2021 | 9 | 2021 | N | IPP Non-CHP | 2 | N | SUN
64070 | Dresser Hill Solar, LLC | 64437 | Dresser Hill CSG | MA | Worcester | DRH | Solar Photovoltaic | PV |  | S | X | X |  |  | 3.7 |  | 3.7 | 3.7 | TS | 1 | 2021 | 1 | 2021 | N | IPP Non-CHP | 2 | N | SUN
64088 | SSA Solar of CA 5, LLC | 64438 | Vallecitos Water District | CA | San Diego | VALLE | Solar Photovoltaic | PV |  | S | X | X |  |  | 1.4 |  | 1.4 | 1.4 | V | 3 | 2021 | 8 | 2021 | N | IPP Non-CHP | 2 | N | SUN
64089 | Pine Road Solar, LLC | 64439 | Pine Road Solar, LLC CSG | IL | DeKalb | PINE | Solar Photovoltaic | PV |  | S | X | X |  |  | 2 |  | 2 | 2 | V | 3 | 2021 | 4 | 2021 | N | IPP Non-CHP | 2 | N | SUN
60025 | Greenbacker Renewable Energy Corporation | 64441 | Valencia 3 | CA | Imperial | 266 | Solar Photovoltaic | PV |  | S | X | X |  |  | 3 |  | 3 | 3 | T | 3 | 2021 | 4 | 2021 | N | IPP Non-CHP | 2 | N | SUN
57365 | Consolidated Edison Solutions Inc | 64442 | Mt Pleasant Community Center | NY | Westchester | MPES | Batteries | BA |  | S | X | X |  |  | 0.7 |  | 0.7 | 0.7 | T | 10 | 2021 | 11 | 2021 | N | IPP Non-CHP | 2 | N | MWH
57365 | Consolidated Edison Solutions Inc | 64442 | Mt Pleasant Community Center | NY | Westchester | MPPV | Solar Photovoltaic | PV |  | S | X | X |  |  | 0.5 |  | 0.5 | 0.5 | T | 10 | 2021 | 11 | 2021 | N | IPP Non-CHP | 2 | N | SUN
62627 | Alchemy Renewable Energy | 64443 | Golden Solar | VT | Caledonia | GOLD | Solar Photovoltaic | PV |  | S | X | X |  |  | 2.2 |  | 2.2 | 1.8 | T | 10 | 2021 | 10 | 2021 | N | IPP Non-CHP | 2 | N | SUN
17470 | PUD 1 of Snohomish County | 64446 | Arlington Microgrid | WA | Snohomish | AMGB | Batteries | BA |  | S | X | X |  |  | 1 | 1 | 1 | 1 | V | 6 | 2021 | 9 | 2021 | N | Electric Utility | 1 | N | MWH
64108 | Brazoria West Solar Project, LLC | 64447 | Brazoria West | TX | Brazoria | GEN1 | Solar Photovoltaic | PV |  | S | X | X |  |  | 200 |  | 200 | 200 | P | 6 | 2022 | 8 | 2022 | N | IPP Non-CHP | 2 | N | SUN | [15 empty] | N
64109 | Wythe County Solar Project, LLC | 64448 | Wythe County Solar | VA | Wythe | GEN1 | Solar Photovoltaic | PV |  | S | X | X |  |  | 75 | 0.93 | 75 | 75 | P | 12 | 2022 | 12 | 2022 | N | IPP Non-CHP | 2 | N | SUN | [15 empty] | N
64118 | Grissom Solar, LLC | 64450 | Grissom Solar, LLC | NC | Halifax | GSF01 | Solar Photovoltaic | PV |  | S | X | X |  |  | 5 |  | 5 | 6.9 | T | 3 | 2021 | 5 | 2021 | N | IPP Non-CHP | 2 | N | SUN | [15 empty] | N
64118 | Grissom Solar, LLC | 64450 | Grissom Solar, LLC | NC | Halifax | GSF02 | Batteries | BA |  | S | X | X |  |  | 10 |  | 10 | 10 | T | 5 | 2021 | 5 | 2021 | N | IPP Non-CHP | 2 | N | MWH | [14 empty] | N | N
61610 | Delaware River Solar, LLC | 64451 | Rosemond Solar Community Solar | NY | Sullivan | 1583 | Solar Photovoltaic | PV |  | S | X | X |  |  | 2 |  | 2 | 2 | TS | 1 | 2021 | 1 | 2021 | N | IPP Non-CHP | 2 | N | SUN
64110 | Calhoun County Solar Project, LLC | 64452 | Calhoun County Solar Project | MI | Calhoun | GEN1 | Solar Photovoltaic | PV |  | S | X | X |  |  | 125 | 0.93 | 125 | 125 | P | 12 | 2022 | 12 | 2022 | N | IPP Non-CHP | 2 | N | SUN | [13 empty] | N | N | N
63991 | DG New York CS, LLC | 64453 | Volney II | NY | Oswego | VOLES | Batteries | BA |  | S | X | X |  |  | 1.5 |  | 1.5 | 1.5 | V | 2 | 2021 | 2 | 2021 | N | IPP Non-CHP | 2 | N | MWH
63991 | DG New York CS, LLC | 64453 | Volney II | NY | Oswego | VOLNE | Solar Photovoltaic | PV |  | S | X | X |  |  | 1.5 |  | 1.5 | 1.5 | V | 2 | 2021 | 2 | 2021 | N | IPP Non-CHP | 2 | N | SUN
64098 | Clendenin A Community Solar, LLC | 64464 | Clendenin A Community Solar, LLC CSG | IL | Williamson | CLEN | Solar Photovoltaic | PV |  | S | X | X |  |  | 2 |  | 2 | 2 | V | 3 | 2021 | 7 | 2021 | N | IPP Non-CHP | 2 | N | SUN
64099 | Kern A Community Solar, LLC | 64465 | Kern A Community Solar, LLC CSG | IL | Franklin | KERN | Solar Photovoltaic | PV |  | S | X | X |  |  | 2 |  | 2 | 2 | V | 3 | 2021 | 7 | 2021 | N | IPP Non-CHP | 2 | N | SUN
64100 | Lukuc B Community Solar LLC | 64466 | Lukuc B Community Solar LLC CSG | IL | Williamson | LUKC | Solar Photovoltaic | PV |  | S | X | X |  |  | 2 |  | 2 | 2 | V | 3 | 2021 | 7 | 2021 | N | IPP Non-CHP | 2 | N | SUN
64101 | CSG Mt. Morris 2, LLC | 64467 | CSG Mt. Morris 2, LLC | IL | Ogle | MTMO | Solar Photovoltaic | PV |  | S | X | X |  |  | 2 |  | 2 | 2 | V | 3 | 2021 | 4 | 2021 | N | IPP Non-CHP | 2 | N | SUN
64102 | Tower Road Solar, LLC | 64468 | Tower Road Solar, LLC CSG | IL | Dekalb | BOIG | Solar Photovoltaic | PV |  | S | X | X |  |  | 2 |  | 2 | 2 | V | 4 | 2021 | 4 | 2021 | N | IPP Non-CHP | 2 | N | SUN
64086 | OE_ALD | 64469 | OE_ALD | AL | Covington | OEALD | Solar Photovoltaic | PV |  | S | X | X |  |  | 80 |  | 80 | 80 | T | 12 | 2022 | 12 | 2022 | N | IPP Non-CHP | 2 | N | SUN
64095 | RPCA Solar 3, LLC | 64471 | Byron Highway Solar | CA | Contra Costa | BYHWY | Solar Photovoltaic | PV |  | S | X | X |  |  | 5 |  | 5 | 5 | L | 9 | 2021 | 12 | 2021 | N | IPP Non-CHP | 2 | N | SUN
64096 | RPSC Solar 3, LLC | 64472 | Berry Road Solar | SC | Greenville | BERRY | Solar Photovoltaic | PV |  | S | X | X |  |  | 2 |  | 2 | 2 | T | 4 | 2021 | 5 | 2021 | N | IPP Non-CHP | 2 | N | SUN
64083 | DG Central 1, LLC | 64473 | Norman Solar | OK | Cleveland | NORMN | Solar Photovoltaic | PV |  | S | X | X |  |  | 5 |  | 5 | 5 | T | 4 | 2021 | 1 | 2021 | N | IPP Non-CHP | 2 | N | SUN
64074 | Freepoint Solar LLC | 64474 | Claremont Solar | NH | Sullivan | 1 | Solar Photovoltaic | PV |  | S | X | X |  |  | 20 |  | 20 | 20 | P | 12 | 2023 | 12 | 2023 | N | IPP Non-CHP | 2 | N | SUN
64115 | Swansboro Solar, LLC | 64476 | Swansboro Solar, LLC | NC | Onslow | 1102 | Solar Photovoltaic | PV |  | S | X | X |  |  | 4.9 | 1 | 4.9 | 4.9 | P | 5 | 2021 | 4 | 2021 | N | IPP Non-CHP | 2 | N | SUN
64116 | Suncaster, LLC | 64477 | Suncaster, LLC | NC | Wayne | 1 | Solar Photovoltaic | PV |  | S | X | X |  |  | 2.4 | 1 | 2.4 | 2.4 | P | 5 | 2021 | 4 | 2021 | N | IPP Non-CHP | 2 | N | SUN
64117 | 1034 Catherine Lake Solar, LLC | 64478 | 1034 Catherine Lake Solar, LLC | NC | Onslow | 1034 | Solar Photovoltaic | PV |  | S | X | X |  |  | 4.9 | 1 | 4.9 | 4.9 | P | 5 | 2021 | 4 | 2021 | N | IPP Non-CHP | 2 | N | SUN
64128 | Novel Handeland Solar LLC | 64479 | Novel Handeland Solar LLC | MN | Yellow Medicine | HNDLD | Solar Photovoltaic | PV |  | S | X | X |  |  | 1 | 1 | 1 | 1 | T | 1 | 2022 | 1 | 2022 | N | IPP Non-CHP | 2 | N | SUN | [13 empty] | N | N | N
64147 | Rice Community Solar Two LLC | 64480 | Rice Two Solar CSG | MN | Rice | TC3 | Solar Photovoltaic | PV |  | S | X | X |  |  | 0.8 |  | 0.8 | 0.8 | V | 12 | 2020 | 4 | 2021 | N | IPP Non-CHP | 2 | N | SUN
64144 | Arlington Energy Center II | 64481 | Arlington Energy Center II | CA | Riverside | AEC1 | Solar Photovoltaic | PV |  | S | X | X |  |  | 100 |  | 100 | 100 | U | 12 | 2021 | 12 | 2021 | N | IPP Non-CHP | 2 | N | SUN
64144 | Arlington Energy Center II | 64481 | Arlington Energy Center II | CA | Riverside | AEC2 | Solar Photovoltaic | PV |  | S | X | X |  |  | 133 |  | 133 | 133 | U | 10 | 2022 | 10 | 2022 | N | IPP Non-CHP | 2 | N | SUN
64144 | Arlington Energy Center II | 64481 | Arlington Energy Center II | CA | Riverside | AEC2B | Batteries | BA |  | S | X | X |  |  | 132 |  | 132 | 132 | U | 8 | 2022 | 8 | 2022 | N | IPP Non-CHP | 2 | N | MWH
64127 | Novel Stavem Solar LLC | 64482 | Novel Stavem Solar LLC | MN | Pope | STAVM | Solar Photovoltaic | PV |  | S | X | X |  |  | 1 | 1 | 1 | 1 | T | 8 | 2021 | 9 | 2021 | N | IPP Non-CHP | 2 | N | SUN | [13 empty] | N | N | N
64129 | Novel Sunnyfield Farms Solar LLC | 64483 | Novel Sunnyfield Farms Solar LLC CSG | MN | Wabasha | SNYFD | Solar Photovoltaic | PV |  | S | X | X |  |  | 1 | 1 | 1 | 1 | T | 11 | 2021 | 11 | 2021 | N | IPP Non-CHP | 2 | N | SUN | [15 empty] | N
64130 | Novel Schroeder Solar LLC | 64484 | Novel Schroeder Solar LLC CSG | MN | Renville | SCRDR | Solar Photovoltaic | PV |  | S | X | X |  |  | 1 | 1 | 1 | 1 | T | 3 | 2022 | 3 | 2022 | N | IPP Non-CHP | 2 | N | SUN | [13 empty] | N | N | N
64131 | Novel Caroline Solar, LLC | 64485 | Novel Caroline Solar, LLC CSG | MN | Chisago | CRLNE | Solar Photovoltaic | PV |  | S | X | X |  |  | 1 | 1 | 1 | 1 | T | 8 | 2021 | 2 | 2022 | N | IPP Non-CHP | 2 | N | SUN | [13 empty] | N | N | N
64132 | Novel David Solar LLC | 64486 | Novel David Solar LLC CSG | MN | Waseca | DAVID | Solar Photovoltaic | PV |  | S | X | X |  |  | 1 | 1 | 1 | 1 | T | 11 | 2021 | 2 | 2022 | N | IPP Non-CHP | 2 | N | SUN | [13 empty] | N | N | N
64133 | Novel Huneke Solar LLC | 64487 | Novel Huneke Solar LLC CSG | MN | Goodhue | HNKE | Solar Photovoltaic | PV |  | S | X | X |  |  | 1 | 1 | 1 | 1 | T | 9 | 2021 | 9 | 2021 | N | IPP Non-CHP | 2 | N | SUN | [13 empty] | N | N | N
64134 | Novel Denzer Solar LLC | 64488 | Novel Denzer Solar LLC CSG | MN | Winona | DNZR | Solar Photovoltaic | PV |  | S | X | X |  |  | 1 | 1 | 1 | 1 | T | 9 | 2021 | 10 | 2021 | N | IPP Non-CHP | 2 | N | SUN
64135 | Resurgence Solar | 64489 | Resurgence Solar | CA | San Bernardino | GEN1 | Solar Photovoltaic | PV |  | S | X | X |  |  | 138 |  | 138 | 138 | L | 12 | 2022 | 12 | 2022 | N | IPP Non-CHP | 2 | N | SUN | [13 empty] | N | N | N
64135 | Resurgence Solar | 64489 | Resurgence Solar | CA | San Bernardino | GEN2 | Batteries | BA |  | S | X | X |  |  | 115 |  | 115 | 115 | L | 12 | 2022 | 12 | 2022 | N | IPP Non-CHP | 2 | N | MWH | [13 empty] | N | N | N
64143 | Hendershot Solar, LLC | 64496 | Hendershot Solar, LLC | MI | Lenawee | FACHE | Solar Photovoltaic | PV |  | S | X | X | Cons.Cetr |  | 2 |  | 2 | 2 | TS | 1 | 2021 | 1 | 2021 | N | IPP Non-CHP | 2 | N | SUN | [13 empty] | N | N | N
64142 | Hazel Solar, LLC | 64497 | Hazel Solar, LLC | MI | Montcalm | FACHA | Solar Photovoltaic | PV |  | S | X | X | Cons.Cetr |  | 2 |  | 2 | 2 | TS | 2 | 2021 | 2 | 2021 | N | IPP Non-CHP | 2 | N | SUN | [13 empty] | N | N | N
64141 | Geddes 2 Solar, LLC | 64498 | Geddes 2 Solar, LLC | MI | Saginaw | FACG2 | Solar Photovoltaic | PV |  | S | X | X | Cons.Cetr |  | 2 |  | 2 | 2 | TS | 1 | 2021 | 1 | 2021 | N | IPP Non-CHP | 2 | N | SUN | [13 empty] | N | N | N
64140 | Bullhead Solar, LLC | 64499 | Bullhead Solar, LLC | MI | Hillsdale | FACBH | Solar Photovoltaic | PV |  | S | X | X | Cons.Cetr |  | 2 |  | 2 | 2 | TS | 1 | 2021 | 1 | 2021 | N | IPP Non-CHP | 2 | N | SUN | [13 empty] | N | N | N
64139 | Angola Solar, LLC | 64500 | Angola Solar, LLC | MI | Branch | FACAN | Solar Photovoltaic | PV |  | S | X | X | Cons.Cetr |  | 2 |  | 2 | 2 | TS | 1 | 2021 | 1 | 2021 | N | IPP Non-CHP | 2 | N | SUN | [13 empty] | N | N | N
64074 | Freepoint Solar LLC | 64501 | Alfred Solar | ME | York | 1 | Solar Photovoltaic | PV |  | S | X | X |  |  | 50 |  | 50 | 50 | P | 12 | 2024 | 12 | 2024 | N | IPP Non-CHP | 2 | N | SUN
64149 | Palmer Community Solar LLC | 64503 | Palmer Community Solar LLC | MN | Chisago | PALM | Solar Photovoltaic | PV |  | S | X | X |  |  | 1 | 1 | 1 | 1 | P | 9 | 2021 | 8 | 2021 | N | IPP Non-CHP | 2 | N | SUN
64150 | Medin 2 Community Solar LLC | 64504 | Medin 2 Community Solar LLC | MN | Chisago | MED2 | Solar Photovoltaic | PV |  | S | X | X |  |  | 1 | 1 | 1 | 1 | P | 9 | 2021 | 9 | 2021 | N | IPP Non-CHP | 2 | N | SUN
6395 | Flathead Electric Coop Inc | 64505 | Flathead Landfill to Gas Energy Facility | MT | Flathead | LFGE2 | Landfill Gas | IC |  | S | X | X |  |  | 1.6 | 0.9 | 1.6 | 1.6 | P | 7 | 2022 | 6 | 2022 | N | Electric Utility | 1 | N | LFG | [5 empty] | 0 | [7 empty] | N | N | N
64148 | Cokato Holdco LLC | 64506 | Cokato | MN | Wright | COK | Solar Photovoltaic | PV |  | S | X | X |  |  | 4 |  | 4 | 4 | U | 5 | 2021 | 8 | 2021 | N | IPP Non-CHP | 2 | N | SUN
64084 | OE_TN1 | 64507 | OETN1 | TN | Obion | OEALD | Solar Photovoltaic | PV |  | S | X | X |  |  | 100 |  | 100 | 100 | T | 12 | 2022 | 12 | 2022 | N | IPP Non-CHP | 2 | N | SUN
13683 | North Carolina El Member Corp | 64508 | Hall Solar Energy Storage | NC | Duplin | BAT1 | Batteries | BA |  | W | X | X |  |  | 2.5 |  | 2.5 | 2.5 | T | 4 | 2021 | 8 | 2021 | N | Electric Utility | 1 | N | MWH
13683 | North Carolina El Member Corp | 64508 | Hall Solar Energy Storage | NC | Duplin | SOL1 | Solar Photovoltaic | PV |  | W | X | X |  |  | 2 |  | 2 | 2 | T | 4 | 2021 | 8 | 2021 | N | Electric Utility | 1 | N | SUN
13683 | North Carolina El Member Corp | 64509 | South River H4 Solar Energy Storage | NC | Sampson | BAT1 | Batteries | BA |  | W | X | X |  |  | 0.6 |  | 0.6 | 0.6 | T | 10 | 2021 | 12 | 2021 | N | Electric Utility | 1 | N | MWH
13683 | North Carolina El Member Corp | 64509 | South River H4 Solar Energy Storage | NC | Sampson | SOL1 | Solar Photovoltaic | PV |  | W | X | X |  |  | 0.5 |  | 0.5 | 0.5 | T | 10 | 2021 | 12 | 2021 | N | Electric Utility | 1 | N | SUN
13683 | North Carolina El Member Corp | 64510 | Arba Solar Energy Storage | NC | Greene | BAT1 | Batteries | BA |  | W | X | X |  |  | 5.1 |  | 5.1 | 5.1 | T | 10 | 2021 | 1 | 2022 | N | Electric Utility | 1 | N | MWH
13683 | North Carolina El Member Corp | 64510 | Arba Solar Energy Storage | NC | Greene | SOL1 | Solar Photovoltaic | PV |  | W | X | X |  |  | 5 |  | 5 | 5 | T | 10 | 2021 | 1 | 2022 | N | Electric Utility | 1 | N | SUN
13683 | North Carolina El Member Corp | 64511 | Rose Acre Solar Energy Storage | NC | Hyde | BAT1 | Batteries | BA |  | W | X | X |  |  | 2.5 |  | 2.5 | 2.5 | T | 10 | 2021 | 11 | 2021 | N | Electric Utility | 1 | N | MWH
13683 | North Carolina El Member Corp | 64511 | Rose Acre Solar Energy Storage | NC | Hyde | SOL1 | Solar Photovoltaic | PV |  | W | X | X |  |  | 2 |  | 2 | 2 | T | 10 | 2021 | 11 | 2021 | N | Electric Utility | 1 | N | SUN
13683 | North Carolina El Member Corp | 64512 | Hamlet Solar Energy Storage | NC | Richmond | BAT1 | Batteries | BA |  | W | X | X |  |  | 0.5 |  | 0.5 | 0.5 | T | 9 | 2021 | 12 | 2021 | N | Electric Utility | 1 | N | MWH
13683 | North Carolina El Member Corp | 64512 | Hamlet Solar Energy Storage | NC | Richmond | SOL1 | Solar Photovoltaic | PV |  | W | X | X |  |  | 0.5 |  | 0.5 | 0.5 | T | 9 | 2021 | 12 | 2021 | N | Electric Utility | 1 | N | SUN
13683 | North Carolina El Member Corp | 64513 | Wake RJ3 Solar Energy Storage | NC | Wake | BAT1 | Batteries | BA |  | W | X | X |  |  | 0.6 |  | 0.6 | 0.6 | T | 11 | 2021 | 11 | 2021 | N | Electric Utility | 1 | N | MWH
13683 | North Carolina El Member Corp | 64513 | Wake RJ3 Solar Energy Storage | NC | Wake | SOL1 | Solar Photovoltaic | PV |  | W | X | X |  |  | 0.5 |  | 0.5 | 0.5 | T | 11 | 2021 | 11 | 2021 | N | Electric Utility | 1 | N | SUN
13683 | North Carolina El Member Corp | 64514 | Ludie Brown Solar Energy Storage | NC | Duplin | BAT1 | Batteries | BA |  | W | X | X |  |  | 2.5 |  | 2.5 | 2.5 | T | 4 | 2021 | 8 | 2021 | N | Electric Utility | 1 | N | MWH
13683 | North Carolina El Member Corp | 64514 | Ludie Brown Solar Energy Storage | NC | Duplin | SOL1 | Solar Photovoltaic | PV |  | W | X | X |  |  | 2 |  | 2 | 2 | T | 4 | 2021 | 8 | 2021 | N | Electric Utility | 1 | N | SUN
13683 | North Carolina El Member Corp | 64516 | Lowe Solar Energy Storage | NC | Randolph | BAT1 | Batteries | BA |  | S | X | X |  |  | 2.5 |  | 2.5 | 2.5 | T | 5 | 2021 | 9 | 2021 | N | Electric Utility | 1 | N | MWH
13683 | North Carolina El Member Corp | 64516 | Lowe Solar Energy Storage | NC | Randolph | SOL1 | Solar Photovoltaic | PV |  | S | X | X |  |  | 2 |  | 2 | 2 | T | 5 | 2021 | 9 | 2021 | N | Electric Utility | 1 | N | SUN
13683 | North Carolina El Member Corp | 64520 | Spencer Meadow Solar Energy Storage | NC | Randolph | BAT1 | Batteries | BA |  | W | X | X |  |  | 2.5 |  | 2.5 | 2.5 | T | 5 | 2021 | 9 | 2021 | N | Electric Utility | 1 | N | MWH
13683 | North Carolina El Member Corp | 64520 | Spencer Meadow Solar Energy Storage | NC | Randolph | SOL1 | Solar Photovoltaic | PV |  | W | X | X |  |  | 2 |  | 2 | 2 | T | 5 | 2021 | 9 | 2021 | N | Electric Utility | 1 | N | SUN
13683 | North Carolina El Member Corp | 64522 | Old Cedar Solar Energy Storage | NC | Randolph | BAT1 | Batteries | BA |  | W | X | X |  |  | 1.3 |  | 1.3 | 1.3 | T | 4 | 2021 | 8 | 2021 | N | Electric Utility | 1 | N | MWH
13683 | North Carolina El Member Corp | 64522 | Old Cedar Solar Energy Storage | NC | Randolph | SOL1 | Solar Photovoltaic | PV |  | W | X | X |  |  | 1 |  | 1 | 1 | T | 4 | 2021 | 8 | 2021 | N | Electric Utility | 1 | N | SUN
64160 | SoCore Clovis 1 LLC | 64524 | SoCore Clovis 1 | NM | Curry | 79100 | Solar Photovoltaic | PV |  | S | X | X |  |  | 2 |  | 2 | 2 | V | 2 | 2021 | 4 | 2021 | N | IPP Non-CHP | 2 | N | SUN
62915 | Madison Energy Holdings LLC | 64526 | Raboth - Marion Drive | MA | Plymouth | RABTH | Solar Photovoltaic | PV |  | S | X | X |  |  | 3.5 |  | 3.5 | 3.5 | V | 3 | 2021 | 3 | 2021 | N | IPP Non-CHP | 2 | N | SUN
60947 | Tesla Inc. | 64528 | Gambit Energy Storage - Angleton Storage | TX | Brazoria | 1 | Batteries | BA |  | S | X | X |  |  | 100 |  | 100 | 100 | T | 6 | 2021 | 6 | 2021 | N | IPP Non-CHP | 2 | N | MWH
64087 | OE_MS5 | 64529 | OE_MS5 | MS | Lowndes | MS5_S | Batteries | BA |  | S | X | X |  |  | 50 |  | 50 | 50 | T | 12 | 2022 | 12 | 2022 | N | IPP Non-CHP | 2 | N | MWH
64087 | OE_MS5 | 64529 | OE_MS5 | MS | Lowndes | OEMS5 | Solar Photovoltaic | PV |  | S | X | X |  |  | 200 |  | 200 | 200 | T | 12 | 2022 | 12 | 2022 | N | IPP Non-CHP | 2 | N | SUN
64074 | Freepoint Solar LLC | 64530 | Woodville Solar | RI | Washington | 1 | Solar Photovoltaic | PV |  | S | X | X |  |  | 4.5 |  | 4.5 | 4.5 | P | 12 | 2022 | 12 | 2022 | N | IPP Non-CHP | 2 | N | SUN
64164 | Noosa Energy Storage LLC | 64531 | Noosa Energy Storage LLC | CA | San Joaquin | KOV4A | Batteries | BA |  | S | X | X |  |  | 99 |  | 99 | 99 | T | 10 | 2023 | 10 | 2023 | N | IPP Non-CHP | 2 | N | MWH
62915 | Madison Energy Holdings LLC | 64532 | Norton | MA | Bristol | NORTN | Solar Photovoltaic | PV |  | S | X | X |  |  | 1.4 | 1 | 1.4 | 1.4 | V | 12 | 2020 | 10 | 2021 | N | IPP Non-CHP | 2 | N | SUN
6455 | Duke Energy Florida, LLC | 64533 | Fort Green Solar Power Plant | FL | Hardee | PV1 | Solar Photovoltaic | PV |  | S | X | X |  |  | 74.9 | 0.95 | 74.9 | 74.9 | T | 1 | 2022 | 1 | 2022 | N | Electric Utility | 1 | N | SUN
20847 | Wisconsin Electric Power Co | 64534 | Darien Solar | WI | Rock | 1 | Solar Photovoltaic | PV |  | J | X | X |  |  | 250 |  | 250 | 250 | L | 12 | 2023 | 12 | 2023 | N | Electric Utility | 1 | N | SUN
20847 | Wisconsin Electric Power Co | 64534 | Darien Solar | WI | Rock | 2 | Batteries | BA |  | J | X | X |  |  | 75 |  | 75 | 75 | L | 12 | 2023 | 12 | 2023 | N | Electric Utility | 1 | N | MWH
64170 | Camden Solar LLC | 64535 | Camden Solar LLC | NC | Camden | KOV4A | Solar Photovoltaic | PV |  | S | X | X |  |  | 20 |  | 20 | 20 | T | 9 | 2021 | 9 | 2021 | N | IPP Non-CHP | 2 | N | SUN
64169 | Prairie Solar LLC | 64536 | Prairie Solar LLC | IL | Champaign | KOV4A | Solar Photovoltaic | PV |  | S | X | X |  |  | 150 |  | 150 | 150 | T | 1 | 2024 | 1 | 2024 | N | IPP Non-CHP | 2 | N | SUN
64168 | Tyre Bridge Solar LLC | 64537 | Tyre Bridge Solar LLC | GA | Pierce | KOV4A | Solar Photovoltaic | PV |  | S | X | X |  |  | 118 |  | 118 | 118 | T | 11 | 2023 | 11 | 2023 | N | IPP Non-CHP | 2 | N | SUN
64167 | Corazon Energy LLC | 64538 | Corazon Energy LLC | TX | Webb | KOV4A | Solar Photovoltaic | PV |  | S | X | X |  |  | 200 |  | 200 | 200 | T | 12 | 2022 | 12 | 2022 | N | IPP Non-CHP | 2 | N | SUN
64166 | Brushy Creek Solar LLC | 64539 | Brushy Creek Solar LLC | TX | Tom Green | KOV4A | Solar Photovoltaic | PV |  | S | X | X |  |  | 177 |  | 177 | 177 | T | 4 | 2024 | 4 | 2024 | N | IPP Non-CHP | 2 | N | SUN
64165 | Knickerbocker Solar LLC | 64540 | Knickerbocker Solar LLC | TX | Tom Green | KOV4A | Solar Photovoltaic | PV |  | S | X | X |  |  | 200 |  | 200 | 200 | T | 5 | 2024 | 5 | 2024 | N | IPP Non-CHP | 2 | N | SUN
64176 | FPS Potic Solar LLC | 64541 | Potic Solar | NY | Greene | 1 | Solar Photovoltaic | PV |  | S | X | X |  |  | 4.9 |  | 4.9 | 4.9 | P | 12 | 2024 | 12 | 2024 | N | IPP Non-CHP | 2 | N | SUN
64175 | FPS Coxsackie Solar LLC | 64542 | Coxsackie Solar | NY | Greene | 1 | Solar Photovoltaic | PV |  | S | X | X |  |  | 4.9 |  | 4.9 | 4.9 | P | 12 | 2022 | 12 | 2022 | N | IPP Non-CHP | 2 | N | SUN
64174 | FPS Cedar Creek Solar LLC | 64543 | Cedar Creek Solar | DE | New Castle | 1 | Solar Photovoltaic | PV |  | S | X | X |  |  | 114 |  | 114 | 114 | P | 12 | 2024 | 12 | 2024 | N | IPP Non-CHP | 2 | N | SUN
64178 | Ranchland Wind Project II, LLC | 64544 | Ranchland Wind Project II | TX | Callahan | WT2 | Onshore Wind Turbine | WT |  | S | X | X |  |  | 148 |  | 148 | 148 | T | 2 | 2022 | 2 | 2022 | N | IPP Non-CHP | 2 | N | WND | [5 empty] | 32
64179 | Ranchland Wind Storage, LLC | 64545 | Ranchland Wind Storage | TX | Callahan | BA | Batteries | BA |  | S | X | X |  |  | 73 |  | 73 | 73 | T | 3 | 2022 | 3 | 2022 | N | IPP Non-CHP | 2 | N | MWH
14127 | Omaha Public Power District | 64547 | Turtle Creek | NE | Sarpy | 1 | Natural Gas Fired Combustion Turbine | GT |  | S | X | X |  |  | 237.5 | 0.85 | 237.5 | 237.5 | T | 9 | 2023 | 9 | 2023 | N | Electric Utility | 1 | N | NG | DFO | [14 empty] | Y
14127 | Omaha Public Power District | 64547 | Turtle Creek | NE | Sarpy | 2 | Natural Gas Fired Combustion Turbine | GT |  | S | X | X |  |  | 237.5 | 0.85 | 237.5 | 237.5 | T | 9 | 2023 | 9 | 2023 | N | Electric Utility | 1 | N | NG | DFO | [14 empty] | Y
14127 | Omaha Public Power District | 64548 | Standing Bear Lake | NE | Douglas | 1 | Natural Gas Internal Combustion Engine | IC |  | S | X | X |  |  | 17.9 | 0.9 | 17.9 | 17.9 | T | 5 | 2023 | 5 | 2023 | N | Electric Utility | 1 | N | NG | DFO | [14 empty] | Y
14127 | Omaha Public Power District | 64548 | Standing Bear Lake | NE | Douglas | 2 | Natural Gas Internal Combustion Engine | IC |  | S | X | X |  |  | 17.9 | 0.9 | 17.9 | 17.9 | T | 5 | 2023 | 5 | 2023 | N | Electric Utility | 1 | N | NG | DFO | [14 empty] | Y
14127 | Omaha Public Power District | 64548 | Standing Bear Lake | NE | Douglas | 3 | Natural Gas Internal Combustion Engine | IC |  | S | X | X |  |  | 17.9 | 0.9 | 17.9 | 17.9 | T | 5 | 2023 | 5 | 2023 | N | Electric Utility | 1 | N | NG | DFO | [14 empty] | Y
14127 | Omaha Public Power District | 64548 | Standing Bear Lake | NE | Douglas | 4 | Natural Gas Internal Combustion Engine | IC |  | S | X | X |  |  | 17.9 | 0.9 | 17.9 | 17.9 | T | 5 | 2023 | 5 | 2023 | N | Electric Utility | 1 | N | NG | DFO | [14 empty] | Y
14127 | Omaha Public Power District | 64548 | Standing Bear Lake | NE | Douglas | 5 | Natural Gas Internal Combustion Engine | IC |  | S | X | X |  |  | 17.9 | 0.9 | 17.9 | 17.9 | T | 5 | 2023 | 5 | 2023 | N | Electric Utility | 1 | N | NG | DFO | [14 empty] | Y
14127 | Omaha Public Power District | 64548 | Standing Bear Lake | NE | Douglas | 6 | Natural Gas Internal Combustion Engine | IC |  | S | X | X |  |  | 17.9 | 0.9 | 17.9 | 17.9 | T | 5 | 2023 | 5 | 2023 | N | Electric Utility | 1 | N | NG | DFO | [14 empty] | Y
14127 | Omaha Public Power District | 64548 | Standing Bear Lake | NE | Douglas | 7 | Natural Gas Internal Combustion Engine | IC |  | S | X | X |  |  | 17.9 | 0.9 | 17.9 | 17.9 | T | 5 | 2023 | 5 | 2023 | N | Electric Utility | 1 | N | NG | DFO | [14 empty] | Y
5248 | Dominion Energy Inc | 64550 | Coastal Virginia Offshore Wind (CVOW) commercial project | VA |  | CVOWC | Offshore Wind Turbine | WS |  | S | X | X |  |  | 2640 | 0.95 | 1265 | 713 | P | 1 | 2027 | 1 | 2027 | N | Electric Utility | 1 | N | WND | [5 empty] | 180
64177 | Ranchland Wind Project I, LLC | 64551 | Ranchland Wind Project I | TX | Callahan | WT2 | Onshore Wind Turbine | WT |  | S | X | X |  |  | 114.9 |  | 114.9 | 114.9 | T | 12 | 2021 | 12 | 2021 | N | IPP Non-CHP | 2 | N | WND | [5 empty] | 31
64181 | Riverstart Solar Park LLC | 64553 | Riverstart Solar Park LLC | IN | Randolph | GEN01 | Solar Photovoltaic | PV |  | S | X | X |  |  | 200 | 0.95 | 200 | 200 | L | 12 | 2021 | 12 | 2021 | N | IPP Non-CHP | 2 | N | SUN
61227 | Nautilus Solar Solutions | 64554 | Bright Field Solar LLC | NY | Allegany | BF | Solar Photovoltaic | PV |  | S | X | X |  |  | 4 |  | 4 | 4 | V | 6 | 2021 | 9 | 2021 | N | IPP Non-CHP | 2 | N | SUN
61227 | Nautilus Solar Solutions | 64555 | Bright Oak Solar LLC | NY | Genesee | BO | Solar Photovoltaic | PV |  | S | X | X |  |  | 4 |  | 4 | 4 | V | 6 | 2021 | 9 | 2021 | N | IPP Non-CHP | 2 | N | SUN
61227 | Nautilus Solar Solutions | 64556 | Bright Hill Solar LLC | NY | Livingston | BH | Solar Photovoltaic | PV |  | S | X | X |  |  | 5 |  | 5 | 5 | V | 6 | 2021 | 9 | 2021 | N | IPP Non-CHP | 2 | N | SUN
61227 | Nautilus Solar Solutions | 64557 | River Valley LLC (NY) | NY | Cattaraugus | RV | Solar Photovoltaic | PV |  | S | X | X |  |  | 5 |  | 5 | 5 | V | 6 | 2021 | 9 | 2021 | N | IPP Non-CHP | 2 | N | SUN
64186 | Chuckwalla Solar, LLC | 64558 | Chuckwalla Solar, LLC | NV | Clark | CHW | Solar Photovoltaic | PV |  | S | X | X |  |  | 200 |  | 200 | 200 | P | 12 | 2023 | 12 | 2023 | N | IPP Non-CHP | 2 | N | SUN
64186 | Chuckwalla Solar, LLC | 64558 | Chuckwalla Solar, LLC | NV | Clark | CHW1 | Batteries | BA |  | S | X | X |  |  | 180 |  | 180 | 180 | P | 12 | 2023 | 12 | 2023 | N | IPP Non-CHP | 2 | N | MWH
64187 | Wallingford Renewable Energy, LLC | 64559 | Wallingford Solar | CT | New Haven | WS | Solar Photovoltaic | PV |  | S | X | X |  |  | 16.1 |  | 16.1 | 16.1 | U | 5 | 2021 | 9 | 2021 | N | IPP Non-CHP | 2 | N | SUN
64189 | 237 State Route 96 Site 2, LLC | 64560 | Tioga Solar South | NY | Tioga | TSS | Solar Photovoltaic | PV |  | S | X | X |  |  | 5 |  | 5 | 5 | U | 4 | 2021 | 9 | 2021 | N | IPP Non-CHP | 2 | N | SUN
64190 | 237 State Route 96 Site 1, LLC | 64561 | Tioga Solar North | NY | Tioga | TSN | Solar Photovoltaic | PV |  | S | X | X |  |  | 5 |  | 5 | 5 | U | 4 | 2021 | 9 | 2021 | N | IPP Non-CHP | 2 | N | SUN
64193 | Washingtonville | 64562 | Washingtonville | NY | Orange | WAS | Solar Photovoltaic | PV |  | S | X | X |  |  | 2 |  | 2 | 2 | U | 9 | 2021 | 10 | 2021 | N | IPP Non-CHP | 2 | N | SUN
64188 | Novel Stein Solar LLC | 64563 | Novel Stein Solar LLC CSG | MN | Chisago | STEIN | Solar Photovoltaic | PV |  | S | X | X |  |  | 1 | 1 | 1 | 1 | T | 8 | 2021 | 10 | 2021 | N | IPP Non-CHP | 2 | N | SUN | [13 empty] | N | N | N
64199 | Arlington Energy Center III | 64564 | Arlington Energy Center III | CA | Riverside | AEC3 | Solar Photovoltaic | PV |  | S | X | X |  |  | 131 |  | 131 | 131 | U | 12 | 2022 | 12 | 2022 | N | IPP Non-CHP | 2 | N | SUN
64199 | Arlington Energy Center III | 64564 | Arlington Energy Center III | CA | Riverside | AEC3B | Batteries | BA |  | S | X | X |  |  | 47 |  | 47 | 47 | U | 12 | 2022 | 12 | 2022 | N | IPP Non-CHP | 2 | N | MWH
61012 | AES Distributed Energy | 64566 | Central Line Solar, LLC | AZ | Pinal | CNTRL | Solar Photovoltaic | PV |  | S | X | X |  |  | 100 |  | 100 | 100 | L | 12 | 2021 | 12 | 2021 | N | IPP Non-CHP | 2 | N | SUN
61012 | AES Distributed Energy | 64567 | Cement City Solar, LLC | MI | Lenawee | CMCTY | Solar Photovoltaic | PV |  | S | X | X |  |  | 20 |  | 20 | 20 | P | 5 | 2022 | 6 | 2022 | N | IPP Non-CHP | 2 | N | SUN
64207 | Letts Creek Solar, LLC | 64568 | Letts Creek Solar, LLC | MI | Jackson | LETTS | Solar Photovoltaic | PV |  | S | X | X |  |  | 15 |  | 15 | 15 | P | 8 | 2022 | 8 | 2022 | N | IPP Non-CHP | 2 | N | SUN
64074 | Freepoint Solar LLC | 64576 | Woodriver Solar | RI | Washington | 1 | Solar Photovoltaic | PV |  | S | X | X |  |  | 4.5 |  | 4.5 | 4.5 | P | 12 | 2023 | 12 | 2023 | N | IPP Non-CHP | 2 | N | SUN
64191 | Minisink Solar LLC | 64577 | Minisink | NY | Orange | MIN | Solar Photovoltaic | PV |  | S | X | X |  |  | 1 |  | 1 | 1 | V | 6 | 2021 | 8 | 2021 | N | IPP Non-CHP | 2 | N | SUN
64192 | Slate Hill Solar LLC | 64578 | Slate Hill | NY | Orange | SLT | Solar Photovoltaic | PV |  | S | X | X |  |  | 2 |  | 2 | 2 | V | 6 | 2021 | 8 | 2021 | N | IPP Non-CHP | 2 | N | SUN
61012 | AES Distributed Energy | 64581 | Pullman Solar, LLC | MI | Allegan | PULMN | Solar Photovoltaic | PV |  | S | X | X |  |  | 20 |  | 20 | 20 | P | 5 | 2022 | 6 | 2022 | N | IPP Non-CHP | 2 | N | SUN
11479 | Madison Gas & Electric Co | 64590 | O'Brien Solar Fields | WI | Dane | OBSFN | Solar Photovoltaic | PV |  | S | X | X | MGE.OBRIEN_N | MGE.OBRIEN_N | 7.5 |  | 7.5 | 7.5 | TS | 5 | 2021 | 5 | 2021 | N | Electric Utility | 1 | N | SUN
11479 | Madison Gas & Electric Co | 64590 | O'Brien Solar Fields | WI | Dane | OBSFS | Solar Photovoltaic | PV |  | S | X | X | MGE.OBRIEN_S | MGE.OBRIEN_S | 7.5 |  | 7.5 | 7.5 | TS | 5 | 2021 | 5 | 2021 | N | Electric Utility | 1 | N | SUN
11479 | Madison Gas & Electric Co | 64590 | O'Brien Solar Fields | WI | Dane | OBSFW | Solar Photovoltaic | PV |  | S | X | X | MGE.OBRIEN_W | MGE.OBRIEN_W | 5 |  | 5 | 5 | TS | 5 | 2021 | 5 | 2021 | N | Electric Utility | 1 | N | SUN
64209 | El Algodon Alto Wind Farm, LLC | 64591 | El Algodon Alto Wind Farm, LLC | TX | San Patricio | EEA | Onshore Wind Turbine | WT |  | S | X | X |  |  | 200.2 |  | 200.2 | 200.2 | T | 12 | 2021 | 12 | 2021 | N | IPP Non-CHP | 2 | N | WND
64210 | Lapeer-Cortland Solar, LLC | 64593 | Bellisario Solar 1 | NY | Cortland | B1 | Solar Photovoltaic | PV |  | S | X | X |  |  | 5 |  | 5 | 5 | V | 3 | 2021 | 3 | 2021 | N | IPP Non-CHP | 2 | N | SUN
64210 | Lapeer-Cortland Solar, LLC | 64594 | Bellisario Solar 2 | NY | Cortland | B1 | Solar Photovoltaic | PV |  | S | X | X |  |  | 5 |  | 5 | 5 | U | 5 | 2021 | 9 | 2021 | N | IPP Non-CHP | 2 | N | SUN
64210 | Lapeer-Cortland Solar, LLC | 64595 | Bellisario Solar 3 | NY | Cortland | B1 | Solar Photovoltaic | PV |  | S | X | X |  |  | 5 |  | 5 | 5 | V | 4 | 2021 | 9 | 2021 | N | IPP Non-CHP | 2 | N | SUN
64217 | Bald Mountain Solar LLC | 64598 | Bald Mountain Solar | NY | Washington | GEN1 | Solar Photovoltaic | PV |  | S | X | X |  |  | 20 |  | 20 | 20 | P | 12 | 2022 | 12 | 2022 | N | IPP Non-CHP | 2 | N | SUN
64218 | Greens Corners Solar | 64599 | Greens Corners Solar | NY | Jefferson | GEN1 | Solar Photovoltaic | PV |  | S | X | X |  |  | 120 |  | 120 | 120 | P | 12 | 2023 | 12 | 2023 | N | IPP Non-CHP | 2 | N | SUN
61227 | Nautilus Solar Solutions | 64602 | Kirby Road Solar, LLC | MD | Prince Georges | KBR | Solar Photovoltaic | PV |  | S | X | X |  |  | 1.3 |  | 1.3 | 1.3 | V | 6 | 2021 | 6 | 2021 | N | IPP Non-CHP | 2 | N | SUN
61227 | Nautilus Solar Solutions | 64603 | TPE King Solar Holdings1, LLC | RI | Providence | KING1 | Solar Photovoltaic | PV |  | S | X | X |  |  | 12.7 |  | 12.7 | 12.7 | V | 6 | 2021 | 9 | 2021 | N | IPP Non-CHP | 2 | N | SUN
64221 | MC6 Hydro Facility | 64607 | MC6 Hydro Facility | ID | Ada | GEN1 | Conventional Hydroelectric | HY |  | S | X | X |  |  | 2.3 |  | 2.3 | 2.3 | U | 4 | 2021 | 4 | 2021 | N | IPP Non-CHP | 2 | N | WAT
16609 | San Diego Gas & Electric Co | 64612 | Kearny North Energy Storage | CA | San Diego | KNES | Batteries | BA |  | S | X | X |  |  | 10 |  | 10 | 10 | T | 6 | 2021 | 9 | 2021 | N | Electric Utility | 1 | N | MWH
16609 | San Diego Gas & Electric Co | 64614 | Kearny South Energy Storage | CA | San Diego | KSES | Batteries | BA |  | S | X | X |  |  | 10 |  | 10 | 10 | T | 6 | 2021 | 9 | 2021 | N | Electric Utility | 1 | N | MWH
64230 | Sanford ESS, LLC | 64615 | Sanford ESS, LLC | ME | York | 1 | Batteries | BA |  | S | X | X |  |  | 5 |  | 5 | 5 | T | 1 | 2022 | 1 | 2023 | N | IPP Non-CHP | 2 | N | MWH
64233 | South Portland ESS, LLC | 64616 | South Portland ESS, LLC | ME | Cumberland | 1 | Batteries | BA |  | S | X | X |  |  | 10 | 0.95 | 10 | 10 | T | 1 | 2022 | 1 | 2023 | N | IPP Non-CHP | 2 | N | MWH | [13 empty] | N | N | N
64234 | Kearsarge William Way LLC | 64617 | Kearsarge William Way | MA | Norfolk | BWBAT | Batteries | BA |  | S | X | X |  |  | 2.6 | 1 | 2.6 | 2.6 | P | 12 | 2021 | 12 | 2021 | N | IPP Non-CHP | 2 |  | MWH
64234 | Kearsarge William Way LLC | 64617 | Kearsarge William Way | MA | Norfolk | BWW | Solar Photovoltaic | PV |  | S | X | X |  |  | 4.4 | 1 | 4.4 | 4.4 | P | 12 | 2021 | 12 | 2021 | N | IPP Non-CHP | 2 |  | SUN
64235 | Kearsarge Haverhill LLC | 64618 | Kearsarge Haverhill | MA | Essex | HABAT | Batteries | BA |  | S | X | X |  |  | 2 |  | 2 | 2 | P | 3 | 2021 | 3 | 2021 | N | IPP Non-CHP | 2 |  | MWH | [13 empty] | N | N | N | N | N
64235 | Kearsarge Haverhill LLC | 64618 | Kearsarge Haverhill | MA | Essex | HAV | Solar Photovoltaic | PV |  | S | X | X |  |  | 2.8 |  | 2.8 | 2.8 | P | 3 | 2021 | 3 | 2021 | N | IPP Non-CHP | 2 |  | SUN | [13 empty] | N | N | N
64236 | Kearsarge Upper Union LLC | 64619 | Kearsarge Upper Union | MA | Norfolk | FUU | Solar Photovoltaic | PV |  | S | X | X |  |  | 1 | 1 | 1 | 1 | U | 12 | 2021 | 6 | 2022 | N | IPP Non-CHP | 2 | N | SUN | [13 empty] | N | N | N
64236 | Kearsarge Upper Union LLC | 64619 | Kearsarge Upper Union | MA | Norfolk | UUBAT | Batteries | BA |  | S | X | X |  |  | 0.8 | 1 | 0.8 | 0.8 | U | 12 | 2021 | 6 | 2022 | N | IPP Non-CHP | 2 | N | MWH | [15 empty] | N
64237 | Kearsarge Montague BD LLC | 64620 | Kearsarge Montague BD | MA | Franklin | MBBAT | Batteries | BA |  | S | X | X |  |  | 1.3 | 1 | 1.3 | 1.3 | T | 12 | 2021 | 8 | 2021 | N | IPP Non-CHP | 2 | N | MWH
64237 | Kearsarge Montague BD LLC | 64620 | Kearsarge Montague BD | MA | Franklin | MBD | Solar Photovoltaic | PV |  | S | X | X |  |  | 2.5 | 1 | 2.5 | 2.5 | T | 12 | 2021 | 8 | 2021 | N | IPP Non-CHP | 2 | N | SUN
64240 | Madera DP 2, LLC | 64622 | Diamond H Dairy Power | CA | Madera | GEN1 | Other Waste Biomass | IC |  | S | X | X |  |  | 1 | 0.98 | 1 | 1 | V | 7 | 2021 | 8 | 2021 | N | IPP Non-CHP | 2 | N | OBG | [15 empty] | N
64240 | Madera DP 2, LLC | 64622 | Diamond H Dairy Power | CA | Madera | GEN2 | Other Waste Biomass | IC |  | S | X | X |  |  | 1 | 0.98 | 1 | 1 | V | 7 | 2021 | 8 | 2021 | N | IPP Non-CHP | 2 | N | OBG | [15 empty] | N
13781 | Northern States Power Co - Minnesota | 64623 | Freeborn Wind Farm | MN | Freeborn | FBW01 | Onshore Wind Turbine | WT |  | S | X | X |  |  | 218 |  | 33.2 | 36.5 | V | 3 | 2021 | 5 | 2021 | N | Electric Utility | 1 | N | WND | [5 empty] | 100
61944 | Goldman Sachs Renewable Power Group | 64624 | Hudson - High Desert Hybrid | CA | San Bernardino | BESS1 | Batteries | BA |  | S | X | X |  |  | 50 | 1 | 50 | 50 | T | 9 | 2021 | 9 | 2021 | N | IPP Non-CHP | 2 | N | MWH
61944 | Goldman Sachs Renewable Power Group | 64624 | Hudson - High Desert Hybrid | CA | San Bernardino | GEN1 | Solar Photovoltaic | PV |  | S | X | X |  |  | 100 | 1 | 100 | 100 | T | 9 | 2021 | 9 | 2021 | N | IPP Non-CHP | 2 | N | SUN
58970 | Ecoplexus, Inc | 64626 | Olin Creek Farm Solar | NC | Iredell | OLINC | Solar Photovoltaic | PV |  | S | X | X |  |  | 35 |  | 35 | 35 | T | 6 | 2022 | 6 | 2022 | N | IPP Non-CHP | 2 | N | SUN
64241 | Blodgett Street Solar 1, LLC | 64627 | Blodgett Solar | MA | Middlesex | BLD | Solar Photovoltaic | PV |  | S | X | X |  |  | 5 |  | 5 | 5 | V | 5 | 2021 | 8 | 2021 | N | IPP Non-CHP | 2 | N | SUN
64241 | Blodgett Street Solar 1, LLC | 64627 | Blodgett Solar | MA | Middlesex | BLO | Batteries | BA |  | S | X | X |  |  | 5 |  | 5 | 5 | V | 5 | 2021 | 8 | 2021 | N | IPP Non-CHP | 2 | N | MWH
63511 | Constellation Solar Illinois 2, LLC | 64628 | Slidematic at Rockford | IL | Winnebago | SLIDE | Solar Photovoltaic | PV |  | S | X | X |  |  | 1.8 | 1 | 1.8 | 1.8 | V | 6 | 2021 | 9 | 2021 | N | IPP Non-CHP | 2 | N | SUN | [13 empty] | N | N | N
63511 | Constellation Solar Illinois 2, LLC | 64629 | JM Huber at Quincy | IL | Adams | JMH | Solar Photovoltaic | PV |  | S | X | X |  |  | 1.5 | 1 | 1.5 | 1.5 | V | 6 | 2021 | 9 | 2021 | N | IPP Non-CHP | 2 | N | SUN | [15 empty] | N
56615 | First Solar Project Development | 64630 | Rabbitbrush Solar, LLC | CA | Kern | GEN01 | Solar Photovoltaic | PV |  | S | X | X |  |  | 100 |  | 100 | 100 | L | 6 | 2022 | 6 | 2022 | N | IPP Non-CHP | 2 | N | SUN
18454 | Tampa Electric Co | 64631 | Jamison Solar (FL) | FL | Polk | 1 | Solar Photovoltaic | PV |  | S | X | X |  |  | 74.8 |  | 74.8 | 74.8 | L | 12 | 2021 | 12 | 2021 | N | Electric Utility | 1 | N | SUN
64246 | 99MT 8me, LLC | 64632 | Sienna Solar Farm | CA | San Bernardino | 99MT8 | Solar Photovoltaic | PV |  | S | X | X |  |  | 200 |  | 200 | 200 | P | 3 | 2023 | 12 | 2024 | N | IPP Non-CHP | 2 | N | SUN
64246 | 99MT 8me, LLC | 64632 | Sienna Solar Farm | CA | San Bernardino | 99MTB | Batteries | BA |  | S | X | X |  |  | 200 |  | 200 | 200 | P | 3 | 2023 | 12 | 2024 | N | IPP Non-CHP | 2 | N | MWH
64247 | 20SD 8me LLC | 64633 | Rexford Solar Farm | CA | Tulare | 20SD8 | Solar Photovoltaic | PV |  | S | X | X |  |  | 300 |  | 300 | 300 | P | 4 | 2023 | 4 | 2023 | N | IPP Non-CHP | 2 | N | SUN
64247 | 20SD 8me LLC | 64633 | Rexford Solar Farm | CA | Tulare | 20SDB | Batteries | BA |  | S | X | X |  |  | 300 |  | 300 | 300 | P | 4 | 2023 | 4 | 2023 | N | IPP Non-CHP | 2 | N | MWH
64245 | 90FI 8me, LLC | 64634 | Kingsley Solar Farm | CA | Imperial | 90FI8 | Solar Photovoltaic | PV |  | S | X | X |  |  | 360 |  | 360 | 360 | P | 6 | 2023 | 6 | 2024 | N | IPP Non-CHP | 2 | N | SUN
64245 | 90FI 8me, LLC | 64634 | Kingsley Solar Farm | CA | Imperial | 90FIB | Batteries | BA |  | S | X | X |  |  | 360 |  | 360 | 360 | P | 6 | 2023 | 6 | 2024 | N | IPP Non-CHP | 2 | N | MWH
64248 | Big Plain Solar, LLC | 64635 | Big Plain Solar, LLC | OH | Madison | GEN01 | Solar Photovoltaic | PV |  | S | X | X |  |  | 196 |  | 196 | 196 | T | 11 | 2023 | 11 | 2023 | N | IPP Non-CHP | 2 | N | SUN
64244 | 92JT 8me, LLC | 64636 | Big Rock Solar Farm | CA | Imperial | 92JT8 | Solar Photovoltaic | PV |  | S | X | X |  |  | 200 |  | 200 | 200 | P | 12 | 2022 | 12 | 2022 | N | IPP Non-CHP | 2 | N | SUN
64244 | 92JT 8me, LLC | 64636 | Big Rock Solar Farm | CA | Imperial | 92JTB | Batteries | BA |  | S | X | X |  |  | 200 |  | 200 | 200 | P | 12 | 2022 | 12 | 2022 | N | IPP Non-CHP | 2 | N | MWH
64249 | Big River Solar, LLC | 64637 | Big River Solar | IL | White | BRS | Solar Photovoltaic | PV |  | S | X | X |  |  | 149 | 0.95 | 149 | 149 | T | 9 | 2021 | 3 | 2022 | N | IPP Non-CHP | 2 | N | SUN
64250 | Borderlands Wind, LLC | 64638 | Borderlands Wind, LLC | NM | Catron | WBB | Onshore Wind Turbine | WT |  | S | X | X |  |  | 100 |  | 100 | 100 | U | 12 | 2021 | 12 | 2021 | N | IPP Non-CHP | 2 | N | WND | [5 empty] | 34
64251 | TG East Wind Project LLC | 64639 | TG East | TX | Knox | ESCA | Onshore Wind Turbine | WT |  | S | X | X |  |  | 336 | 1 | 336 | 336 | U | 11 | 2021 | 11 | 2021 | N | IPP Non-CHP | 2 | N | WND | [5 empty] | 65
3046 | Duke Energy Progress - (NC) | 64640 | Hot Springs Energy Storage & Microgrid | NC | Madison | ES1 | Batteries | BA |  | S | X | X |  |  | 4.4 |  | 4.4 | 4.4 | V | 10 | 2021 | 10 | 2021 | N | Electric Utility | 1 | N | MWH
3046 | Duke Energy Progress - (NC) | 64640 | Hot Springs Energy Storage & Microgrid | NC | Madison | PV1 | Solar Photovoltaic | PV |  | S | X | X |  |  | 2.7 |  | 2.7 | 2.7 | V | 10 | 2021 | 10 | 2021 | N | Electric Utility | 1 | N | SUN
18454 | Tampa Electric Co | 64641 | Big Bend II Solar | FL | Hillsborough | 2 | Solar Photovoltaic | PV |  | S | X | X |  |  | 25 |  | 25 | 25 | L | 12 | 2021 | 12 | 2021 | N | Electric Utility | 1 | N | SUN
61227 | Nautilus Solar Solutions | 64642 | P52ES 1755 Henryton Rd Phase 1 LLC CSG | MD | Howard | HCSG | Solar Photovoltaic | PV |  | S | X | X |  |  | 1.9 |  | 1.9 | 1.9 | V | 6 | 2021 | 6 | 2021 | N | IPP Non-CHP | 2 | N | SUN
61227 | Nautilus Solar Solutions | 64643 | P52ES 1755 Henryton Rd Phase 2 LLC | MD | Howard | HVNM | Solar Photovoltaic | PV |  | S | X | X |  |  | 1.9 |  | 1.9 | 1.9 | V | 6 | 2021 | 6 | 2021 | N | IPP Non-CHP | 2 | N | SUN
61227 | Nautilus Solar Solutions | 64648 | Pivot Solar 4 LLC | CO | Weld | SC | Solar Photovoltaic | PV |  | S | X | X |  |  | 2 |  | 2 | 2 | U | 12 | 2021 | 12 | 2021 | N | IPP Non-CHP | 2 | N | SUN
61227 | Nautilus Solar Solutions | 64649 | Pivot Solar 1 LLC | CO | Garfield | SC | Solar Photovoltaic | PV |  | S | X | X |  |  | 1 |  | 1 | 1 | U | 12 | 2021 | 12 | 2021 | N | IPP Non-CHP | 2 | N | SUN
61227 | Nautilus Solar Solutions | 64650 | Pivot Solar 14 LLC | CO | Morgan | SC | Solar Photovoltaic | PV |  | S | X | X |  |  | 2 |  | 2 | 2 | U | 12 | 2021 | 12 | 2021 | N | IPP Non-CHP | 2 | N | SUN
61227 | Nautilus Solar Solutions | 64651 | Pivot Solar 2 LLC | CO | Morgan | SC | Solar Photovoltaic | PV |  | S | X | X |  |  | 2 |  | 2 | 2 | U | 12 | 2021 | 12 | 2021 | N | IPP Non-CHP | 2 | N | SUN
61227 | Nautilus Solar Solutions | 64652 | Pivot Solar 15 LLC | CO | Morgan | SC | Solar Photovoltaic | PV |  | S | X | X |  |  | 1 |  | 1 | 1 | U | 12 | 2021 | 12 | 2021 | N | IPP Non-CHP | 2 | N | SUN
61227 | Nautilus Solar Solutions | 64653 | Pivot Solar 7 LLC | CO | Garfield | SC | Solar Photovoltaic | PV |  | S | X | X |  |  | 2 |  | 2 | 2 | U | 12 | 2021 | 12 | 2021 | N | IPP Non-CHP | 2 | N | SUN
61227 | Nautilus Solar Solutions | 64654 | Pivot Solar 3 LLC | CO | Garfield | SC | Solar Photovoltaic | PV |  | S | X | X |  |  | 2 |  | 2 | 2 | U | 12 | 2021 | 12 | 2021 | N | IPP Non-CHP | 2 | N | SUN
61227 | Nautilus Solar Solutions | 64655 | Pivot Solar 8 LLC | CO | Weld | SC | Solar Photovoltaic | PV |  | S | X | X |  |  | 2 |  | 2 | 2 | U | 12 | 2021 | 12 | 2021 | N | IPP Non-CHP | 2 | N | SUN
61012 | AES Distributed Energy | 64656 | AES West Oahu Solar Hybrid | HI | Honolulu | UHBES | Batteries | BA |  | S | X | X |  |  | 12.5 |  | 12.5 | 12.5 | T | 9 | 2022 | 9 | 2022 | N | IPP Non-CHP | 2 | N | MWH
61012 | AES Distributed Energy | 64656 | AES West Oahu Solar Hybrid | HI | Honolulu | UHWO | Solar Photovoltaic | PV |  | S | X | X |  |  | 12.5 |  | 12.5 | 12.5 | T | 9 | 2022 | 9 | 2022 | N | IPP Non-CHP | 2 | N | SUN
18454 | Tampa Electric Co | 64657 | Magnolia Solar | FL | Polk | 1 | Solar Photovoltaic | PV |  | S | X | X |  |  | 74.5 | 0.95 | 74.5 | 74.5 | L | 12 | 2021 | 12 | 2021 | N | Electric Utility | 1 | N | SUN | [5 empty] | 0
57416 | Acciona Energy USA Global, LLC | 64658 | AEUG Fleming Solar, LLC | KY | Fleming | AFS | Solar Photovoltaic | PV |  | S | X | X |  |  | 188.5 | 0.95 | 188.5 | 188.5 | P | 6 | 2023 | 6 | 2023 | N | IPP Non-CHP | 2 | N | SUN | [15 empty] | N
57416 | Acciona Energy USA Global, LLC | 64659 | AEUG Madison Solar, LLC | KY | Madison | AMS | Solar Photovoltaic | PV |  | S | X | X |  |  | 100 | 0.95 | 100 | 100 | P | 11 | 2022 | 11 | 2022 | N | IPP Non-CHP | 2 | N | SUN | [15 empty] | N
57416 | Acciona Energy USA Global, LLC | 64660 | AEUG Union Solar, LLC | OH | Union | AUS | Solar Photovoltaic | PV |  | S | X | X |  |  | 325 | 0.95 | 325 | 325 | P | 9 | 2023 | 9 | 2023 | N | IPP Non-CHP | 2 | N | SUN | [15 empty] | N
64259 | Heartland Divide II | 64661 | Heartland Divide II | IA | Audubon | HDII | Onshore Wind Turbine | WT |  | S | X | X |  |  | 200 |  | 200 | 200 | U | 12 | 2021 | 12 | 2021 | N | IPP Non-CHP | 2 | N | WND | [5 empty] | 72
64261 | Sac County Wind | 64662 | Sac County Wind, LLC | IA | Sac | SAC | Onshore Wind Turbine | WT |  | S | X | X |  |  | 80 |  | 80 | 80 | U | 12 | 2021 | 12 | 2021 | N | IPP Non-CHP | 2 | N | WND | [5 empty] | 29
64260 | Nextera Energy Resources | 64665 | Great Prairie Wind | TX | Hansford | GR01 | Onshore Wind Turbine | WT |  | S | X | X |  |  | 358 |  | 358 | 358 | L | 12 | 2022 | 12 | 2022 | N | IPP Non-CHP | 2 | N | WND | [5 empty] | 128
64260 | Nextera Energy Resources | 64666 | Great Prairie Wind 2 | TX | Hansford | GP03 | Onshore Wind Turbine | WT |  | S | X | X |  |  | 210 |  | 210 | 210 | T | 12 | 2022 | 12 | 2022 | N | IPP Non-CHP | 2 | N | WND | [5 empty] | 128
64260 | Nextera Energy Resources | 64667 | Great Prairie Wind 3 | TX | Hansford | GP03 | Onshore Wind Turbine | WT |  | S | X | X |  |  | 299 |  | 299 | 299 | L | 12 | 2022 | 12 | 2022 | N | IPP Non-CHP | 2 | N | WND | [5 empty] | 128
64264 | Bolthouse Solar LLC | 64668 | Bolthouse Solar LLC | CA | Kern | KOV4A | Solar Photovoltaic | PV |  | S | X | X |  |  | 3 |  | 3 | 3 | T | 2 | 2024 | 4 | 2024 | N | IPP Non-CHP | 2 | N | SUN
64265 | Notch Peak Solar LLC | 64669 | Notch Peak Solar LLC | UT | Millard | KOV4A | Solar Photovoltaic | PV |  | S | X | X |  |  | 324 |  | 324 | 324 | T | 1 | 2025 | 1 | 2025 | N | IPP Non-CHP | 2 | N | SUN
64267 | Big Creek Solar LLC | 64670 | Big Creek Solar LLC | AR | Lee | KOV4A | Solar Photovoltaic | PV |  | S | X | X |  |  | 400 |  | 400 | 400 | T | 6 | 2024 | 6 | 2024 | N | IPP Non-CHP | 2 | N | SUN
64268 | Black Rock Solar LLC | 64671 | Black Rock Solar LLC | WA | Yakima | KOV4A | Solar Photovoltaic | PV |  | S | X | X |  |  | 100 |  | 100 | 100 | T | 1 | 2024 | 1 | 2024 | N | IPP Non-CHP | 2 | N | SUN
64266 | Blue Jay Solar I, LLC | 64672 | Blue Jay Solar I, LLC | TX | Grimes | BLUEJ | Solar Photovoltaic | PV |  | S | X | X |  |  | 210 |  | 210 | 210 | U | 12 | 2021 | 12 | 2021 | N | IPP Non-CHP | 2 | N | SUN
64266 | Blue Jay Solar I, LLC | 64672 | Blue Jay Solar I, LLC | TX | Grimes | BLUJS | Batteries | BA |  | S | X | X |  |  | 50 |  | 50 | 50 | U | 12 | 2021 | 12 | 2021 | N | IPP Non-CHP | 2 | N | MWH
64255 | Acton H Road Solar 1, LLC | 64673 | Acton | ME | York | ACT | Solar Photovoltaic | PV |  | S | X | X |  |  | 3.5 |  | 3.5 | 3.5 | T | 9 | 2021 | 11 | 2021 | N | IPP Non-CHP | 2 | N | SUN
64256 | Van Buren Solar, LLC | 64674 | Van Buren | NC | Sampson | VAN | Solar Photovoltaic | PV |  | S | X | X |  |  | 2 |  | 2 | 2 | V | 3 | 2021 | 3 | 2021 | N | IPP Non-CHP | 2 | N | SUN
64257 | Naples Casco Solar 1, LLC | 64675 | Naples | ME | Cumberland | NAP | Solar Photovoltaic | PV |  | S | X | X |  |  | 2 |  | 2 | 2 | T | 8 | 2021 | 12 | 2021 | N | IPP Non-CHP | 2 | N | SUN
60025 | Greenbacker Renewable Energy Corporation | 64676 | Lake Herman | CA | Solano | 359 | Solar Photovoltaic | PV |  | S | X | X |  |  | 5 |  | 5 | 5 | T | 6 | 2021 | 8 | 2021 | N | IPP Non-CHP | 2 | N | SUN
64243 | Citrine Solar LLC | 64677 | Ryland Road Solar | NC | Chowan | RYLND | Solar Photovoltaic | PV |  | S | X | X |  |  | 5 |  | 5 | 5 | V | 6 | 2021 | 9 | 2021 | N | IPP Non-CHP | 2 | N | SUN
64243 | Citrine Solar LLC | 64678 | Windsor Hwy 17 Solar | NC | Bertie | WDH17 | Solar Photovoltaic | PV |  | S | X | X |  |  | 5 |  | 5 | 5 | V | 6 | 2021 | 9 | 2021 | N | IPP Non-CHP | 2 | N | SUN
64254 | Adams Solar SC, LLC | 64682 | Adams | SC | Anderson | ADA | Solar Photovoltaic | PV |  | S | X | X |  |  | 2 |  | 2 | 2 | T | 10 | 2021 | 10 | 2021 | N | IPP Non-CHP | 2 | N | SUN
64272 | Oak Trail Solar, LLC | 64683 | Oak Trail Solar, LLC | NC | Currituck | GEN01 | Solar Photovoltaic | PV |  | S | X | X |  |  | 103.7 |  | 100 | 100 | T | 5 | 2023 | 5 | 2022 | N | IPP Non-CHP | 2 | N | SUN
49893 | Invenergy Services LLC | 64686 | Orangeville Storage | NY | Wyoming | 65002 | Batteries | BA |  | S | X | X |  |  | 20 |  | 20 | 20 | U | 8 | 2021 | 9 | 2021 | N | IPP Non-CHP | 2 | N | MWH
49893 | Invenergy Services LLC | 64688 | Plymouth Wind | IA | Plymouth | 65003 | Onshore Wind Turbine | WT |  | S | X | X |  |  | 200 |  | 200 | 200 | U | 12 | 2021 | 12 | 2021 | N | IPP Non-CHP | 2 | N | WND | [5 empty] | 73
62856 | Forefront Power, LLC | 64689 | MD - PR97 | MD | Prince Georges | 90029 | Solar Photovoltaic | PV |  | S | X | X |  |  | 2 |  | 2 | 2 | U | 9 | 2021 | 9 | 2021 | N | IPP Non-CHP | 2 | N | SUN
49893 | Invenergy Services LLC | 64690 | Todd Solar | MD | Dorchester | 65004 | Solar Photovoltaic | PV |  | S | X | X |  |  | 20 |  | 20 | 20 | V | 7 | 2021 | 7 | 2021 | N | IPP Non-CHP | 2 | N | SUN
60025 | Greenbacker Renewable Energy Corporation | 64692 | Fredonia Solar LLC | NY | Chautauqua | 533 | Solar Photovoltaic | PV |  | S | X | X |  |  | 1.1 |  | 1.1 | 1.1 | V | 9 | 2021 | 8 | 2021 | N | IPP Non-CHP | 2 | N | SUN
60025 | Greenbacker Renewable Energy Corporation | 64693 | Dos Palos | CA | Merced | 299 | Solar Photovoltaic | PV |  | S | X | X |  |  | 1 |  | 1 | 1 | U | 9 | 2021 | 9 | 2021 | N | IPP Non-CHP | 2 | N | SUN
64273 | Angel Fire Energy Facility, LLC | 64695 | Angel Fire Energy Facility | NM | Colfax | BESS | Batteries | BA |  | S | X | X |  |  | 3 |  | 3 | 3 | L | 12 | 2021 | 12 | 2021 | N | IPP Non-CHP | 2 | N | MWH
64273 | Angel Fire Energy Facility, LLC | 64695 | Angel Fire Energy Facility | NM | Colfax | TMEF1 | Solar Photovoltaic | PV |  | S | X | X |  |  | 9.8 |  | 9.8 | 9.8 | L | 12 | 2021 | 12 | 2021 | N | IPP Non-CHP | 2 | N | SUN
61012 | AES Distributed Energy | 64696 | Dunstable Solar 1, LLC | MA | Middlesex | DUNST | Solar Photovoltaic | PV |  | S | X | X |  |  | 4.5 |  | 4.5 | 4.5 | V | 4 | 2021 | 4 | 2021 | N | IPP Non-CHP | 2 | N | SUN
64274 | Swan Garden LLC | 64697 | Swan Garden | MN | Pope | CGS | Solar Photovoltaic | PV |  | S | X | X |  |  | 1 |  | 1 | 1 | U | 10 | 2021 | 10 | 2021 | N | IPP Non-CHP | 2 | N | SUN
60025 | Greenbacker Renewable Energy Corporation | 64698 | Blue Prairie Solar, LLC | WI | Jackson | 508 | Solar Photovoltaic | PV |  | S | X | X |  |  | 2.5 |  | 2.5 | 2.5 | V | 7 | 2021 | 8 | 2021 | N | IPP Non-CHP | 2 | N | SUN
60025 | Greenbacker Renewable Energy Corporation | 64700 | El Dorado Solar, LLC | CA | El Dorado | 390 | Solar Photovoltaic | PV |  | S | X | X |  |  | 1.5 |  | 1.5 | 1.5 | V | 4 | 2021 | 4 | 2021 | N | IPP Non-CHP | 2 | N | SUN
64282 | LeConte Energy Storage, LLC | 64701 | LeConte Energy Storage | CA | Imperial | LCES | Batteries | BA |  | S | X | X |  |  | 125 |  | 125 | 125 | P | 4 | 2022 | 4 | 2022 | N | IPP Non-CHP | 2 | N | MWH
64276 | Stanly Solar, LLC | 64702 | Stanly Solar, LLC | NC | Stanly | PGR32 | Solar Photovoltaic | PV |  | S | X | X |  |  | 50 | 0.95 | 50 | 50 | U | 12 | 2021 | 12 | 2021 | N | IPP Non-CHP | 2 | N | SUN | [13 empty] | N | N
56769 | Consolidated Edison Development Inc. | 64703 | Gorham ME 1 | ME | Cumberland | GOR1 | Solar Photovoltaic | PV |  | S | X | X |  |  | 4.8 |  | 4.8 | 4.8 | T | 12 | 2021 | 12 | 2021 | N | IPP Non-CHP | 2 | N | SUN
56769 | Consolidated Edison Development Inc. | 64704 | Lincoln ME 1 | ME | Penobscot | LIN1 | Solar Photovoltaic | PV |  | S | X | X |  |  | 4.9 |  | 4.9 | 4.9 | T | 12 | 2021 | 12 | 2021 | N | IPP Non-CHP | 2 | N | SUN
56769 | Consolidated Edison Development Inc. | 64705 | Fairhaven MA 2 | MA | Bristol | FHAF | Solar Photovoltaic | PV |  | S | X | X |  |  | 2.9 |  | 2.9 | 2.9 | T | 9 | 2021 | 9 | 2021 | N | IPP Non-CHP | 2 | N | SUN
56769 | Consolidated Edison Development Inc. | 64706 | Acushnet MA 1 | MA | Bristol | ACNT1 | Solar Photovoltaic | PV |  | S | X | X |  |  | 1 |  | 1 | 1 | P | 12 | 2021 | 1 | 2022 | N | IPP Non-CHP | 2 | N | SUN
56769 | Consolidated Edison Development Inc. | 64707 | Acushnet MA 2 | MA | Bristol | ACNT2 | Solar Photovoltaic | PV |  | S | X | X |  |  | 1 |  | 1 | 1 | P | 12 | 2021 | 1 | 2022 | N | IPP Non-CHP | 2 | N | SUN
689 | Connexus Energy | 64708 | Connexus Solar Baldwin 1BDN | MN | Isanti | C1BDN | Solar Photovoltaic | PV |  | J | X | X |  |  | 3.3 | 1 | 3.3 | 3.3 | T | 4 | 2021 | 4 | 2021 | N | Electric Utility | 1 |  | SUN
64285 | BCD Project Holdings 1, LLC | 64709 | CL-Viaduct LLC | PA | Clearfield | GSF01 | Solar Photovoltaic | PV |  | S | X | X |  |  | 20 |  | 20 | 20 | T | 12 | 2021 | 12 | 2021 | N | IPP Non-CHP | 2 | N | SUN
64288 | White Mesa Wind, LLC | 64710 | White Mesa Wind | TX | Crockett | WM001 | Onshore Wind Turbine | WT |  | S | X | X |  |  | 500.6 |  | 500.6 | 500.6 | U | 11 | 2021 | 11 | 2021 | N | IPP Non-CHP | 2 | N | WND | [5 empty] | 180
64285 | BCD Project Holdings 1, LLC | 64711 | UN-School House LLC | PA | Clearfield | GSF01 | Solar Photovoltaic | PV |  | S | X | X |  |  | 20 |  | 20 | 20 | T | 12 | 2021 | 12 | 2021 | N | IPP Non-CHP | 2 | N | SUN
64287 | Terra-Gen Operating Co-BESS | 64712 | Sanborn BESS 1 | CA | Kern | ESSB1 | Batteries | BA |  | S | X | X |  |  | 100 |  | 100 | 100 | U | 8 | 2021 | 9 | 2021 | N | IPP Non-CHP | 2 | N | MWH
64287 | Terra-Gen Operating Co-BESS | 64713 | Sanborn BESS 2 | CA | Kern | ESSB2 | Batteries | BA |  | S | X | X |  |  | 100 |  | 100 | 100 | U | 8 | 2021 | 9 | 2021 | N | IPP Non-CHP | 2 | N | MWH
61012 | AES Distributed Energy | 64715 | Dusenberry | NY | Rensselaer | DSNBR | Solar Photovoltaic | PV |  | S | X | X |  |  | 5 |  | 5 | 5 | V | 10 | 2021 | 10 | 2021 | N | IPP Non-CHP | 2 | N | SUN
61012 | AES Distributed Energy | 64716 | Knapp East | NY | Genesee | KNPPE | Solar Photovoltaic | PV |  | S | X | X |  |  | 5 |  | 5 | 5 | V | 9 | 2021 | 9 | 2021 | N | IPP Non-CHP | 2 | N | SUN
61012 | AES Distributed Energy | 64717 | Main Rd | NY | Erie | MAINR | Solar Photovoltaic | PV |  | S | X | X |  |  | 5 |  | 5 | 5 | V | 11 | 2021 | 11 | 2021 | N | IPP Non-CHP | 2 | N | SUN
61012 | AES Distributed Energy | 64718 | Redman North | NY | Monroe | RDMNN | Solar Photovoltaic | PV |  | S | X | X |  |  | 1.5 | 1 | 1.5 | 1.5 | V | 9 | 2021 | 9 | 2021 | N | IPP Non-CHP | 2 | N | SUN
61012 | AES Distributed Energy | 64719 | Glenmere Lake | NY | Orange | BESS | Batteries | BA |  | S | X | X |  |  | 2 |  | 2 | 2 | V | 6 | 2021 | 6 | 2021 | N | IPP Non-CHP | 2 | N | MWH
61012 | AES Distributed Energy | 64719 | Glenmere Lake | NY | Orange | GLNMR | Solar Photovoltaic | PV |  | S | X | X |  |  | 2 |  | 2 | 2 | V | 6 | 2021 | 6 | 2021 | N | IPP Non-CHP | 2 | N | SUN
61012 | AES Distributed Energy | 64720 | Knapp West | NY | Genesee | KNPPW | Solar Photovoltaic | PV |  | S | X | X |  |  | 5 |  | 5 | 5 | V | 9 | 2021 | 9 | 2021 | N | IPP Non-CHP | 2 | N | SUN
61012 | AES Distributed Energy | 64721 | Rowe | NY | Cattaraugus | RWEAV | Solar Photovoltaic | PV |  | S | X | X |  |  | 5 |  | 5 | 5 | V | 11 | 2021 | 11 | 2021 | N | IPP Non-CHP | 2 | N | SUN
61012 | AES Distributed Energy | 64722 | Redman South | NY | Monroe | RDMNS | Solar Photovoltaic | PV |  | S | X | X |  |  | 5 | 1 | 5 | 5 | V | 9 | 2021 | 9 | 2021 | N | IPP Non-CHP | 2 | N | SUN
61012 | AES Distributed Energy | 64724 | Townline | NY | Genesee | TWNLN | Solar Photovoltaic | PV |  | S | X | X |  |  | 5 |  | 5 | 5 | V | 7 | 2021 | 9 | 2021 | N | IPP Non-CHP | 2 | N | SUN
61012 | AES Distributed Energy | 64725 | Williams Rd | NY | Niagara | WLMRD | Solar Photovoltaic | PV |  | S | X | X |  |  | 4 |  | 4 | 4 | V | 7 | 2021 | 9 | 2021 | N | IPP Non-CHP | 2 | N | SUN
61012 | AES Distributed Energy | 64726 | West Haydenville PJ | MA | Hampshire | BESS | Batteries | BA |  | S | X | X |  |  | 3.6 |  | 3.6 | 3.6 | U | 1 | 2022 | 1 | 2022 | N | IPP Non-CHP | 2 | N | MWH
61012 | AES Distributed Energy | 64726 | West Haydenville PJ | MA | Hampshire | WHAYD | Solar Photovoltaic | PV |  | S | X | X |  |  | 5 |  | 5 | 5 | U | 1 | 2022 | 1 | 2022 | N | IPP Non-CHP | 2 | N | SUN
61012 | AES Distributed Energy | 64727 | Brookwood Drive | MA | Bristol | BESS | Batteries | BA |  | S | X | X |  |  | 3 |  | 3 | 3 | U | 3 | 2022 | 3 | 2022 | N | IPP Non-CHP | 2 | N | MWH
61012 | AES Distributed Energy | 64727 | Brookwood Drive | MA | Bristol | BRKWD | Solar Photovoltaic | PV |  | S | X | X |  |  | 5 |  | 5 | 5 | U | 3 | 2022 | 3 | 2022 | N | IPP Non-CHP | 2 | N | SUN
64293 | Novel Froehle Solar LLC | 64728 | Novel Froehle Solar LLC | MN | Stearns | FROLE | Solar Photovoltaic | PV |  | S | X | X |  |  | 1 | 1 | 1 | 1 | T | 3 | 2022 | 5 | 2022 | N | IPP Non-CHP | 2 | N | SUN | [13 empty] | N | N | N