64294 | Novel Milbradt Solar LLC | 64729 | Novel Milbradt Solar LLC | MN | Redwood | MLBRT | Solar Photovoltaic | PV |  | S | X | X |  |  | 1 | 1 | 1 | 1 | T | 5 | 2022 | 5 | 2022 | N | IPP Non-CHP | 2 | N | SUN | [13 empty] | N | N | N
64295 | SPG IL Brush Creek Solar LLC | 64730 | IL17021 Brush Creek I | IL | Stephenson | BCK17 | Solar Photovoltaic | PV |  | S | X | X |  |  | 2 |  | 2 | 2 | P | 9 | 2021 | 12 | 2021 | N | IPP Non-CHP | 2 | N | SUN
64296 | Maple Street Solar 1, LLC | 64731 | Maple | MA | Norfolk | M2 | Batteries | BA |  | S | X | X |  |  | 2.3 |  | 2.3 | 2.3 | U | 10 | 2021 | 11 | 2021 | N | IPP Non-CHP | 2 | N | MWH
64296 | Maple Street Solar 1, LLC | 64731 | Maple | MA | Norfolk | MAPLE | Solar Photovoltaic | PV |  | S | X | X |  |  | 4 |  | 4 | 4 | U | 10 | 2021 | 10 | 2021 | N | IPP Non-CHP | 2 | N | SUN
64297 | Segunda Solar II, LLC | 64732 | Segunda II | IL | LaSalle | SEGU2 | Solar Photovoltaic | PV |  | S | X | X |  |  | 2 |  | 2 | 2 | P | 9 | 2021 | 12 | 2021 | N | IPP Non-CHP | 2 | N | SUN
64298 | Woodlawn Solar II, LLC | 64733 | Woodlawn II | IL | Will | WOOD2 | Solar Photovoltaic | PV |  | S | X | X |  |  | 2 |  | 2 | 2 | T | 8 | 2021 | 10 | 2021 | N | IPP Non-CHP | 2 | N | SUN
64299 | Dodds Solar, LLC | 64734 | Dodds | IL | Stephenson | DOODS | Solar Photovoltaic | PV |  | S | X | X |  |  | 2 |  | 2 | 2 | P | 10 | 2021 | 12 | 2021 | N | IPP Non-CHP | 2 | N | SUN
64300 | Olmstead Solar II, LLC | 64735 | Olmstead II | IL | Stephenson | OLMS2 | Solar Photovoltaic | PV |  | S | X | X |  |  | 2 |  | 2 | 2 | P | 9 | 2021 | 9 | 2021 | N | IPP Non-CHP | 2 | N | SUN
64301 | Wolfcastle Solar, LLC | 64736 | Wolfcastle | IL | DeKalb | WOLFC | Solar Photovoltaic | PV |  | S | X | X |  |  | 2 |  | 2 | 2 | L | 9 | 2021 | 9 | 2021 | N | IPP Non-CHP | 2 | N | SUN
61222 | 174 Power Global Corp. | 64737 | Rayos Del Sol Solar Project | TX | Cameron | RDS01 | Solar Photovoltaic | PV |  | J | X | X |  |  | 135 |  | 135 | 135 | P | 6 | 2022 | 6 | 2022 | N | IPP Non-CHP | 2 | N | SUN
12341 | MidAmerican Energy Co | 64738 | Holliday Creek Solar | IA | Webster | HCS | Solar Photovoltaic | PV |  | S | X | X |  |  | 100 |  | 100 | 100 | U | 6 | 2022 | 6 | 2022 | N | IPP Non-CHP | 2 | N | SUN
64306 | Elektron Solar, LLC | 64739 | Elektron Solar, LLC | UT | Tooele | ELKS | Solar Photovoltaic | PV |  | S | X | X |  |  | 80 |  | 80 | 80 | P | 9 | 2022 | 9 | 2022 | N | IPP Non-CHP | 2 | N | SUN
64307 | Castle Solar, LLC | 64740 | Castle Solar, LLC | UT | Emery | CS | Solar Photovoltaic | PV |  | S | X | X |  |  | 40 |  | 40 | 40 | P | 6 | 2022 | 6 | 2022 | N | IPP Non-CHP | 2 | N | SUN
64304 | Morgan Solar 1 LLC | 64741 | Morgan Solar 1 CSG | IL | Morgan | MORG1 | Solar Photovoltaic | PV |  | S | X | X |  |  | 2 |  | 2 | 2 | V | 8 | 2021 | 8 | 2021 | N | IPP Non-CHP | 2 | N | SUN
64305 | Morgan Solar 1b LLC | 64742 | Morgan Solar 1b CSG | IL | Morgan | MOR1B | Solar Photovoltaic | PV |  | S | X | X |  |  | 2 |  | 2 | 2 | V | 8 | 2021 | 8 | 2021 | N | IPP Non-CHP | 2 | N | SUN
64303 | VESI 10 LLC | 64743 | Tierra Buena Energy Storage | CA | Sutter | TB1 | Batteries | BA |  | S | X | X |  |  | 2.5 |  | 2.5 | 2.5 | L | 6 | 2022 | 6 | 2022 | N | IPP Non-CHP | 2 | N | MWH
64303 | VESI 10 LLC | 64743 | Tierra Buena Energy Storage | CA | Sutter | TB2 | Batteries | BA |  | S | X | X |  |  | 2.5 |  | 2.5 | 2.5 | L | 6 | 2022 | 6 | 2022 | N | IPP Non-CHP | 2 | N | MWH
61222 | 174 Power Global Corp. | 64744 | Turkey Creek Solar Project | CO | Pueblo | TC001 | Solar Photovoltaic | PV |  | S | X | X |  |  | 200 |  | 200 | 200 | P | 12 | 2023 | 12 | 2023 | N | IPP Non-CHP | 2 | N | SUN
61222 | 174 Power Global Corp. | 64745 | Black Hollow Sun, LLC | CO | Pueblo | BHS01 | Solar Photovoltaic | PV |  | S | X | X |  |  | 150 |  | 150 | 150 | P | 12 | 2023 | 12 | 2023 | N | IPP Non-CHP | 2 | N | SUN
64310 | Bronx Community Clean Energy Project LLC | 64747 | Fuel Cell 3245 Yates Avenue | NY | Bronx | C3245 | Other Natural Gas | FC |  | W | X | X |  |  | 5 |  | 5 | 5 | P | 3 | 2022 | 3 | 2022 | N | IPP Non-CHP | 2 | N | NG | [15 empty] | N
17650 | Southern Power Co | 64750 | Glass Sands Wind Facility | OK | Murray | 1 | Onshore Wind Turbine | WT |  | S | X | X | OKGE.GLAS.GLAS | OKGE.GLAS.GLAS | 117 | 0.95 | 117 | 117 | V | 11 | 2021 | 11 | 2021 | N | IPP Non-CHP | 2 | N | WND | [5 empty] | 50 | [7 empty] | N | N | N | N | N
60025 | Greenbacker Renewable Energy Corporation | 64751 | Amazon PSP1 | CA | Riverside | 267 | Solar Photovoltaic | PV |  | S | X | X |  |  | 3.8 |  | 3.8 | 3.8 | V | 8 | 2021 | 8 | 2021 | N | IPP Non-CHP | 2 | N | SUN
6455 | Duke Energy Florida, LLC | 64752 | John Hopkins Middle School Microgrid | FL | Pinellas | ES1 | Batteries | BA |  | S | X | X |  |  | 2.5 |  | 2.5 | 2.5 | P | 12 | 2021 | 12 | 2021 | N | Electric Utility | 1 | N | MWH
6455 | Duke Energy Florida, LLC | 64752 | John Hopkins Middle School Microgrid | FL | Pinellas | PV1 | Solar Photovoltaic | PV |  | S | X | X |  |  | 1 |  | 1 | 1 | P | 12 | 2021 | 12 | 2021 | N | Electric Utility | 1 | N | SUN
12341 | MidAmerican Energy Co | 64755 | Arbor Hill Solar | IA | Adair | AHS | Solar Photovoltaic | PV |  | S | X | X | MEC.ARBHILL_S |  | 25 | 0.8 | 24 | 24 | T | 12 | 2021 | 12 | 2021 | N | Electric Utility | 1 | N | SUN | [15 empty] | N | N | N
6452 | Florida Power & Light Co | 64757 | Blue Springs | FL | Jackson | 1 | Solar Photovoltaic | PV |  | S | X | X |  |  | 74.5 |  | 74.5 | 74.5 | U | 12 | 2021 | 12 | 2021 | N | Electric Utility | 1 | N | SUN
61514 | Agilitas Energy, LLC | 64758 | Manorville II | NY | Suffolk | MAN | Solar Photovoltaic | PV |  | W | X | X |  |  | 0.6 |  | 0.6 | 0.6 | L | 10 | 2023 | 10 | 2023 | N | IPP Non-CHP | 2 | N | SUN
61514 | Agilitas Energy, LLC | 64758 | Manorville II | NY | Suffolk | MANB | Batteries | BA |  | W | X | X |  |  | 0.8 |  | 0.8 | 0.8 | L | 10 | 2023 | 10 | 2023 | N | IPP Non-CHP | 2 | N | MWH
61514 | Agilitas Energy, LLC | 64759 | Old Middleboro Road Solar | MA | Plymouth | OLD | Solar Photovoltaic | PV |  | W | X | X |  |  | 5 |  | 5 | 5 | U | 6 | 2022 | 6 | 2022 | N | IPP Non-CHP | 2 | N | SUN
61514 | Agilitas Energy, LLC | 64759 | Old Middleboro Road Solar | MA | Plymouth | OLDBA | Batteries | BA |  | W | X | X |  |  | 4.5 |  | 4.5 | 4.5 | U | 6 | 2022 | 6 | 2022 | N | IPP Non-CHP | 2 | N | MWH
61514 | Agilitas Energy, LLC | 64760 | Ocean State BTM | RI | Providence | MESS | Batteries | BA |  | W | X | X |  |  | 3 |  | 3 | 3 | T | 7 | 2022 | 7 | 2022 | N | IPP Non-CHP | 2 | N | MWH
61514 | Agilitas Energy, LLC | 64761 | Patchogue ESS | NY | Suffolk | PAT | Batteries | BA |  | W | X | X |  |  | 2 |  | 2 | 2 | L | 10 | 2023 | 10 | 2023 | N | IPP Non-CHP | 2 | N | MWH
61514 | Agilitas Energy, LLC | 64763 | Rumford ESS | ME | Oxford | RUM | Batteries | BA |  | W | X | X |  |  | 4.9 |  | 4.9 | 4.9 | T | 6 | 2021 | 6 | 2021 | N | IPP Non-CHP | 2 | N | MWH
60868 | Redwood Coast Energy Authority | 64766 | Redwood Coast Airport Microgrid | CA | Humboldt | RCAM1 | Solar Photovoltaic | PV |  | S | X | X |  |  | 2.3 |  | 1.8 | 1.8 | U | 11 | 2021 | 11 | 2021 | N | Electric Utility | 1 | N | SUN
60868 | Redwood Coast Energy Authority | 64766 | Redwood Coast Airport Microgrid | CA | Humboldt | RCAM2 | Batteries | BA |  | S | X | X |  |  | 2.2 |  | 1.8 | 1.8 | U | 11 | 2021 | 11 | 2021 | N | Electric Utility | 1 | N | MWH
61222 | 174 Power Global Corp. | 64767 | Pigeon Run Solar Project | VA | Campbell | TC001 | Solar Photovoltaic | PV |  | S | X | X |  |  | 60 |  | 60 | 60 | P | 6 | 2022 | 6 | 2022 | N | IPP Non-CHP | 2 | N | SUN
61222 | 174 Power Global Corp. | 64768 | Shockoe Solar Project | VA | Pittsylvania | TC001 | Solar Photovoltaic | PV |  | S | X | X |  |  | 60 |  | 60 | 60 | P | 6 | 2022 | 6 | 2022 | N | IPP Non-CHP | 2 | N | SUN
64315 | Walmart Stores Texas, LLC | 64769 | WAL194 | TX | Harris | GEN1 | Natural Gas Internal Combustion Engine | IC |  | S | X | X |  |  | 0.4 | 0.8 | 0.4 | 0.4 | V | 4 | 2021 | 4 | 2021 | N | Commercial Non-CHP | 4 | N | NG | [15 empty] | N
64315 | Walmart Stores Texas, LLC | 64769 | WAL194 | TX | Harris | GEN2 | Natural Gas Internal Combustion Engine | IC |  | S | X | X |  |  | 0.4 | 0.8 | 0.4 | 0.4 | V | 4 | 2021 | 4 | 2021 | N | Commercial Non-CHP | 4 | N | NG | [15 empty] | N
64315 | Walmart Stores Texas, LLC | 64769 | WAL194 | TX | Harris | GEN3 | Natural Gas Internal Combustion Engine | IC |  | S | X | X |  |  | 0.4 | 0.8 | 0.4 | 0.4 | V | 4 | 2021 | 4 | 2021 | N | Commercial Non-CHP | 4 | N | NG | [15 empty] | N
64315 | Walmart Stores Texas, LLC | 64771 | WAL266 | TX | Tarrant | GEN1 | Natural Gas Internal Combustion Engine | IC |  | S | X | X |  |  | 0.4 | 0.8 | 0.4 | 0.4 | U | 10 | 2021 | 10 | 2021 | N | Commercial Non-CHP | 4 | N | NG | [15 empty] | N
64315 | Walmart Stores Texas, LLC | 64771 | WAL266 | TX | Tarrant | GEN2 | Natural Gas Internal Combustion Engine | IC |  | S | X | X |  |  | 0.4 | 0.8 | 0.4 | 0.4 | U | 10 | 2021 | 10 | 2021 | N | Commercial Non-CHP | 4 | N | NG | [15 empty] | N
64315 | Walmart Stores Texas, LLC | 64771 | WAL266 | TX | Tarrant | GEN3 | Natural Gas Internal Combustion Engine | IC |  | S | X | X |  |  | 0.4 | 0.8 | 0.4 | 0.4 | U | 10 | 2021 | 10 | 2021 | N | Commercial Non-CHP | 4 | N | NG | [15 empty] | N
64315 | Walmart Stores Texas, LLC | 64772 | WAL284 | TX | Tarrant | GEN1 | Natural Gas Internal Combustion Engine | IC |  | S | X | X |  |  | 0.4 | 0.8 | 0.4 | 0.4 | U | 10 | 2021 | 3 | 2022 | N | Commercial Non-CHP | 4 | N | NG | [15 empty] | N
64315 | Walmart Stores Texas, LLC | 64772 | WAL284 | TX | Tarrant | GEN2 | Natural Gas Internal Combustion Engine | IC |  | S | X | X |  |  | 0.4 | 0.8 | 0.4 | 0.4 | U | 10 | 2021 | 3 | 2022 | N | Commercial Non-CHP | 4 | N | NG | [15 empty] | N
64315 | Walmart Stores Texas, LLC | 64772 | WAL284 | TX | Tarrant | GEN3 | Natural Gas Internal Combustion Engine | IC |  | S | X | X |  |  | 0.4 | 0.8 | 0.4 | 0.4 | U | 10 | 2021 | 3 | 2022 | N | Commercial Non-CHP | 4 | N | NG | [15 empty] | N
64315 | Walmart Stores Texas, LLC | 64773 | WAL407 | TX | Bell | GEN1 | Natural Gas Internal Combustion Engine | IC |  | S | X | X |  |  | 0.4 | 0.8 | 0.4 | 0.4 | U | 10 | 2021 | 11 | 2021 | N | Commercial Non-CHP | 4 | N | NG | [15 empty] | N
64315 | Walmart Stores Texas, LLC | 64773 | WAL407 | TX | Bell | GEN2 | Natural Gas Internal Combustion Engine | IC |  | S | X | X |  |  | 0.4 | 0.8 | 0.4 | 0.4 | U | 10 | 2021 | 11 | 2021 | N | Commercial Non-CHP | 4 | N | NG | [15 empty] | N
64315 | Walmart Stores Texas, LLC | 64773 | WAL407 | TX | Bell | GEN3 | Natural Gas Internal Combustion Engine | IC |  | S | X | X |  |  | 0.4 | 0.8 | 0.4 | 0.4 | U | 10 | 2021 | 11 | 2021 | N | Commercial Non-CHP | 4 | N | NG | [15 empty] | N
64315 | Walmart Stores Texas, LLC | 64774 | WAL414 | TX | Wichita | GEN1 | Natural Gas Internal Combustion Engine | IC |  | S | X | X |  |  | 0.4 | 0.8 | 0.4 | 0.4 | V | 4 | 2021 | 4 | 2021 | N | Commercial Non-CHP | 4 | N | NG | [15 empty] | N
64315 | Walmart Stores Texas, LLC | 64774 | WAL414 | TX | Wichita | GEN2 | Natural Gas Internal Combustion Engine | IC |  | S | X | X |  |  | 0.4 | 0.8 | 0.4 | 0.4 | V | 4 | 2021 | 4 | 2021 | N | Commercial Non-CHP | 4 | N | NG | [15 empty] | N
64315 | Walmart Stores Texas, LLC | 64774 | WAL414 | TX | Wichita | GEN3 | Natural Gas Internal Combustion Engine | IC |  | S | X | X |  |  | 0.4 | 0.8 | 0.4 | 0.4 | V | 4 | 2021 | 4 | 2021 | N | Commercial Non-CHP | 4 | N | NG | [15 empty] | N
64315 | Walmart Stores Texas, LLC | 64775 | WAL447 | TX | Val Verde | GEN1 | Natural Gas Internal Combustion Engine | IC |  | S | X | X |  |  | 0.4 | 0.8 | 0.4 | 0.4 | U | 10 | 2021 | 9 | 2021 | N | Commercial Non-CHP | 4 | N | NG | [15 empty] | N
64315 | Walmart Stores Texas, LLC | 64775 | WAL447 | TX | Val Verde | GEN2 | Natural Gas Internal Combustion Engine | IC |  | S | X | X |  |  | 0.4 | 0.8 | 0.4 | 0.4 | U | 10 | 2021 | 9 | 2021 | N | Commercial Non-CHP | 4 | N | NG | [15 empty] | N
64315 | Walmart Stores Texas, LLC | 64775 | WAL447 | TX | Val Verde | GEN3 | Natural Gas Internal Combustion Engine | IC |  | S | X | X |  |  | 0.4 | 0.8 | 0.4 | 0.4 | U | 10 | 2021 | 9 | 2021 | N | Commercial Non-CHP | 4 | N | NG | [15 empty] | N
64315 | Walmart Stores Texas, LLC | 64776 | WAL452 | TX | Hidalgo | GEN1 | Natural Gas Internal Combustion Engine | IC |  | S | X | X |  |  | 0.4 | 0.8 | 0.4 | 0.4 | U | 10 | 2021 | 7 | 2021 | N | Commercial Non-CHP | 4 | N | NG | [15 empty] | N
64315 | Walmart Stores Texas, LLC | 64776 | WAL452 | TX | Hidalgo | GEN2 | Natural Gas Internal Combustion Engine | IC |  | S | X | X |  |  | 0.4 | 0.8 | 0.4 | 0.4 | U | 10 | 2021 | 7 | 2021 | N | Commercial Non-CHP | 4 | N | NG | [15 empty] | N
64315 | Walmart Stores Texas, LLC | 64776 | WAL452 | TX | Hidalgo | GEN3 | Natural Gas Internal Combustion Engine | IC |  | S | X | X |  |  | 0.4 | 0.8 | 0.4 | 0.4 | U | 10 | 2021 | 7 | 2021 | N | Commercial Non-CHP | 4 | N | NG | [15 empty] | N
64315 | Walmart Stores Texas, LLC | 64777 | WAL456 | TX | Cameron | GEN1 | Natural Gas Internal Combustion Engine | IC |  | S | X | X |  |  | 0.4 | 0.8 | 0.4 | 0.4 | U | 10 | 2021 | 7 | 2021 | N | Commercial Non-CHP | 4 | N | NG | [15 empty] | N
64315 | Walmart Stores Texas, LLC | 64777 | WAL456 | TX | Cameron | GEN2 | Natural Gas Internal Combustion Engine | IC |  | S | X | X |  |  | 0.4 | 0.8 | 0.4 | 0.4 | U | 10 | 2021 | 7 | 2021 | N | Commercial Non-CHP | 4 | N | NG | [15 empty] | N
64315 | Walmart Stores Texas, LLC | 64777 | WAL456 | TX | Cameron | GEN3 | Natural Gas Internal Combustion Engine | IC |  | S | X | X |  |  | 0.4 | 0.8 | 0.4 | 0.4 | U | 10 | 2021 | 7 | 2021 | N | Commercial Non-CHP | 4 | N | NG | [15 empty] | N
64315 | Walmart Stores Texas, LLC | 64778 | WAL461 | TX | Maverick | GEN1 | Natural Gas Internal Combustion Engine | IC |  | S | X | X |  |  | 0.4 | 0.8 | 0.4 | 0.4 | U | 10 | 2021 | 7 | 2021 | N | Commercial Non-CHP | 4 | N | NG | [15 empty] | N
64315 | Walmart Stores Texas, LLC | 64778 | WAL461 | TX | Maverick | GEN2 | Natural Gas Internal Combustion Engine | IC |  | S | X | X |  |  | 0.4 | 0.8 | 0.4 | 0.4 | U | 10 | 2021 | 7 | 2021 | N | Commercial Non-CHP | 4 | N | NG | [15 empty] | N
64315 | Walmart Stores Texas, LLC | 64778 | WAL461 | TX | Maverick | GEN3 | Natural Gas Internal Combustion Engine | IC |  | S | X | X |  |  | 0.4 | 0.8 | 0.4 | 0.4 | U | 10 | 2021 | 7 | 2021 | N | Commercial Non-CHP | 4 | N | NG | [15 empty] | N
64316 | IGS Solar LLC | 64779 | IGS Frankfort 2 | IL | Cook | FRAN2 | Solar Photovoltaic | PV |  | S | X | X |  |  | 2 |  | 2 | 2 | TS | 7 | 2021 | 7 | 2021 | N | IPP Non-CHP | 2 | N | SUN
11479 | Madison Gas & Electric Co | 64780 | Hermsdorf Solar | WI | Dane | 1 | Solar Photovoltaic | PV |  | S | X | X |  |  | 8 | 1 | 8 | 8 | T | 12 | 2021 | 12 | 2021 | N | Electric Utility | 1 | N | SUN
64338 | Long John Solar, LLC | 64784 | Long John CSG | IL | DeKalb | LJOHN | Solar Photovoltaic | PV |  | S | X | X |  |  | 2 |  | 2 | 2 | T | 5 | 2021 | 5 | 2021 | N | IPP Non-CHP | 2 | N | SUN
64337 | Woodlawn Solar, LLC | 64785 | Woodlawn CSG | IL | Will | WOOD | Solar Photovoltaic | PV |  | S | X | X |  |  | 2 |  | 2 | 2 | T | 6 | 2021 | 6 | 2021 | N | IPP Non-CHP | 2 | N | SUN
64336 | SPG IL Hurricane Creek Solar LLC | 64786 | Hurricane Creek CSG | IL | Williamson | HRCRK | Solar Photovoltaic | PV |  | S | X | X |  |  | 2 |  | 2 | 2 | T | 6 | 2021 | 6 | 2021 | N | IPP Non-CHP | 2 | N | SUN
64335 | Viking Solar, LLC | 64787 | Viking Solar CSG | IL | Macoupin | VIKNG | Solar Photovoltaic | PV |  | S | X | X |  |  | 2 |  | 2 | 2 | T | 6 | 2021 | 6 | 2021 | N | IPP Non-CHP | 2 | N | SUN
64334 | Freehold Solar, LLC | 64788 | Freehold | NY | Greene | FRHOL | Solar Photovoltaic | PV |  | S | X | X |  |  | 2 |  | 2 | 2 | T | 7 | 2021 | 7 | 2021 | N | IPP Non-CHP | 2 | N | SUN
64333 | Moraine Solar, LLC | 64789 | Moraine | IL | McLean | MORAI | Solar Photovoltaic | PV |  | S | X | X |  |  | 2 |  | 2 | 2 | L | 7 | 2021 | 7 | 2021 | N | IPP Non-CHP | 2 | N | SUN
60531 | Standard Solar | 64790 | OER Checkerspot | MD | Anne Arundel | CHECK | Solar Photovoltaic | PV |  | S | X | X |  |  | 1.5 |  | 1.5 | 1.5 | T | 9 | 2021 | 9 | 2021 | N | IPP Non-CHP | 2 | N | SUN
64315 | Walmart Stores Texas, LLC | 64792 | WAL504 | TX | Galveston | GEN1 | Natural Gas Internal Combustion Engine | IC |  | S | X | X |  |  | 0.4 | 0.8 | 0.4 | 0.4 | P | 12 | 2021 | 6 | 2022 | N | Commercial Non-CHP | 4 | N | NG | [15 empty] | N
64315 | Walmart Stores Texas, LLC | 64792 | WAL504 | TX | Galveston | GEN2 | Natural Gas Internal Combustion Engine | IC |  | S | X | X |  |  | 0.4 | 0.8 | 0.4 | 0.4 | P | 12 | 2021 | 12 | 2021 | N | Commercial Non-CHP | 4 | N | NG | [15 empty] | N
64315 | Walmart Stores Texas, LLC | 64792 | WAL504 | TX | Galveston | GEN3 | Natural Gas Internal Combustion Engine | IC |  | S | X | X |  |  | 0.4 | 0.8 | 0.4 | 0.4 | P | 12 | 2021 | 6 | 2022 | N | Commercial Non-CHP | 4 | N | NG | [15 empty] | N
64315 | Walmart Stores Texas, LLC | 64795 | WAL536 | TX | Jones | GEN1 | Natural Gas Internal Combustion Engine | IC |  | S | X | X |  |  | 0.4 | 0.8 | 0.4 | 0.4 | P | 10 | 2021 | 10 | 2021 | N | Commercial Non-CHP | 4 | N | NG | [15 empty] | N
64315 | Walmart Stores Texas, LLC | 64795 | WAL536 | TX | Jones | GEN2 | Natural Gas Internal Combustion Engine | IC |  | S | X | X |  |  | 0.4 | 0.8 | 0.4 | 0.4 | P | 10 | 2021 | 10 | 2021 | N | Commercial Non-CHP | 4 | N | NG | [15 empty] | N
64315 | Walmart Stores Texas, LLC | 64795 | WAL536 | TX | Jones | GEN3 | Natural Gas Internal Combustion Engine | IC |  | S | X | X |  |  | 0.4 | 0.8 | 0.4 | 0.4 | P | 10 | 2021 | 10 | 2021 | N | Commercial Non-CHP | 4 | N | NG | [15 empty] | U
64315 | Walmart Stores Texas, LLC | 64796 | WAL537 | TX | Ector | GEN1 | Natural Gas Internal Combustion Engine | IC |  | S | X | X |  |  | 0.4 | 0.8 | 0.4 | 0.4 | P | 10 | 2021 | 10 | 2021 | N | Commercial Non-CHP | 4 | N | NG | [15 empty] | N
64315 | Walmart Stores Texas, LLC | 64796 | WAL537 | TX | Ector | GEN2 | Natural Gas Internal Combustion Engine | IC |  | S | X | X |  |  | 0.4 | 0.8 | 0.4 | 0.4 | P | 10 | 2021 | 10 | 2021 | N | Commercial Non-CHP | 4 | N | NG | [15 empty] | N
64315 | Walmart Stores Texas, LLC | 64796 | WAL537 | TX | Ector | GEN3 | Natural Gas Internal Combustion Engine | IC |  | S | X | X |  |  | 0.4 | 0.8 | 0.4 | 0.4 | P | 10 | 2021 | 10 | 2021 | N | Commercial Non-CHP | 4 | N | NG | [15 empty] | N
64315 | Walmart Stores Texas, LLC | 64798 | WAL565 | TX | Navarro | GEN1 | Natural Gas Internal Combustion Engine | IC |  | S | X | X |  |  | 0.4 | 0.8 | 0.4 | 0.4 | P | 10 | 2021 | 3 | 2022 | N | Commercial Non-CHP | 4 | N | NG | [15 empty] | N
64315 | Walmart Stores Texas, LLC | 64798 | WAL565 | TX | Navarro | GEN2 | Natural Gas Internal Combustion Engine | IC |  | S | X | X |  |  | 0.4 | 0.8 | 0.4 | 0.4 | P | 10 | 2021 | 3 | 2022 | N | Commercial Non-CHP | 4 | N | NG | [15 empty] | N
64315 | Walmart Stores Texas, LLC | 64798 | WAL565 | TX | Navarro | GEN3 | Natural Gas Internal Combustion Engine | IC |  | S | X | X |  |  | 0.4 | 0.8 | 0.4 | 0.4 | P | 10 | 2021 | 3 | 2022 | N | Commercial Non-CHP | 4 | N | NG | [15 empty] | N
64315 | Walmart Stores Texas, LLC | 64803 | WAL772 | TX | Harris | GEN1 | Natural Gas Internal Combustion Engine | IC |  | S | X | X |  |  | 0.4 | 0.8 | 0.4 | 0.4 | P | 10 | 2021 | 9 | 2021 | N | Commercial Non-CHP | 4 | N | NG | [15 empty] | N
64315 | Walmart Stores Texas, LLC | 64803 | WAL772 | TX | Harris | GEN2 | Natural Gas Internal Combustion Engine | IC |  | S | X | X |  |  | 0.4 | 0.8 | 0.4 | 0.4 | P | 10 | 2021 | 9 | 2021 | N | Commercial Non-CHP | 4 | N | NG | [15 empty] | N
64315 | Walmart Stores Texas, LLC | 64803 | WAL772 | TX | Harris | GEN3 | Natural Gas Internal Combustion Engine | IC |  | S | X | X |  |  | 0.4 | 0.8 | 0.4 | 0.4 | P | 10 | 2021 | 9 | 2021 | N | Commercial Non-CHP | 4 | N | NG | [15 empty] | N
64315 | Walmart Stores Texas, LLC | 64804 | WAL791 | TX | Jim Wells | GEN1 | Natural Gas Internal Combustion Engine | IC |  | S | X | X |  |  | 0.4 | 0.8 | 0.4 | 0.4 | P | 10 | 2021 | 8 | 2021 | N | Commercial Non-CHP | 4 | N | NG | [15 empty] | N
64315 | Walmart Stores Texas, LLC | 64804 | WAL791 | TX | Jim Wells | GEN2 | Natural Gas Internal Combustion Engine | IC |  | S | X | X |  |  | 0.4 | 0.8 | 0.4 | 0.4 | P | 10 | 2021 | 8 | 2021 | N | Commercial Non-CHP | 4 | N | NG | [15 empty] | N
64315 | Walmart Stores Texas, LLC | 64804 | WAL791 | TX | Jim Wells | GEN3 | Natural Gas Internal Combustion Engine | IC |  | S | X | X |  |  | 0.4 | 0.8 | 0.4 | 0.4 | P | 10 | 2021 | 8 | 2021 | N | Commercial Non-CHP | 4 | N | NG | [15 empty] | N
64315 | Walmart Stores Texas, LLC | 64807 | WAL896 | TX | Dallas | GEN1 | Natural Gas Internal Combustion Engine | IC |  | S | X | X |  |  | 0.4 | 0.8 | 0.4 | 0.4 | P | 10 | 2021 | 10 | 2021 | N | Commercial Non-CHP | 4 | N | NG | [15 empty] | N
64315 | Walmart Stores Texas, LLC | 64807 | WAL896 | TX | Dallas | GEN2 | Natural Gas Internal Combustion Engine | IC |  | S | X | X |  |  | 0.4 | 0.8 | 0.4 | 0.4 | P | 10 | 2021 | 10 | 2021 | N | Commercial Non-CHP | 4 | N | NG | [15 empty] | N
64315 | Walmart Stores Texas, LLC | 64807 | WAL896 | TX | Dallas | GEN3 | Natural Gas Internal Combustion Engine | IC |  | S | X | X |  |  | 0.4 | 0.8 | 0.4 | 0.4 | P | 10 | 2021 | 10 | 2021 | N | Commercial Non-CHP | 4 | N | NG | [15 empty] | N
64315 | Walmart Stores Texas, LLC | 64808 | WAL897 | TX | Pecos | GEN1 | Natural Gas Internal Combustion Engine | IC |  | S | X | X |  |  | 1.3 | 0.8 | 1.3 | 1.3 | P | 2 | 2021 | 2 | 2021 | N | Commercial Non-CHP | 4 | N | NG | [15 empty] | N
64339 | VESI Upton County BESS, LLC | 64811 | Upton County BESS | TX | Upton | UPT1 | Batteries | BA |  | S | X | X |  |  | 3.1 |  | 3.1 | 3.1 | U | 12 | 2021 | 12 | 2021 | N | IPP Non-CHP | 2 | N | MWH
64339 | VESI Upton County BESS, LLC | 64811 | Upton County BESS | TX | Upton | UPT2 | Batteries | BA |  | S | X | X |  |  | 3.1 |  | 3.1 | 3.1 | U | 12 | 2021 | 12 | 2021 | N | IPP Non-CHP | 2 | N | MWH
64339 | VESI Upton County BESS, LLC | 64811 | Upton County BESS | TX | Upton | UPT3 | Batteries | BA |  | S | X | X |  |  | 3.1 |  | 3.1 | 3.1 | U | 12 | 2021 | 12 | 2021 | N | IPP Non-CHP | 2 | N | MWH
64339 | VESI Upton County BESS, LLC | 64811 | Upton County BESS | TX | Upton | UPT4 | Batteries | BA |  | S | X | X |  |  | 3.1 |  | 3.1 | 3.1 | U | 12 | 2021 | 12 | 2021 | N | IPP Non-CHP | 2 | N | MWH
64339 | VESI Upton County BESS, LLC | 64811 | Upton County BESS | TX | Upton | UPT5 | Batteries | BA |  | S | X | X |  |  | 3.1 |  | 3.1 | 3.1 | U | 12 | 2021 | 12 | 2021 | N | IPP Non-CHP | 2 | N | MWH
64339 | VESI Upton County BESS, LLC | 64811 | Upton County BESS | TX | Upton | UPT6 | Batteries | BA |  | S | X | X |  |  | 3.1 |  | 3.1 | 3.1 | U | 12 | 2021 | 12 | 2021 | N | IPP Non-CHP | 2 | N | MWH
64339 | VESI Upton County BESS, LLC | 64811 | Upton County BESS | TX | Upton | UPT7 | Batteries | BA |  | S | X | X |  |  | 3.1 |  | 3.1 | 3.1 | U | 12 | 2021 | 12 | 2021 | N | IPP Non-CHP | 2 | N | MWH
64339 | VESI Upton County BESS, LLC | 64811 | Upton County BESS | TX | Upton | UPT8 | Batteries | BA |  | S | X | X |  |  | 3.1 |  | 3.1 | 3.1 | U | 12 | 2021 | 12 | 2021 | N | IPP Non-CHP | 2 | N | MWH
64315 | Walmart Stores Texas, LLC | 64814 | WAL1062 | TX | Harris | GEN1 | Natural Gas Internal Combustion Engine | IC |  | S | X | X |  |  | 0.4 | 0.8 | 0.4 | 0.4 | P | 3 | 2021 | 3 | 2021 | N | Commercial Non-CHP | 4 |  | NG | [15 empty] | N
64315 | Walmart Stores Texas, LLC | 64814 | WAL1062 | TX | Harris | GEN2 | Natural Gas Internal Combustion Engine | IC |  | S | X | X |  |  | 0.4 | 0.8 | 0.4 | 0.4 | P | 3 | 2021 | 3 | 2021 | N | Commercial Non-CHP | 4 |  | NG | [15 empty] | N
64315 | Walmart Stores Texas, LLC | 64814 | WAL1062 | TX | Harris | GEN3 | Natural Gas Internal Combustion Engine | IC |  | S | X | X |  |  | 0.4 | 0.8 | 0.4 | 0.4 | P | 3 | 2021 | 3 | 2021 | N | Commercial Non-CHP | 4 |  | NG | [15 empty] | N
64340 | Energix Leatherwood, LLC | 64817 | Energix Leatherwood, LLC | VA | Henry | ENX10 | Solar Photovoltaic | PV |  | S | X | X |  |  | 20 |  | 20 | 20 | L | 7 | 2021 | 8 | 2021 | N | IPP Non-CHP | 2 | N | SUN
689 | Connexus Energy | 64818 | Connexus Solar Stanford 1STF | MN | Anoka | C1STF | Solar Photovoltaic | PV |  | J | X | X |  |  | 7.3 |  | 7.3 | 7.3 | T | 5 | 2021 | 5 | 2021 | N | IPP Non-CHP | 2 | N | SUN
694 | Anza Electric Coop Inc | 64819 | AEC- Santa Rosa Solar | CA | Riverside | AECSR | Solar Photovoltaic | PV |  | S | X | X |  |  | 0.9 |  | 0.9 | 0.9 | T | 6 | 2021 | 6 | 2021 | N | Electric Utility | 1 | N | SUN
64343 | Broadway Road Solar, LLC | 64820 | Broadway Road Solar, LLC | NC | Lee | OS | Solar Photovoltaic | PV |  | S | X | X |  |  | 2 |  | 2 | 2 | T | 12 | 2021 | 12 | 2021 | N | IPP Non-CHP | 2 | N | SUN
64083 | DG Central 1, LLC | 64821 | FELPS 1 - Calaveras | TX | Harris | FLPS1 | Solar Photovoltaic | PV |  | S | X | X |  |  | 1 | 1 | 1 | 1 | P | 7 | 2021 | 7 | 2021 | N | IPP Non-CHP | 2 |  | SUN | [13 empty] | N | N
64342 | Wyse Fork Solar Farm, LLC | 64822 | Wyse Fork Solar Farm, LLC | NC | Jones | OS | Solar Photovoltaic | PV |  | S | X | X |  |  | 2 |  | 2 | 2 | T | 10 | 2021 | 10 | 2021 | N | IPP Non-CHP | 2 | N | SUN
64083 | DG Central 1, LLC | 64823 | FELPS 2 - Calaveras | TX | Wilson | FLPS2 | Solar Photovoltaic | PV |  | S | X | X |  |  | 1 | 1 | 1 | 1 | P | 7 | 2021 | 7 | 2021 | N | IPP Non-CHP | 2 | N | SUN
64083 | DG Central 1, LLC | 64824 | FELPS 3 - Floresville South | TX | Wilson | FLPS3 | Solar Photovoltaic | PV |  | S | X | X |  |  | 1 | 1 | 1 | 1 | P | 7 | 2021 | 7 | 2021 | N | IPP Non-CHP | 2 | N | SUN
64083 | DG Central 1, LLC | 64825 | FELPS 4 - Floresville South | TX | Wilson | FLPS4 | Solar Photovoltaic | PV |  | S | X | X |  |  | 1 | 1 | 1 | 1 | P | 7 | 2021 | 7 | 2021 | N | IPP Non-CHP | 2 | N | SUN
64083 | DG Central 1, LLC | 64826 | FELPS 5- Floresville South | TX | Wilson | FLPS5 | Solar Photovoltaic | PV |  | S | X | X |  |  | 1 | 1 | 1 | 1 | P | 7 | 2021 | 7 | 2021 | N | IPP Non-CHP | 2 |  | SUN | [13 empty] | N | N
64083 | DG Central 1, LLC | 64827 | FELPS 6- Floresville West | TX | Wilson | FLPS6 | Solar Photovoltaic | PV |  | S | X | X |  |  | 1 | 1 | 1 | 1 | P | 7 | 2021 | 7 | 2021 | N | IPP Non-CHP | 2 |  | SUN | [13 empty] | N | N
64083 | DG Central 1, LLC | 64828 | FELPS 7- Floresville West | TX | Wilson | FLPS7 | Solar Photovoltaic | PV |  | S | X | X |  |  | 1 | 1 | 1 | 1 | P | 7 | 2021 | 7 | 2021 | N | IPP Non-CHP | 2 |  | SUN | [13 empty] | N | N
64315 | Walmart Stores Texas, LLC | 64829 | WAL1272 | TX | Scurry | GEN1 | Natural Gas Internal Combustion Engine | IC |  | S | X | X |  |  | 0.4 | 0.8 | 0.4 | 0.4 | V | 4 | 2021 | 4 | 2021 | N | Commercial Non-CHP | 4 | N | NG | [15 empty] | N
64315 | Walmart Stores Texas, LLC | 64829 | WAL1272 | TX | Scurry | GEN2 | Natural Gas Internal Combustion Engine | IC |  | S | X | X |  |  | 0.4 | 0.8 | 0.4 | 0.4 | V | 4 | 2021 | 4 | 2021 | N | Commercial Non-CHP | 4 | N | NG | [15 empty] | N
64315 | Walmart Stores Texas, LLC | 64829 | WAL1272 | TX | Scurry | GEN3 | Natural Gas Internal Combustion Engine | IC |  | S | X | X |  |  | 0.4 | 0.8 | 0.4 | 0.4 | V | 4 | 2021 | 4 | 2021 | N | Commercial Non-CHP | 4 | N | NG | [13 empty] | N | N | N
64341 | Brightwood Solar, LLC | 64830 | Brightwood Solar, LLC | OR | Clackamas | OS | Solar Photovoltaic | PV |  | S | X | X |  |  | 10 |  | 10 | 10 | T | 12 | 2021 | 12 | 2021 | N | IPP Non-CHP | 2 | N | SUN
60025 | Greenbacker Renewable Energy Corporation | 64831 | Oak Leaf Solar XVIII LLC | CO | Denver | DIA7 | Solar Photovoltaic | PV |  | S | X | X |  |  | 9 |  | 9 | 9 | U | 12 | 2021 | 12 | 2021 | N | IPP Non-CHP | 2 | N | SUN
64349 | Yellowbud Solar LLC | 64832 | Yellowbud Solar, LLC | OH | Ross | YELLO | Solar Photovoltaic | PV |  | W | X | X |  |  | 274 |  | 274 | 274 | L | 12 | 2022 | 12 | 2022 | N | IPP Non-CHP | 2 | N | SUN
64350 | Saco River Solar, LLC | 64833 | Saco River Solar, LLC | NH | Carroll | SACO | Solar Photovoltaic | PV |  | S | X | X |  |  | 110 |  | 110 | 110 | P | 10 | 2022 | 10 | 2022 | N | IPP Non-CHP | 2 | N | SUN
64351 | Roxbury Solar, LLC | 64834 | Roxbury Solar, LLC | ME | Oxford | ROX | Solar Photovoltaic | PV |  | S | X | X |  |  | 55 |  | 55 | 55 | P | 10 | 2023 | 10 | 2023 | N | IPP Non-CHP | 2 | N | SUN
64347 | Silver Queen Wind Farm, LLC | 64835 | Silver Queen Wind Farm | IA | Crawford | NA | Onshore Wind Turbine | WT |  | S | X | X | WAUEK307DENILDDENISON_MEC | WAUEDENISONLDUGPM_MRES | 300 |  | 300 | 300 | L | 10 | 2021 | 10 | 2024 | N | IPP Non-CHP | 2 | N | WND | [5 empty] | 100
64360 | SR Clay, LLC | 64838 | SR Clay, LLC | GA | Clay | CLAY | Solar Photovoltaic | PV |  | S | X | X |  |  | 106 |  | 106 | 106 | P | 10 | 2022 | 10 | 2022 | N | IPP Non-CHP | 2 | N | SUN
64361 | SR Cedar Springs, LLC | 64840 | SR Cedar Springs, LLC | GA | Early | SRCS | Solar Photovoltaic | PV |  | S | X | X |  |  | 70 |  | 70 | 70 | P | 12 | 2022 | 12 | 2022 | N | IPP Non-CHP | 2 | N | SUN | [15 empty] | N
64362 | SR DeSoto I, LLC | 64841 | SR DeSoto I, LLC | GA | Lee | SOTOI | Solar Photovoltaic | PV |  | S | X | X |  |  | 165 |  | 165 | 165 | P | 12 | 2022 | 12 | 2022 | N | IPP Non-CHP | 2 | N | SUN | [5 empty] | 0 | [7 empty] | N | N | N
64363 | SR Turkey Creek, LLC | 64842 | SR Turkey Creek, LLC | KY | Garrard | SRTC | Solar Photovoltaic | PV |  | S | X | X |  |  | 50 |  | 50 | 50 | P | 10 | 2022 | 10 | 2022 | N | IPP Non-CHP | 2 | N | SUN | [15 empty] | N
64359 | SR Washington I, LLC | 64843 | SR Washington I, LLC | TN | Loudon | SRWA1 | Solar Photovoltaic | PV |  | S | X | X |  |  | 9 |  | 9 | 9 | P | 12 | 2021 | 12 | 2021 | N | IPP Non-CHP | 2 | N | SUN | [13 empty] | N | N | N
64348 | ASD Three Rivers Road MA Solar LLC | 64844 | Three Rivers Solar LLC | MA | Hampden | TRB | Batteries | BA |  | S | X | X |  |  | 1.4 |  | 1.4 | 1.4 | U | 6 | 2022 | 6 | 2022 | N | IPP Non-CHP | 2 | N | MWH
64348 | ASD Three Rivers Road MA Solar LLC | 64844 | Three Rivers Solar LLC | MA | Hampden | TRS | Solar Photovoltaic | PV |  | S | X | X |  |  | 4 |  | 4 | 4 | U | 6 | 2022 | 6 | 2022 | N | IPP Non-CHP | 2 | N | SUN
50123 | Leeward Asset Management, LLC | 64845 | Aragonne Mesa Wind Project | NM | Guadalupe | AREXP | Onshore Wind Turbine | WT |  | S | X | X |  |  | 145 |  | 145 | 145 | T | 12 | 2021 | 12 | 2021 | N | IPP Non-CHP | 2 | N | WND
64353 | Prairie Street Operating, LLC | 64846 | Prairie | CA | Los Angeles | PR000 | Solar Photovoltaic | PV |  | S | X | X |  |  | 1.8 |  | 1.8 | 1.8 | V | 4 | 2021 | 4 | 2021 | N | IPP Non-CHP | 2 | N | SUN
64357 | ConnectGen Albany County LLC | 64847 | Rail Tie Wind | WY | Albany | CRTW1 | Onshore Wind Turbine | WT |  | S | X | X |  |  | 504 |  | 504 | 504 | L | 12 | 2024 | 12 | 2024 | N | IPP Non-CHP | 2 | N | WND | [5 empty] | 120
64356 | Bedington Energy Facility, LLC | 64848 | Bedington Energy Facility, LLC | WV | Berkeley | BEF1 | Solar Photovoltaic | PV |  | S | X | X |  |  | 50 |  | 50 | 50 | L | 9 | 2023 | 9 | 2023 | N | IPP Non-CHP | 2 | N | SUN
64355 | Solariant Capital, LLC | 64849 | Wildcat Solar Power Plant LLC | NM | McKinley | WILDC | Solar Photovoltaic | PV |  | S | X | X |  |  | 90 |  | 90 | 90 | P | 3 | 2024 | 3 | 2024 | N | IPP Non-CHP | 2 | N | SUN
64354 | Wilkes Solar, LLC | 64850 | Wilkes Solar, LLC | NC | Wilkes | WS | Solar Photovoltaic | PV |  | S | X | X |  |  | 75 |  | 75 | 75 | P | 3 | 2023 | 3 | 2023 | N | IPP Non-CHP | 2 | N | SUN
64364 | Daggett Solar Power 2 LLC | 64851 | Daggett 2 | CA | San Bernardino | DAGGB | Batteries | BA |  | S | X | X |  |  | 131 |  | 131 | 131 | P | 6 | 2023 | 6 | 2023 | N | IPP Non-CHP | 2 | N | MWH
64364 | Daggett Solar Power 2 LLC | 64851 | Daggett 2 | CA | San Bernardino | DAGGP | Solar Photovoltaic | PV |  | S | X | X |  |  | 182 |  | 182 | 182 | P | 6 | 2023 | 6 | 2023 | N | IPP Non-CHP | 2 | N | SUN
64365 | Daggett Solar Power 3 LLC | 64852 | Daggett 3 | CA | San Bernardino | DAGGB | Batteries | BA |  | S | X | X |  |  | 144 |  | 144 | 144 | T | 12 | 2022 | 12 | 2022 | N | IPP Non-CHP | 2 | N | MWH
64365 | Daggett Solar Power 3 LLC | 64852 | Daggett 3 | CA | San Bernardino | DAGGP | Solar Photovoltaic | PV |  | S | X | X |  |  | 300 |  | 300 | 300 | T | 12 | 2022 | 12 | 2022 | N | IPP Non-CHP | 2 | N | SUN
64358 | New Market Solar | 64853 | New Market Solar | OH | Highland | NMS1 | Solar Photovoltaic | PV |  | S | X | X |  |  | 65 |  | 65 | 65 | T | 12 | 2021 | 12 | 2021 | N | IPP Non-CHP | 2 | N | SUN
64358 | New Market Solar | 64853 | New Market Solar | OH | Highland | NMS2 | Solar Photovoltaic | PV |  | S | X | X |  |  | 35 |  | 35 | 35 | T | 12 | 2021 | 12 | 2021 | N | IPP Non-CHP | 2 | N | SUN
64367 | Tate & Lyle Lafayette South Plant | 64854 | Tate & Lyle Lafayette South Plant | IN | Tippecanoe | GTG01 | Natural Gas Fired Combustion Turbine | GT |  | S | X | X |  |  | 30.9 | 0.85 | 28.6 | 34.2 | T | 3 | 2021 | 6 | 2021 | Y | Industrial CHP | 7 | N | NG | [15 empty] | N
64367 | Tate & Lyle Lafayette South Plant | 64854 | Tate & Lyle Lafayette South Plant | IN | Tippecanoe | GTG02 | Natural Gas Fired Combustion Turbine | GT |  | S | X | X |  |  | 30.9 | 0.85 | 28.6 | 34.2 | T | 3 | 2021 | 7 | 2021 | Y | Industrial CHP | 7 | N | NG | [15 empty] | N
15474 | Public Service Co of Oklahoma | 64855 | Ft. Sill Energy Center | OK | Comanche | 1 | Natural Gas Internal Combustion Engine | IC |  | S | X | X |  |  | 9 | 0.9 | 9 | 9 | L | 12 | 2023 | 1 | 2024 | N | Electric Utility | 1 | N | NG | [15 empty] | N
15474 | Public Service Co of Oklahoma | 64855 | Ft. Sill Energy Center | OK | Comanche | 2 | Natural Gas Internal Combustion Engine | IC |  | S | X | X |  |  | 9 | 0.9 | 9 | 9 | L | 12 | 2023 | 1 | 2024 | N | Electric Utility | 1 | N | NG | [15 empty] | N
15474 | Public Service Co of Oklahoma | 64855 | Ft. Sill Energy Center | OK | Comanche | 3 | Natural Gas Internal Combustion Engine | IC |  | S | X | X |  |  | 9 | 0.9 | 9 | 9 | L | 12 | 2023 | 1 | 2024 | N | Electric Utility | 1 | N | NG | [15 empty] | N
15474 | Public Service Co of Oklahoma | 64855 | Ft. Sill Energy Center | OK | Comanche | 4 | Natural Gas Internal Combustion Engine | IC |  | S | X | X |  |  | 9 | 0.9 | 9 | 9 | L | 12 | 2023 | 1 | 2024 | N | Electric Utility | 1 | N | NG | [13 empty] | N | N | N
49893 | Invenergy Services LLC | 64856 | Calhoun Solar | MI | Calhoun | 65009 | Solar Photovoltaic | PV |  | S | X | X |  |  | 200 |  | 200 | 200 | V | 8 | 2022 | 8 | 2022 | N | IPP Non-CHP | 2 | N | SUN
64369 | Coyote Gulch Solar LLC | 64857 | Coyote Gulch Solar | CO | Montezuma | C0513 | Solar Photovoltaic | PV |  | S | X | X |  |  | 140 | 0.95 | 140 | 140 | P | 12 | 2024 | 12 | 2024 | N | IPP Non-CHP | 2 | N | SUN
64368 | Dolores Canyon Solar LLC | 64858 | Dolores Canyon Solar | CO | Montezuma | C0497 | Solar Photovoltaic | PV |  | S | X | X |  |  | 110 | 0.95 | 110 | 110 | P | 12 | 2023 | 12 | 2023 | N | IPP Non-CHP | 2 | N | SUN
64370 | IP Radian, LLC | 64859 | IP Radian, LLC | TX | Brown | IPRAD | Solar Photovoltaic | PV |  | S | X | X |  |  | 300 |  | 300 | 300 | T | 11 | 2022 | 11 | 2022 | N | IPP Non-CHP | 2 | N | SUN
60025 | Greenbacker Renewable Energy Corporation | 64860 | Billings Road | VT | Caledonia | 286 | Solar Photovoltaic | PV |  | S | X | X |  |  | 1.7 |  | 1.7 | 1.7 | U | 9 | 2021 | 9 | 2021 | N | IPP Non-CHP | 2 | N | SUN
60025 | Greenbacker Renewable Energy Corporation | 64861 | Deer Creek 2 | CA | El Dorado | 392 | Solar Photovoltaic | PV |  | S | X | X |  |  | 1.3 |  | 1.3 | 1.3 | V | 9 | 2021 | 9 | 2021 | N | IPP Non-CHP | 2 | N | SUN
60025 | Greenbacker Renewable Energy Corporation | 64862 | Strobus | WI | Jackson | 515 | Solar Photovoltaic | PV |  | S | X | X |  |  | 1.5 |  | 1.5 | 1.5 | U | 9 | 2021 | 9 | 2021 | N | IPP Non-CHP | 2 | N | SUN
60025 | Greenbacker Renewable Energy Corporation | 64863 | ER Salvage Yard | VT | Lamoille | 284 | Solar Photovoltaic | PV |  | S | X | X |  |  | 2.1 |  | 2.1 | 2.1 | U | 10 | 2021 | 10 | 2021 | N | IPP Non-CHP | 2 | N | SUN
64345 | Chaparral Solar, LLC | 64864 | Chaparral Springs | CA | Kern | CHAPS | Solar Photovoltaic | PV |  | S | X | X |  |  | 250 |  | 250 | 250 | T | 12 | 2022 | 12 | 2022 | N | IPP Non-CHP | 2 | N | SUN
64377 | Novel Blilie Solar LLC | 64865 | Novel Blilie Solar LLC | MN | Wilkin | BLILE | Solar Photovoltaic | PV |  | S | X | X |  |  | 1 |  | 1 | 1 | T | 6 | 2022 | 6 | 2022 | N | IPP Non-CHP | 2 | N | SUN
64375 | USS Wildcat Solar LLC | 64866 | USS Wildcat Solar LLC | MN | Goodhue | USSWC | Solar Photovoltaic | PV |  | S | X | X |  |  | 1 |  | 1 | 1 | U | 1 | 2022 | 1 | 2022 | N | IPP Non-CHP | 2 | N | SUN
64371 | RPNY Solar 3, LLC | 64867 | Slayton Settlement Road Solar | NY | Erie | SLYTA | Solar Photovoltaic | PV |  | S | X | X | NYS-CHESTNUT RIDGE 191 |  | 5 |  | 5 | 5 | L | 9 | 2022 | 9 | 2022 | N | IPP Non-CHP | 2 | N | SUN
64371 | RPNY Solar 3, LLC | 64867 | Slayton Settlement Road Solar | NY | Erie | SLYTB | Solar Photovoltaic | PV |  | S | X | X | NYS-CHESTNUT RIDGE 191 |  | 2 |  | 2 | 2 | L | 9 | 2022 | 9 | 2022 | N | IPP Non-CHP | 2 | N | SUN
64372 | Keeversville Solar Energy Center LLC | 64868 | Keeversville Solar CSG | IL | Will | KEEV | Solar Photovoltaic | PV |  | S | X | X |  |  | 2 |  | 2 | 2 | TS | 7 | 2021 | 7 | 2021 | N | IPP Non-CHP | 2 | N | SUN
64373 | Helen CSG 1 LLC | 64869 | Helen CSG 1 LLC | MN | McLeod | HLCSG | Solar Photovoltaic | PV |  | S | X | X |  |  | 1 |  | 1 | 1 | U | 11 | 2021 | 11 | 2021 | N | IPP Non-CHP | 2 | N | SUN
64374 | USS Quail Solar LLC | 64870 | USS Quail Solar LLC | MN | Wright | USSQL | Solar Photovoltaic | PV |  | S | X | X |  |  | 1 |  | 1 | 1 | U | 12 | 2021 | 12 | 2021 | N | IPP Non-CHP | 2 | N | SUN
64376 | USS Danube Solar LLC | 64871 | USS Danube Solar LLC | MN | Renville | USSDA | Solar Photovoltaic | PV |  | S | X | X |  |  | 1 |  | 1 | 1 | U | 12 | 2021 | 12 | 2021 | N | IPP Non-CHP | 2 | N | SUN
50123 | Leeward Asset Management, LLC | 64872 | Panorama Wind, LLC | CO | Weld | PANWD | Onshore Wind Turbine | WT |  | S | X | X |  |  | 145 |  | 145 | 145 | T | 6 | 2023 | 12 | 2021 | N | IPP Non-CHP | 2 | N | WND
64378 | IMG Energy Solutions | 64873 | Pittsburgh Airport Gas Plant | PA | Allegheny | GEN1 | Natural Gas Internal Combustion Engine | IC |  | W | X | X |  |  | 4.4 |  | 4.4 | 4.4 | T | 7 | 2021 | 7 | 2021 | N | IPP Non-CHP | 2 | N | NG | [15 empty] | N
64378 | IMG Energy Solutions | 64873 | Pittsburgh Airport Gas Plant | PA | Allegheny | GEN2 | Natural Gas Internal Combustion Engine | IC |  | W | X | X |  |  | 4.4 |  | 4.4 | 4.4 | T | 7 | 2021 | 7 | 2021 | N | IPP Non-CHP | 2 | N | NG | [15 empty] | N
64378 | IMG Energy Solutions | 64873 | Pittsburgh Airport Gas Plant | PA | Allegheny | GEN3 | Natural Gas Internal Combustion Engine | IC |  | W | X | X |  |  | 4.4 |  | 4.4 | 4.4 | T | 7 | 2021 | 7 | 2021 | N | IPP Non-CHP | 2 | N | NG | [15 empty] | N
64378 | IMG Energy Solutions | 64873 | Pittsburgh Airport Gas Plant | PA | Allegheny | GEN4 | Natural Gas Internal Combustion Engine | IC |  | W | X | X |  |  | 4.4 |  | 4.4 | 4.4 | T | 7 | 2021 | 7 | 2021 | N | IPP Non-CHP | 2 | N | NG | [15 empty] | N
64378 | IMG Energy Solutions | 64873 | Pittsburgh Airport Gas Plant | PA | Allegheny | GEN5 | Natural Gas Internal Combustion Engine | IC |  | W | X | X |  |  | 4.4 |  | 4.4 | 4.4 | T | 7 | 2021 | 7 | 2021 | N | IPP Non-CHP | 2 | N | NG | [15 empty] | N
64378 | IMG Energy Solutions | 64874 | PG Solar 1 | PA | Allegheny | SGEN1 | Solar Photovoltaic | PV |  | S | X | X |  |  | 3 |  | 3 | 3 | T | 7 | 2021 | 7 | 2021 | N | IPP Non-CHP | 2 | N | SUN
64381 | 276FED WHAM8 Solar, LLC | 64875 | 276 Federal Rd | MA | Plymouth | 276FB | Batteries | BA |  | S | X | X |  |  | 3.3 |  | 3.3 | 3.3 | U | 10 | 2021 | 10 | 2021 | N | IPP Non-CHP | 2 | N | MWH
64381 | 276FED WHAM8 Solar, LLC | 64875 | 276 Federal Rd | MA | Plymouth | 276FP | Solar Photovoltaic | PV |  | S | X | X |  |  | 5 |  | 5 | 5 | U | 10 | 2021 | 10 | 2021 | N | IPP Non-CHP | 2 | N | SUN
64380 | 0HAM WHAM8 Solar, LLC | 64876 | 0 Hammond St | MA | Plymouth | 0HAMP | Solar Photovoltaic | PV |  | S | X | X |  |  | 5 |  | 5 | 5 | U | 10 | 2021 | 10 | 2021 | N | IPP Non-CHP | 2 | N | SUN
64380 | 0HAM WHAM8 Solar, LLC | 64876 | 0 Hammond St | MA | Plymouth | OHAMB | Batteries | BA |  | S | X | X |  |  | 5 |  | 5 | 5 | U | 10 | 2021 | 10 | 2021 | N | IPP Non-CHP | 2 | N | MWH
64366 | Terra-Gen Operating Co-Hybrid | 64877 | Edwards Sanborn E3 | CA | Kern | BESS | Batteries | BA |  | W | X | X | PHSP15 | PHSP15 | 12 | 0.95 | 12 | 12 | U | 12 | 2021 | 12 | 2021 | N | IPP Non-CHP | 2 | N | MWH
64366 | Terra-Gen Operating Co-Hybrid | 64877 | Edwards Sanborn E3 | CA | Kern | PV | Solar Photovoltaic | PV |  | W | X | X | PHSP15 | PHSP15 | 24 | 0.95 | 24 | 24 | U | 12 | 2021 | 12 | 2021 | N | IPP Non-CHP | 2 | N | SUN
64366 | Terra-Gen Operating Co-Hybrid | 64878 | Edwards Sanborn E1A | CA | Kern | BESS | Batteries | BA |  | S | X | X | PHSP15 | PHSP15 | 72.9 | 0.95 | 36 | 36 | U | 5 | 2022 | 5 | 2022 | N | IPP Non-CHP | 2 | N | MWH
64366 | Terra-Gen Operating Co-Hybrid | 64878 | Edwards Sanborn E1A | CA | Kern | PV | Solar Photovoltaic | PV |  | S | X | X | PHSP15 | PHSP15 | 130 | 0.95 | 130 | 130 | U | 5 | 2022 | 5 | 2022 | N | IPP Non-CHP | 2 | N | SUN
64366 | Terra-Gen Operating Co-Hybrid | 64879 | Edwards Sanborn E2 | CA | Kern | BESS | Batteries | BA |  | S | X | X | PHSP15 | PHSP15 | 66 | 0.95 | 33 | 33 | U | 12 | 2021 | 12 | 2021 | N | IPP Non-CHP | 2 | N | MWH
64366 | Terra-Gen Operating Co-Hybrid | 64879 | Edwards Sanborn E2 | CA | Kern | PV | Solar Photovoltaic | PV |  | S | X | X | PHSP15 | PHSP15 | 118 | 0.95 | 118 | 118 | U | 12 | 2021 | 12 | 2021 | N | IPP Non-CHP | 2 | N | SUN
64382 | UXI CSG Venture 1 8301 LLC | 64880 | Venture 1 - 1A | CO | Adams | 75020 | Solar Photovoltaic | PV |  | S | X | X |  |  | 1.5 | 0.81 | 1.5 | 1.5 | T | 5 | 2021 | 5 | 2021 | N | IPP Non-CHP | 2 | N | SUN
NOTE: Information on planned capacity changes are data reported to EIA. It is not a projection and does not necessarily represent EIA's view of future capacity changes. Additional information regarding the outlook for additions and retirements of generation capacity is available at http://www.eia.gov/analysis.

## Retired and Canceled
2020 Form EIA-860 Data - Schedule 3, 'Generator Data' (Retired & Canceled Units Only)
Utility ID | Utility Name | Plant Code | Plant Name | State | County | Generator ID | Technology | Prime Mover | Unit Code | Ownership | Duct Burners | Can Bypass Heat Recovery Steam Generator? | RTO/ISO LMP Node Designation | RTO/ISO Location Designation for Reporting Wholesale Sales Data to FERC | Nameplate Capacity (MW) | Nameplate Power Factor | Summer Capacity (MW) | Winter Capacity (MW) | Minimum Load (MW) | Uprate or Derate Completed During Year | Month Uprate or Derate Completed | Year Uprate or Derate Completed | Status | Synchronized to Transmission Grid | Operating Month | Operating Year | Retirement Month | Retirement Year | Associated with Combined Heat and Power System | Sector Name | Sector | Topping or Bottoming | Energy Source 1 | Energy Source 2 | Energy Source 3 | Energy Source 4 | Energy Source 5 | Energy Source 6 | Startup Source 1 | Startup Source 2 | Startup Source 3 | Startup Source 4 | Solid Fuel Gasification System? | Carbon Capture Technology? | Turbines or Hydrokinetic Buoys | Time from Cold Shutdown to Full Load | Fluidized Bed Technology? | Pulverized Coal Technology? | Stoker Technology? | Other Combustion Technology? | Subcritical Technology? | Supercritical Technology? | Ultrasupercritical Technology? | Multiple Fuels? | Cofire Fuels? | Switch Between Oil and Natural Gas?
195 | Alabama Power Co | 3 | Barry | AL | Mobile | 3 | Conventional Steam Coal | ST |  | S | X | X |  |  | 272 | 0.85 | 249 | 249 | 130 | N |  |  | RE | X | 7 | 1959 | 8 | 2015 | N | Electric Utility | 1 | X | BIT | [5 empty] | NG | [6 empty] | OVER |  | Y |  |  | Y
195 | Alabama Power Co | 8 | Gorgas | AL | Walker | 10 | Conventional Steam Coal | ST |  | S | X | X |  |  | 788.8 | 0.85 | 727.7 | 727.7 | 600 | N |  |  | RE | X | 10 | 1972 | 4 | 2019 | N | Electric Utility | 1 | X | BIT | [5 empty] | DFO |  |  |  | N |  |  | OVER |  | Y |  |  |  | Y |  | N
195 | Alabama Power Co | 8 | Gorgas | AL | Walker | 6 | Conventional Steam Coal | ST |  | S | X | X |  |  | 125 | 0.85 | 103 | 103 | 50 | N |  |  | RE | X | 4 | 1951 | 8 | 2015 | N | Electric Utility | 1 | X | BIT | [5 empty] | DFO |  |  |  | N |  |  | OVER |  | Y |  |  | Y
195 | Alabama Power Co | 8 | Gorgas | AL | Walker | 7 | Conventional Steam Coal | ST |  | S | X | X |  |  | 125 | 0.85 | 104 | 104 | 50 | N |  |  | RE | X | 7 | 1952 | 8 | 2015 | N | Electric Utility | 1 | X | BIT | [5 empty] | DFO |  |  |  | N |  |  | OVER |  | Y |  |  | Y
195 | Alabama Power Co | 8 | Gorgas | AL | Walker | 8 | Conventional Steam Coal | ST |  | S | X | X |  |  | 187.5 | 0.85 | 163 | 163 | 90 | N |  |  | RE | X | 5 | 1956 | 4 | 2019 | N | Electric Utility | 1 | X | BIT | [5 empty] | DFO |  |  |  | N |  |  | OVER |  | Y |  |  | Y |  |  | N
195 | Alabama Power Co | 8 | Gorgas | AL | Walker | 9 | Conventional Steam Coal | ST |  | S | X | X |  |  | 190.4 | 0.85 | 172 | 172 | 90 | N |  |  | RE | X | 6 | 1958 | 4 | 2019 | N | Electric Utility | 1 | X | BIT | [5 empty] | DFO |  |  |  | N |  |  | OVER |  | Y |  |  | Y |  |  | N
18642 | Tennessee Valley Authority | 47 | Colbert | AL | Colbert | 1 | Conventional Steam Coal | ST |  | S | X | X |  |  | 200 | 0.9 | 178 | 182 | 56 | N |  |  | RE | X | 1 | 1955 | 4 | 2016 | N | Electric Utility | 1 | X | BIT | SUB |  |  |  |  | DFO |  |  |  | N | N |  | OVER |  | Y |  |  | Y |  |  | N |  | N
18642 | Tennessee Valley Authority | 47 | Colbert | AL | Colbert | 2 | Conventional Steam Coal | ST |  | S | X | X |  |  | 200 | 0.9 | 178 | 182 | 56 | N |  |  | RE | X | 3 | 1955 | 4 | 2016 | N | Electric Utility | 1 | X | BIT | SUB |  |  |  |  | DFO |  |  |  | N | N |  | OVER |  | Y |  |  | Y |  |  | N |  | N
18642 | Tennessee Valley Authority | 47 | Colbert | AL | Colbert | 3 | Conventional Steam Coal | ST |  | S | X | X |  |  | 200 | 0.9 | 178 | 182 | 56 | N |  |  | RE | X | 7 | 1955 | 4 | 2016 | N | Electric Utility | 1 | X | BIT | SUB |  |  |  |  | DFO |  |  |  | N | N |  | OVER |  | Y |  |  | Y |  |  | N |  | N
18642 | Tennessee Valley Authority | 47 | Colbert | AL | Colbert | 4 | Conventional Steam Coal | ST |  | S | X | X |  |  | 200 | 0.9 | 178 | 182 | 56 | N |  |  | RE | X | 11 | 1955 | 4 | 2016 | N | Electric Utility | 1 | X | BIT | SUB |  |  |  |  | DFO |  |  |  | N | N |  | OVER |  | Y |  |  | Y |  |  | N
18642 | Tennessee Valley Authority | 47 | Colbert | AL | Colbert | 5 | Conventional Steam Coal | ST |  | S | X | X |  |  | 550 | 0.9 | 472 | 481 | 327 | N |  |  | RE | X | 11 | 1965 | 4 | 2016 | N | Electric Utility | 1 | X | BIT | [5 empty] | DFO |  |  |  |  | N |  | OVER |  | Y |  |  | Y |  |  | N
18642 | Tennessee Valley Authority | 50 | Widows Creek | AL | Jackson | 1 | Conventional Steam Coal | ST |  | S | X | X |  |  | 140.6 | 0.9 | 111 | 113 |  | N |  |  | RE | X | 7 | 1952 | 7 | 2014 | N | Electric Utility | 1 | X | BIT | [5 empty] | DFO |  |  |  | N | N |  | OVER |  | Y |  |  | Y
18642 | Tennessee Valley Authority | 50 | Widows Creek | AL | Jackson | 2 | Conventional Steam Coal | ST |  | S | X | X |  |  | 140.6 | 0.9 | 111 | 113 |  | N |  |  | RE | X | 10 | 1952 | 7 | 2014 | N | Electric Utility | 1 | X | BIT | [5 empty] | DFO |  |  |  | N | N |  | OVER |  | Y |  |  | Y
18642 | Tennessee Valley Authority | 50 | Widows Creek | AL | Jackson | 3 | Conventional Steam Coal | ST |  | S | X | X |  |  | 140.6 | 0.9 | 111 | 113 |  | N |  |  | RE | X | 11 | 1952 | 7 | 2013 | N | Electric Utility | 1 | X | BIT | [5 empty] | DFO |  |  |  | N | N |  | OVER |  | Y |  |  | Y
18642 | Tennessee Valley Authority | 50 | Widows Creek | AL | Jackson | 4 | Conventional Steam Coal | ST |  | S | X | X |  |  | 140.6 | 0.9 | 111 | 113 |  | N |  |  | RE | X | 1 | 1953 | 7 | 2014 | N | Electric Utility | 1 | X | BIT | [5 empty] | DFO |  |  |  | N | N |  | OVER |  | Y |  |  | Y
18642 | Tennessee Valley Authority | 50 | Widows Creek | AL | Jackson | 5 | Conventional Steam Coal | ST |  | S | X | X |  |  | 140.6 | 0.8 | 111 | 113 |  | N |  |  | RE | X | 6 | 1954 | 7 | 2013 | N | Electric Utility | 1 | X | BIT | [5 empty] | DFO |  |  |  | N | N |  | OVER |  | Y |  |  | Y
18642 | Tennessee Valley Authority | 50 | Widows Creek | AL | Jackson | 6 | Conventional Steam Coal | ST |  | S | X | X |  |  | 140.6 | 0.8 | 111 | 113 |  | N |  |  | RE | X | 7 | 1954 | 7 | 2014 | N | Electric Utility | 1 | X | BIT | [5 empty] | DFO |  |  |  | N | N |  | OVER |  | Y |  |  | Y
18642 | Tennessee Valley Authority | 50 | Widows Creek | AL | Jackson | 7 | Conventional Steam Coal | ST |  | S | X | X |  |  | 575 | 0.9 | 473 | 476 | 252 | N |  |  | RE | X | 2 | 1961 | 9 | 2015 | N | Electric Utility | 1 | X | BIT | [5 empty] | DFO |  |  |  | N | N |  | OVER |  | Y |  |  | Y
18642 | Tennessee Valley Authority | 50 | Widows Creek | AL | Jackson | 8 | Conventional Steam Coal | ST |  | S | X | X |  |  | 550 | 0.9 | 465 | 469 | 252 | N |  |  | RE | X | 2 | 1965 | 9 | 2015 | N | Electric Utility | 1 | X | BIT | [5 empty] | DFO |  |  |  | N | N |  | OVER |  | Y |  |  | Y
5580 | East Kentucky Power Coop, Inc | 54 | J K Smith | KY | Clark | GT11 | Natural Gas Fired Combustion Turbine | GT |  | S | X | X |  |  | 98 |  | 74 | 98 |  | N |  |  | CN | X |  |  |  |  | N | Electric Utility | 1 | X | NG | [20 empty] | N
5580 | East Kentucky Power Coop, Inc | 54 | J K Smith | KY | Clark | GT12 | Natural Gas Fired Combustion Turbine | GT |  | S | X | X |  |  | 98 |  | 74 | 98 |  | N |  |  | CN | X |  |  |  |  | N | Electric Utility | 1 | X | NG
5580 | East Kentucky Power Coop, Inc | 54 | J K Smith | KY | Clark | GT8 | Natural Gas Fired Combustion Turbine | GT |  | S | X | X |  |  | 83 |  | 74 | 98 |  | N |  |  | CN | X |  |  |  |  | N | Electric Utility | 1 | X | NG
5580 | East Kentucky Power Coop, Inc | 54 | J K Smith | KY | Clark | ST1 | Conventional Steam Coal | ST |  | S | X | X |  |  | 329.4 |  | 278 | 278 |  | N |  |  | CN | X |  |  |  |  | N | Electric Utility | 1 | X | BIT | [9 empty] | N | [7 empty] | Y
189 | PowerSouth Energy Cooperative | 56 | Lowman Energy Center | AL | Washington | 1 | Conventional Steam Coal | ST |  | S | X | X |  |  | 66 | 0.9 | 78 | 78 | 40 | N |  |  | RE | X | 6 | 1969 | 10 | 2020 | N | Electric Utility | 1 | X | BIT | [5 empty] | DFO |  |  |  | N | N |  | OVER |  | Y |  |  | Y |  |  | N
189 | PowerSouth Energy Cooperative | 56 | Lowman Energy Center | AL | Washington | 2 | Conventional Steam Coal | ST |  | S | X | X |  |  | 236 | 0.9 | 238 | 238 | 140 | N |  |  | RE | X | 6 | 1978 | 10 | 2020 | N | Electric Utility | 1 | X | BIT | [5 empty] | DFO |  |  |  | N | N |  | OVER |  | Y |  |  | Y |  |  | N
189 | PowerSouth Energy Cooperative | 56 | Lowman Energy Center | AL | Washington | 3 | Conventional Steam Coal | ST |  | S | X | X |  |  | 236 | 0.9 | 238 | 238 | 140 | N |  |  | RE | X | 6 | 1980 | 10 | 2020 | N | Electric Utility | 1 | X | BIT | [5 empty] | DFO |  |  |  | N | N |  | OVER |  | Y |  |  | Y |  |  | N
219 | Alaska Power and Telephone Co | 69 | Haines | AK | Haines | 9 | Petroleum Liquids | IC |  | S | X | X |  |  | 1.1 |  | 1.1 | 1.1 |  | N |  |  | RE | X | 12 | 1989 | 6 | 2004 | N | Electric Utility | 1 | X | DFO | [20 empty] | N
3522 | Chugach Electric Assn Inc | 75 | Anchorage 1 | AK | Anchorage | 1 | Natural Gas Fired Combustion Turbine | GT |  | S | X | X |  |  | 12.5 | 0.8 | 14 | 16.2 |  | N |  |  | RE | X | 11 | 1962 | 12 | 2016 | N | Electric Utility | 1 | X | NG | DFO | [8 empty] | N | N |  | 1H | [7 empty] | N | Y | Y
3522 | Chugach Electric Assn Inc | 75 | Anchorage 1 | AK | Anchorage | 2 | Natural Gas Fired Combustion Turbine | GT |  | S | X | X |  |  | 12.5 | 0.8 | 14 | 16.2 |  | N |  |  | RE | X | 3 | 1962 | 12 | 2016 | N | Electric Utility | 1 | X | NG | DFO | [8 empty] | N | N |  | 1H | [7 empty] | N | Y | Y
3522 | Chugach Electric Assn Inc | 75 | Anchorage 1 | AK | Anchorage | 3 | Natural Gas Fired Combustion Turbine | GT |  | S | X | X |  |  | 16.3 |  | 17.7 | 19.4 |  | N |  |  | RE | X | 12 | 1968 | 8 | 2004 | N | Electric Utility | 1 | X | NG | DFO | [8 empty] | N | [10 empty] | N | Y | Y
3522 | Chugach Electric Assn Inc | 75 | Anchorage 1 | AK | Anchorage | D1 | Petroleum Liquids | IC |  | S | X | X |  |  | 1.1 |  | 1.2 | 1.2 |  | N |  |  | RE | X | 0 | 1956 | 1 | 2010 | N | Electric Utility | 1 | X | DFO | [9 empty] | N
3522 | Chugach Electric Assn Inc | 75 | Anchorage 1 | AK | Anchorage | D2 | Petroleum Liquids | IC |  | S | X | X |  |  | 1.1 |  | 1.4 | 1.4 |  | N |  |  | RE | X | 0 | 1947 | 1 | 2010 | N | Electric Utility | 1 | X | DFO | [9 empty] | N
986 | Aurora Energy LLC | 79 | Aurora Energy LLC Chena | AK | Fairbanks North Star | 3 | Conventional Steam Coal | ST |  | S | X | X |  |  | 1.5 |  | 1.5 | 1.5 |  | N |  |  | RE | X | 6 | 1952 | 8 | 2009 | Y | IPP CHP | 3 | T | SUB | [5 empty] | WDS | DFO |  |  | N | N |  | 12H |  |  | N | Y | Y |  |  | N | N | N
986 | Aurora Energy LLC | 79 | Aurora Energy LLC Chena | AK | Fairbanks North Star | 7 | Conventional Steam Coal | ST |  | S | X | X |  |  | 2.3 |  | 2.3 | 2.3 |  | N |  |  | IP | X |  |  |  |  | Y | IPP CHP | 3 | X | SUB | [9 empty] | N | N |  | 12H |  |  | Y | N | Y |  |  | N | N | N
30151 | Tri-State G & T Assn, Inc | 87 | Escalante | NM | McKinley | 1 | Conventional Steam Coal | ST |  | S | X | X |  |  | 257 | 0.9 | 253 | 253 | 90 | N |  |  | RE | X | 12 | 1984 | 11 | 2020 | N | Electric Utility | 1 | X | SUB | NG |  |  |  |  | NG |  |  |  | N | N |  | 12H |  | Y |  |  | Y |  |  | N | N | N
13642 | Nome Joint Utility Systems | 90 | Snake River | AK | Nome | 11 | Petroleum Liquids | IC |  | S | X | X |  |  | 1.5 |  | 1.5 | 1.5 |  |  |  |  | RE | X | 3 | 1988 | 3 | 2011 | N | Electric Utility | 1 | X | DFO | [9 empty] | N | [10 empty] | N
13642 | Nome Joint Utility Systems | 90 | Snake River | AK | Nome | 5 | Petroleum Liquids | IC |  | S | X | X |  |  | 1.2 |  | 1.2 | 1.2 |  |  |  |  | RE | X | 1 | 1974 | 1 | 2001 | N | Electric Utility | 1 | X | DFO | [9 empty] | N | N
13642 | Nome Joint Utility Systems | 90 | Snake River | AK | Nome | 6 | Petroleum Liquids | IC |  | S | X | X |  |  | 1 |  | 1 | 1 |  |  |  |  | RE | X | 1 | 1972 | 1 | 2008 | N | Electric Utility | 1 | X | DFO | [9 empty] | N | [10 empty] | N
13642 | Nome Joint Utility Systems | 90 | Snake River | AK | Nome | 9 | Petroleum Liquids | IC |  | S | X | X |  |  | 2.8 |  | 2.9 | 2.9 |  |  |  |  | RE | X | 12 | 1985 | 3 | 2011 | N | Electric Utility | 1 | X | DFO | [9 empty] | N | [10 empty] | N
14856 | Petersburg Borough - (AK) | 91 | Petersburg | AK | Wrangell Petersburg | IC2 | Petroleum Liquids | IC |  | S | X | X |  |  | 0.3 | 0.8 | 0.2 | 0.2 | 0.1 | N |  |  | RE | X | 12 | 1972 | 8 | 2017 | N | Electric Utility | 1 | X | DFO | [9 empty] | N | N |  | 10M | [7 empty] | N | N | N
16955 | City of Seward - (AK) | 92 | Seward (AK) | AK | Kenai Peninsula | 1 | Petroleum Liquids | IC |  | S | X | X |  |  | 1.5 |  | 1 | 1.2 |  | N |  |  | RE | X | 4 | 1965 | 9 | 2009 | N | Electric Utility | 1 | X | DFO | [9 empty] | N | [10 empty] | N
16955 | City of Seward - (AK) | 92 | Seward (AK) | AK | Kenai Peninsula | 2 | Petroleum Liquids | IC |  | S | X | X |  |  | 1.5 |  | 1 | 1.2 |  | N |  |  | RE | X | 4 | 1965 | 9 | 2009 | N | Electric Utility | 1 | X | DFO | [20 empty] | N
17271 | City & Borough of Sitka - (AK) | 93 | Blue Lake Hydro | AK | Sitka | 1 | Conventional Hydroelectric | HY |  | S | X | X |  |  | 3.5 | 0.8 | 3.5 | 3.5 | 1 | N |  |  | RE | X | 6 | 1961 | 8 | 2014 | N | Electric Utility | 1 | X | WAT | [9 empty] | N |  |  | 1H | [7 empty] | N
17271 | City & Borough of Sitka - (AK) | 93 | Blue Lake Hydro | AK | Sitka | 2 | Conventional Hydroelectric | HY |  | S | X | X |  |  | 3.5 | 0.8 | 3.5 | 3.5 | 1 | N |  |  | RE | X | 6 | 1961 | 8 | 2014 | N | Electric Utility | 1 | X | WAT | [9 empty] | N |  |  | 1H | [7 empty] | N
21015 | City of Wrangell - (AK) | 95 | Wrangell | AK | Wrangell Petersburg | 1 | Petroleum Liquids | IC |  | S | X | X |  |  | 1.3 |  | 1.3 | 1.3 |  | N |  |  | RE | X | 8 | 1972 | 1 | 2001 | N | Electric Utility | 1 | X | DFO | [20 empty] | N
21015 | City of Wrangell - (AK) | 95 | Wrangell | AK | Wrangell Petersburg | 2 | Petroleum Liquids | IC |  | S | X | X |  |  | 1.3 |  | 1.3 | 1.3 |  | N |  |  | RE | X | 8 | 1972 | 1 | 2001 | N | Electric Utility | 1 | X | DFO | [20 empty] | N
21015 | City of Wrangell - (AK) | 95 | Wrangell | AK | Wrangell Petersburg | 3 | Petroleum Liquids | IC |  | S | X | X |  |  | 1.3 |  | 1.3 | 1.3 |  | N |  |  | RE | X | 8 | 1973 | 1 | 2001 | N | Electric Utility | 1 | X | DFO | [20 empty] | N
21015 | City of Wrangell - (AK) | 95 | Wrangell | AK | Wrangell Petersburg | 4 | Petroleum Liquids | IC |  | S | X | X |  |  | 1.3 |  | 1.3 | 1.3 |  | N |  |  | RE | X | 8 | 1973 | 1 | 2001 | N | Electric Utility | 1 | X | DFO | [20 empty] | N
21015 | City of Wrangell - (AK) | 95 | Wrangell | AK | Wrangell Petersburg | 5 | Petroleum Liquids | IC |  | S | X | X |  |  | 0.5 |  | 0.5 | 0.5 |  | N |  |  | RE | X | 88 | 1964 | 1 | 2009 | N | Electric Utility | 1 | X | DFO | [20 empty] | N
21015 | City of Wrangell - (AK) | 95 | Wrangell | AK | Wrangell Petersburg | 7 | Petroleum Liquids | IC |  | S | X | X |  |  | 0.5 |  | 0.5 | 0.5 |  | N |  |  | RE | X | 88 | 1970 | 1 | 2009 | N | Electric Utility | 1 | X | DFO | [20 empty] | N
3522 | Chugach Electric Assn Inc | 96 | Beluga | AK | Kenai Peninsula | 8 | Natural Gas Fired Combined Cycle | CA | BCC8 | S | N | X |  |  | 62 | 0.9 | 44 | 53 | 10 | N |  |  | RE | X | 9 | 1982 | 4 | 2015 | N | Electric Utility | 1 | X | NG | [9 empty] | N | N |  | 12H | [7 empty] | N | N | N
13870 | Nushagak Electric Coop, Inc | 109 | Dillingham | AK | Dillingham | 3 | Petroleum Liquids | IC |  | S | X | X |  |  | 0.3 |  | 0.3 | 0.3 |  | N |  |  | RE | X | 1 | 1961 | 2 | 2009 | N | Electric Utility | 1 | X | DFO
13870 | Nushagak Electric Coop, Inc | 109 | Dillingham | AK | Dillingham | 4 | Petroleum Liquids | IC |  | S | X | X |  |  | 0.5 |  | 0.5 | 0.5 |  | N |  |  | RE | X | 9 | 1967 | 5 | 2001 | N | Electric Utility | 1 | X | DFO | [21 empty] | N
13870 | Nushagak Electric Coop, Inc | 109 | Dillingham | AK | Dillingham | 5 | Petroleum Liquids | IC |  | S | X | X |  |  | 0.7 |  | 0.7 | 0.7 |  | N |  |  | RE | X | 12 | 1973 | 3 | 2007 | N | Electric Utility | 1 | X | DFO | [21 empty] | N
13870 | Nushagak Electric Coop, Inc | 109 | Dillingham | AK | Dillingham | 6 | Petroleum Liquids | IC |  | S | X | X |  |  | 1 |  | 1 | 1 |  | N |  |  | RE | X | 12 | 1976 | 10 | 2007 | N | Electric Utility | 1 | X | DFO | [20 empty] | N | N | N
13870 | Nushagak Electric Coop, Inc | 109 | Dillingham | AK | Dillingham | 8 | Petroleum Liquids | IC |  | S | X | X |  |  | 0.8 |  | 0.8 | 0.8 |  | N |  |  | RE | X | 3 | 1985 | 4 | 2006 | N | Electric Utility | 1 | X | DFO | [20 empty] | N | N | N
13870 | Nushagak Electric Coop, Inc | 109 | Dillingham | AK | Dillingham | IC9 | Petroleum Liquids | IC |  | S | X | X |  |  | 0.8 |  | 0.8 | 0.8 |  | N |  |  | RE | X | 3 | 1985 | 3 | 2006 | N | Electric Utility | 1 | X | DFO | [20 empty] | N | N | N
803 | Arizona Public Service Co | 112 | Childs | AZ | Yavapai | 1 | Conventional Hydroelectric | HY |  | S | X | X |  |  | 1.8 |  | 1.4 | 1.4 |  | N |  |  | RE | X | 6 | 1909 | 6 | 2005 | N | Electric Utility | 1 | X | WAT | [9 empty] | N
803 | Arizona Public Service Co | 112 | Childs | AZ | Yavapai | 2 | Conventional Hydroelectric | HY |  | S | X | X |  |  | 1.8 |  | 1.4 | 1.4 |  | N |  |  | RE | X | 7 | 1909 | 6 | 2005 | N | Electric Utility | 1 | X | WAT | [9 empty] | N
803 | Arizona Public Service Co | 112 | Childs | AZ | Yavapai | 3 | Conventional Hydroelectric | HY |  | S | X | X |  |  | 1.8 |  | 1.4 | 1.4 |  | N |  |  | RE | X | 9 | 1909 | 6 | 2005 | N | Electric Utility | 1 | X | WAT | [9 empty] | N
803 | Arizona Public Service Co | 113 | Cholla | AZ | Navajo | 2 | Conventional Steam Coal | ST |  | S | X | X |  |  | 288.9 | 0.9 | 260 | 260 | 75 | N |  |  | RE | X | 6 | 1978 | 11 | 2015 | N | Electric Utility | 1 | X | SUB | DFO | BIT |  |  |  | DFO |  |  |  | N | N |  | OVER |  | Y |  |  | Y |  |  | N | N | N
803 | Arizona Public Service Co | 113 | Cholla | AZ | Navajo | 4 | Conventional Steam Coal | ST |  | W | X | X |  |  | 414 | 0.9 | 380 | 380 | 95 | N |  |  | RE | X | 6 | 1981 | 12 | 2020 | N | Electric Utility | 1 | X | SUB | DFO | BIT |  |  |  | DFO |  |  |  | N | N |  | OVER |  | Y |  |  | Y |  |  | N
803 | Arizona Public Service Co | 115 | Irving | AZ | Yavapai | 1 | Conventional Hydroelectric | HY |  | S | X | X |  |  | 1.6 |  | 1.4 | 1.4 |  | N |  |  | RE | X | 4 | 1916 | 6 | 2005 | N | Electric Utility | 1 | X | WAT | [9 empty] | N
803 | Arizona Public Service Co | 116 | Ocotillo | AZ | Maricopa | 1 | Natural Gas Steam Turbine | ST |  | S | X | X |  |  | 113.6 | 0.85 | 110 | 110 | 25 | N |  |  | RE | X | 6 | 1960 | 1 | 2019 | N | Electric Utility | 1 | X | NG | [5 empty] | NG |  |  |  | N | N |  | 12H | [7 empty] | N | N | N
803 | Arizona Public Service Co | 116 | Ocotillo | AZ | Maricopa | 2 | Natural Gas Steam Turbine | ST |  | S | X | X |  |  | 113.6 | 0.85 | 110 | 110 | 25 | N |  |  | RE | X | 3 | 1960 | 1 | 2019 | N | Electric Utility | 1 | X | NG | [5 empty] | NG |  |  |  | N | N |  | 12H | [7 empty] | N | N | N
803 | Arizona Public Service Co | 116 | Ocotillo | AZ | Maricopa | PV1 | Solar Photovoltaic | PV |  | S | X | X |  |  | 0.1 |  | 0.1 | 0.1 | 0.1 | N |  |  | RE | X | 3 | 1998 | 7 | 2015 | N | Electric Utility | 1 | X | SUN | [9 empty] | N
803 | Arizona Public Service Co | 116 | Ocotillo | AZ | Maricopa | PV2 | Solar Photovoltaic | PV |  | S | X | X |  |  | 0.1 |  | 0.1 | 0.1 |  | N |  |  | RE | X | 10 | 1999 | 7 | 2015 | N | Electric Utility | 1 | X | SUN | [9 empty] | N
803 | Arizona Public Service Co | 116 | Ocotillo | AZ | Maricopa | PVM | Solar Photovoltaic | PV |  | S | X | X |  |  | 0.4 |  | 0.4 | 0.4 |  | N |  |  | RE | X | 4 | 1988 | 7 | 2015 | N | Electric Utility | 1 | X | SUN | [9 empty] | N
803 | Arizona Public Service Co | 117 | West Phoenix | AZ | Maricopa | 4 | Natural Gas Steam Turbine | ST |  | S | X | X |  |  | 34.5 | 0.85 | 33.3 | 33.3 |  | N |  |  | RE | X | 7 | 1948 | 12 | 2002 | Y | Electric Utility | 1 |  | NG | DFO | [9 empty] | N
803 | Arizona Public Service Co | 117 | West Phoenix | AZ | Maricopa | 5 | Natural Gas Steam Turbine | ST |  | S | X | X |  |  | 16 | 0.85 | 12 | 12 |  | N |  |  | RE | X | 6 | 1949 | 12 | 2002 | N | Electric Utility | 1 | X | NG | DFO | [9 empty] | N
803 | Arizona Public Service Co | 117 | West Phoenix | AZ | Maricopa | 6 | Natural Gas Steam Turbine | ST |  | S | X | X |  |  | 69 | 0.85 | 63 | 63 |  | N |  |  | RE | X | 4 | 1950 | 12 | 2002 | N | Electric Utility | 1 | X | NG | DFO | [9 empty] | N
803 | Arizona Public Service Co | 118 | Saguaro | AZ | Pinal | 1 | Natural Gas Steam Turbine | ST |  | S | X | X |  |  | 125 | 0.85 | 110 | 110 |  | N |  |  | RE | X | 7 | 1954 | 7 | 2013 | N | Electric Utility | 1 | X | NG | RFO | DFO |  |  |  | NG |  |  |  | N |  |  | 12H | [8 empty] | N | Y
803 | Arizona Public Service Co | 118 | Saguaro | AZ | Pinal | 2 | Natural Gas Steam Turbine | ST |  | S | X | X |  |  | 125 | 0.85 | 100 | 100 |  | N |  |  | RE | X | 6 | 1955 | 7 | 2013 | N | Electric Utility | 1 | X | NG | RFO | DFO |  |  |  | NG |  |  |  | N |  |  | 12H | [8 empty] | N | Y
803 | Arizona Public Service Co | 118 | Saguaro | AZ | Pinal | PV1 | Solar Thermal without Energy Storage | OT |  | S | X | X |  |  | 1 |  | 1 | 1 |  | N |  |  | RE | X | 12 | 2005 | 4 | 2013 | N | Electric Utility | 1 | X | SUN | [9 empty] | N
24211 | Tucson Electric Power Co | 126 | H Wilson Sundt Generating Station | AZ | Pima | ST1 | Natural Gas Steam Turbine | ST |  | S | X | X |  |  | 108.8 | 0.85 | 81 | 81 | 20 | N |  |  | RE | X | 12 | 1958 | 11 | 2019 | N | Electric Utility | 1 | X | NG | [5 empty] | NG |  |  |  | N | N |  | OVER | [7 empty] | N |  | N
24211 | Tucson Electric Power Co | 126 | H Wilson Sundt Generating Station | AZ | Pima | ST2 | Natural Gas Steam Turbine | ST |  | S | X | X |  |  | 108.8 | 0.85 | 81 | 81 | 20 | N |  |  | RE | X | 10 | 1960 | 11 | 2019 | N | Electric Utility | 1 | X | NG | [5 empty] | NG |  |  |  | N | N |  | OVER | [7 empty] | N |  | N
63884 | Oklaunion Power Station | 127 | Oklaunion | TX | Wilbarger | 1 | Conventional Steam Coal | ST |  | J | X | X |  |  | 720 | 0.9 | 650 | 650 | 215 | N |  |  | RE | X | 12 | 1986 | 9 | 2020 | N | Electric Utility | 1 | X | SUB | [5 empty] | DFO |  |  |  | N |  |  | OVER |  | Y |  |  | Y |  |  | N
21554 | Seminole Electric Cooperative Inc | 136 | Seminole (FL) | FL | Putnam | 3 | Conventional Steam Coal | ST |  | S | X | X |  |  | 850 |  | 750 | 750 |  |  |  |  | CN | X |  |  |  |  | N | Electric Utility | 1 | X | BIT | [9 empty] | N | N |  |  |  | Y
16572 | Salt River Project | 143 | Crosscut | AZ | Maricopa | CC1 | Natural Gas Steam Turbine | ST |  | S | X | X |  |  | 7.5 | 0.8 | 7.5 | 7.5 | 0.1 | N |  |  | RE | X | 1 | 1942 | 10 | 1974 | N | Electric Utility | 1 | X | NG | [9 empty] | N | N |  | 10M | [8 empty] | N | N
16572 | Salt River Project | 143 | Crosscut | AZ | Maricopa | CC2 | Natural Gas Steam Turbine | ST |  | S | X | X |  |  | 7.5 | 0.8 | 7.5 | 7.5 | 0.1 | N |  |  | RE | X | 1 | 1942 | 10 | 1974 | N | Electric Utility | 1 | X | NG | [9 empty] | N | N |  | 10M
16572 | Salt River Project | 143 | Crosscut | AZ | Maricopa | CC3 | Natural Gas Steam Turbine | ST |  | S | X | X |  |  | 7.5 | 0.8 | 7.5 | 7.5 | 0.1 | N |  |  | RE | X | 1 | 1942 | 10 | 1974 | N | Electric Utility | 1 | X | NG | [9 empty] | N | N |  | 10M
16572 | Salt River Project | 143 | Crosscut | AZ | Maricopa | CC4 | Natural Gas Steam Turbine | ST |  | S | X | X |  |  | 7.5 | 0.8 | 7.5 | 7.5 | 0.1 | N |  |  | RE | X | 5 | 1949 | 10 | 1974 | N | Electric Utility | 1 | X | NG | [9 empty] | N | N |  | 10M
50079 | Utility Board of Key West City | 164 | Big Pine | FL | Monroe | 1 | Petroleum Liquids | IC |  | S | X | X |  |  | 2.7 |  | 2.5 | 2.5 |  | N |  |  | RE | X | 2 | 1969 | 9 | 2006 | N | Electric Utility | 1 | X | DFO | [9 empty] | N
7490 | Grand River Dam Authority | 165 | GREC | OK | Mayes | 1 | Natural Gas Steam Turbine | ST |  | S | X | X | GRDAGRDA17UN1 | GRDAGRDA17UN1_RA | 540 | 0.9 | 40 | 40 | 10 | N |  |  | RE | X | 6 | 1981 | 12 | 2020 | N | Electric Utility | 1 | X | NG | [5 empty] | NG |  |  |  | N | N | 0 | OVER | N | Y | N | N | Y | N | N | N | N | N
814 | Entergy Arkansas LLC | 167 | Cecil Lynch | AR | Pulaski | 2 | Natural Gas Steam Turbine | ST |  | S | X | X |  |  | 69 |  | 60 | 60 |  |  |  |  | RE | X | 7 | 1949 | 6 | 2013 | N | Electric Utility | 1 | X | NG | DFO |  |  |  |  | NG |  |  |  | N
814 | Entergy Arkansas LLC | 167 | Cecil Lynch | AR | Pulaski | 3 | Natural Gas Steam Turbine | ST |  | S | X | X |  |  | 156.2 |  | 110 | 110 |  |  |  |  | RE | X | 6 | 1954 | 12 | 2013 | N | Electric Utility | 1 | X | NG | DFO |  |  |  |  | NG |  |  |  | N
814 | Entergy Arkansas LLC | 167 | Cecil Lynch | AR | Pulaski | 4 | Petroleum Liquids | IC |  | S | X | X |  |  | 5.8 |  | 5 | 5 |  |  |  |  | RE | X | 7 | 1967 | 5 | 2013 | N | Electric Utility | 1 | X | DFO | [9 empty] | N
814 | Entergy Arkansas LLC | 168 | Hamilton Moses | AR | St Francis | 1 | Natural Gas Steam Turbine | ST |  | S | X | X |  |  | 69 |  | 67 | 68 |  |  |  |  | RE | X | 5 | 1951 | 2 | 2013 | N | Electric Utility | 1 | X | NG | RFO |  |  |  |  | NG |  |  |  | N
814 | Entergy Arkansas LLC | 168 | Hamilton Moses | AR | St Francis | 2 | Natural Gas Steam Turbine | ST |  | S | X | X |  |  | 69 |  | 67 | 67 |  |  |  |  | RE | X | 5 | 1951 | 2 | 2013 | N | Electric Utility | 1 | X | NG | RFO |  |  |  |  | NG |  |  |  | N
814 | Entergy Arkansas LLC | 169 | Harvey Couch | AR | Lafayette | 1 | Natural Gas Steam Turbine | ST |  | S | X | X |  |  | 26.5 |  | 12 | 12 |  |  |  |  | RE | X | 10 | 1943 | 3 | 2011 | N | Electric Utility | 1 | X | NG | [5 empty] | NG |  |  |  | N
814 | Entergy Arkansas LLC | 169 | Harvey Couch | AR | Lafayette | 2 | Natural Gas Steam Turbine | ST |  | S | X | X |  |  | 156.2 |  | 123 | 123 |  |  |  |  | RE | X | 8 | 1954 | 12 | 2013 | N | Electric Utility | 1 | X | NG | [5 empty] | NG |  |  |  | N
814 | Entergy Arkansas LLC | 170 | Lake Catherine | AR | Hot Spring | 1 | Natural Gas Steam Turbine | ST |  | S | X | X |  |  | 40 |  | 47 | 47 |  |  |  |  | RE | X | 4 | 1950 | 12 | 2013 | N | Electric Utility | 1 | X | NG | [5 empty] | NG |  |  |  | N
814 | Entergy Arkansas LLC | 170 | Lake Catherine | AR | Hot Spring | 2 | Natural Gas Steam Turbine | ST |  | S | X | X |  |  | 40 |  | 45 | 47 |  |  |  |  | RE | X | 8 | 1950 | 12 | 2013 | N | Electric Utility | 1 | X | NG | [5 empty] | NG |  |  |  | N
814 | Entergy Arkansas LLC | 170 | Lake Catherine | AR | Hot Spring | 3 | Natural Gas Steam Turbine | ST |  | S | X | X |  |  | 119.5 |  | 96 | 96 |  |  |  |  | RE | X | 4 | 1953 | 12 | 2013 | N | Electric Utility | 1 | X | NG | [5 empty] | NG |  |  |  | N
814 | Entergy Arkansas LLC | 171 | Mabelvale | AR | Pulaski | 1 | Natural Gas Fired Combustion Turbine | GT |  | S | X | X | EAI.MABELV1_CT | EAI.MABELV1_CT | 19.5 | 0.85 | 14.1 | 16 | 2 |  |  |  | RE | X | 12 | 1970 | 6 | 2016 | N | Electric Utility | 1 | X | NG | [9 empty] | N |  |  | 1H | [9 empty] | N
814 | Entergy Arkansas LLC | 171 | Mabelvale | AR | Pulaski | 2 | Natural Gas Fired Combustion Turbine | GT |  | S | X | X |  |  | 19.5 |  | 14 | 16 |  |  |  |  | RE | X | 12 | 1970 | 12 | 2013 | N | Electric Utility | 1 | X | NG | DFO | [8 empty] | N
814 | Entergy Arkansas LLC | 171 | Mabelvale | AR | Pulaski | 3 | Natural Gas Fired Combustion Turbine | GT |  | S | X | X | EAI.MABELV3_CT | EAI.MABELV3_CT | 19.5 | 0.85 | 14.1 | 16 | 2 |  |  |  | RE | X | 12 | 1970 | 6 | 2016 | N | Electric Utility | 1 | X | NG | [9 empty] | N |  |  | 1H | [9 empty] | N
814 | Entergy Arkansas LLC | 171 | Mabelvale | AR | Pulaski | 4 | Natural Gas Fired Combustion Turbine | GT |  | S | X | X |  |  | 19.5 |  | 14 | 16 |  |  |  |  | RE | X | 12 | 1970 | 12 | 2013 | N | Electric Utility | 1 | X | NG | DFO | [8 empty] | N
14216 | City of Osceola - (AR) | 172 | Osceola (AR) | AR | Mississippi | 10 | Petroleum Liquids | IC |  | S | X | X |  |  | 1.6 |  | 1.6 | 1.6 |  |  |  |  | RE | X | 5 | 1992 | 7 | 2012 | N | Electric Utility | 1 | X | DFO | [9 empty] | N | [10 empty] | N
14216 | City of Osceola - (AR) | 172 | Osceola (AR) | AR | Mississippi | 11 | Petroleum Liquids | IC |  | S | X | X |  |  | 1.6 |  | 1.6 | 1.6 |  |  |  |  | RE | X | 5 | 1993 | 7 | 2012 | N | Electric Utility | 1 | X | DFO | [9 empty] | N | [10 empty] | N
14216 | City of Osceola - (AR) | 172 | Osceola (AR) | AR | Mississippi | 12 | Petroleum Liquids | IC |  | S | X | X |  |  | 1.6 |  | 1.6 | 1.6 |  |  |  |  | RE | X | 5 | 1999 | 7 | 2012 | N | Electric Utility | 1 | X | DFO | [9 empty] | N | [10 empty] | N
14216 | City of Osceola - (AR) | 172 | Osceola (AR) | AR | Mississippi | 13 | Petroleum Liquids | IC |  | S | X | X |  |  | 1.6 | 1 | 1.6 | 1.6 | 1.6 | N |  |  | RE | X | 5 | 1999 | 3 | 2015 | N | Electric Utility | 1 | X | DFO | [9 empty] | N | N |  | 10M | [7 empty] | N | N | N
14216 | City of Osceola - (AR) | 172 | Osceola (AR) | AR | Mississippi | 14 | Petroleum Liquids | IC |  | S | X | X |  |  | 1.6 | 1 | 1.6 | 1.6 | 1.6 | N |  |  | RE | X | 5 | 1999 | 3 | 2015 | N | Electric Utility | 1 | X | DFO | [9 empty] | N | N |  | 10M | [7 empty] | N | N | N
814 | Entergy Arkansas LLC | 173 | Robert E Ritchie | AR | Phillips | 1 | Natural Gas Steam Turbine | ST |  | S | X | X |  |  | 359 |  | 300 | 300 |  |  |  |  | RE | X | 6 | 1961 | 2 | 2013 | N | Electric Utility | 1 | X | NG | [5 empty] | NG |  |  |  | N
814 | Entergy Arkansas LLC | 173 | Robert E Ritchie | AR | Phillips | 2 | Natural Gas Steam Turbine | ST |  | W | X | X |  |  | 544.6 |  | 544 | 544 |  |  |  |  | RE | X | 3 | 1968 | 11 | 2013 | N | Electric Utility | 1 | X | NG | [5 empty] | NG |  |  |  | N
814 | Entergy Arkansas LLC | 173 | Robert E Ritchie | AR | Phillips | GT1 | Natural Gas Fired Combustion Turbine | GT |  | S | X | X |  |  | 19.5 |  | 16 | 16 |  |  |  |  | RE | X | 10 | 1970 | 6 | 2013 | N | Electric Utility | 1 | X | NG | [9 empty] | N
14446 | Paragould Light & Water Comm | 192 | Paragould | AR | Greene | 1 | Petroleum Liquids | IC |  | S | X | X |  |  | 0.4 |  | 0.4 | 0.4 |  | N |  |  | RE | X | 1 | 1939 | 1 | 2002 | N | Electric Utility | 1 | X | DFO | NG | [19 empty] | N
14446 | Paragould Light & Water Comm | 192 | Paragould | AR | Greene | 2 | Petroleum Liquids | IC |  | S | X | X |  |  | 1.1 |  | 1.1 | 1.1 |  | N |  |  | RE | X | 2 | 1961 | 1 | 2002 | N | Electric Utility | 1 | X | DFO | NG | [19 empty] | N
14446 | Paragould Light & Water Comm | 192 | Paragould | AR | Greene | 4 | Petroleum Liquids | IC |  | S | X | X |  |  | 0.8 |  | 0.8 | 0.8 |  | N |  |  | RE | X | 5 | 1946 | 1 | 2002 | N | Electric Utility | 1 | X | DFO | NG | [19 empty] | N
14446 | Paragould Light & Water Comm | 192 | Paragould | AR | Greene | 5 | Petroleum Liquids | IC |  | S | X | X |  |  | 0.8 |  | 0.8 | 0.8 |  | N |  |  | RE | X | 7 | 1946 | 9 | 2002 | N | Electric Utility | 1 | X | DFO | NG | [19 empty] | N
14446 | Paragould Light & Water Comm | 192 | Paragould | AR | Greene | 6 | Petroleum Liquids | IC |  | S | X | X |  |  | 1 |  | 1 | 1 |  | N |  |  | RE | X | 10 | 1949 | 1 | 2002 | N | Electric Utility | 1 | X | DFO | NG | [19 empty] | N
9617 | JEA | 207 | St Johns River Power Park | FL | Duval | 1 | Conventional Steam Coal | ST |  | S | X | X | FRCC | FRCC | 679 | 0.9 | 626 | 638 | 200 | N |  |  | RE | X | 4 | 1987 | 1 | 2018 | N | Electric Utility | 1 | X | BIT | NG | PC |  |  |  | NG |  |  |  | N | N |  | OVER |  | Y |  |  | Y |  |  | Y | Y | N
9617 | JEA | 207 | St Johns River Power Park | FL | Duval | 2 | Conventional Steam Coal | ST |  | J | X | X | FRCC | FRCC | 679 | 0.9 | 626 | 638 | 200 | N |  |  | RE | X | 7 | 1988 | 1 | 2018 | N | Electric Utility | 1 | X | BIT | NG | PC |  |  |  | NG |  |  |  | N | N |  | OVER |  | Y |  |  | Y |  |  | Y | Y | N
14328 | Pacific Gas & Electric Co. | 214 | Alta Powerhouse | CA | Placer | 2 | Conventional Hydroelectric | HY |  | S | X | X | BONNIEN_7_N002 | BONNIEN_7_N002 | 1 |  | 1 | 1 |  | N |  |  | RE | X | 11 | 1902 | 7 | 2013 | N | Electric Utility | 1 | X | WAT | [9 empty] | N
14328 | Pacific Gas & Electric Co. | 226 | Coal Canyon | CA | Butte | 1 | Conventional Hydroelectric | HY |  | S | X | X | CLARKRD_7_N002 | CLARKRD_7_N002 | 1 | 1 | 0.9 | 0.9 | 0 | N |  |  | RE | X | 12 | 1907 | 1 | 2013 | N | Electric Utility | 1 | X | WAT | [9 empty] | N |  |  | 10M | [7 empty] | N
14328 | Pacific Gas & Electric Co. | 246 | Humboldt Bay | CA | Humboldt | ST1 | Natural Gas Steam Turbine | ST |  | S | X | X |  |  | 51.2 | 0.9 | 52 | 52 | 3 | N |  |  | RE | X | 12 | 1956 | 9 | 2010 | N | Electric Utility | 1 | X | NG | RFO |  |  |  |  | NG |  |  |  | N |  |  | OVER | [8 empty] | Y | Y
14328 | Pacific Gas & Electric Co. | 246 | Humboldt Bay | CA | Humboldt | ST2 | Natural Gas Steam Turbine | ST |  | S | X | X |  |  | 51.2 | 0.9 | 53 | 53 | 3 | N |  |  | RE | X | 12 | 1958 | 9 | 2010 | N | Electric Utility | 1 | X | NG | RFO |  |  |  |  | NG |  |  |  | N |  |  | OVER | [8 empty] | Y | Y
14328 | Pacific Gas & Electric Co. | 247 | Hunters Point | CA | San Francisco | 2 | Natural Gas Steam Turbine | ST |  | S | X | X |  |  | 107.5 | 0.9 | 107 | 107 | 5 | N |  |  | RE | X | 12 | 1948 | 5 | 2006 | N | Electric Utility | 1 | X | NG | RFO | [11 empty] | OVER
14328 | Pacific Gas & Electric Co. | 247 | Hunters Point | CA | San Francisco | 3 | Natural Gas Steam Turbine | ST |  | S | X | X |  |  | 107.5 | 0.9 | 107 | 107 | 5 | N |  |  | RE | X | 1 | 1949 | 5 | 2006 | N | Electric Utility | 1 | X | NG | RFO | [11 empty] | OVER
14328 | Pacific Gas & Electric Co. | 247 | Hunters Point | CA | San Francisco | 4 | Natural Gas Steam Turbine | ST |  | S | X | X |  |  | 156.2 | 0.9 | 163 | 163 | 10 | N |  |  | RE | X | 11 | 1958 | 5 | 2006 | N | Electric Utility | 1 | X | NG | RFO | [11 empty] | OVER
14328 | Pacific Gas & Electric Co. | 247 | Hunters Point | CA | San Francisco | GT1 | Petroleum Liquids | GT |  | S | X | X |  |  | 56.2 |  | 52 | 52 |  | N |  |  | RE | X | 6 | 1976 | 5 | 2006 | N | Electric Utility | 1 | X | DFO
14328 | Pacific Gas & Electric Co. | 250 | Kerckhoff | CA | Fresno | H2 | Conventional Hydroelectric | HY |  | S | X | X | KERCK1G2_7_B1 | KERCK1G2_7_B1 | 11.3 | 1 | 12.6 | 12.6 | 0.5 | N |  |  | RE | X | 8 | 1920 | 4 | 2013 | N | Electric Utility | 1 | X | WAT | [9 empty] | N |  |  | 10M | [7 empty] | N
14328 | Pacific Gas & Electric Co. | 253 | Kilarc | CA | Shasta | 2 | Conventional Hydroelectric | HY |  | S | X | X | KILRC1-2_7_B1 | KILRC1-2_7_B1 | 1.5 | 1 | 1.6 | 1.6 | 0 | N |  |  | RE | X | 5 | 1904 | 1 | 2018 | N | Electric Utility | 1 | X | WAT | [9 empty] | N |  |  | 10M | [7 empty] | N
54802 | Dynegy -Moss Landing LLC | 260 | Dynegy Moss Landing Power Plant Hybrid | CA | Monterey | 6 | Natural Gas Steam Turbine | ST |  | S | X | X |  |  | 702 | 0.9 | 754 | 754 | 52 |  |  |  | RE | X | 12 | 1967 | 12 | 2016 | N | IPP Non-CHP | 2 | X | NG | [9 empty] | N | N |  | 12H | [7 empty] | N | N | N
54802 | Dynegy -Moss Landing LLC | 260 | Dynegy Moss Landing Power Plant Hybrid | CA | Monterey | 7 | Natural Gas Steam Turbine | ST |  | S | X | X |  |  | 702 | 0.9 | 755 | 755 | 52 |  |  |  | RE | X | 8 | 1968 | 12 | 2016 | N | IPP Non-CHP | 2 | X | NG | [9 empty] | N | N |  | 12H | [7 empty] | N | N | N
7160 | Geysers Power Co LLC | 286 | Geysers Unit 5-20 | CA | Sonoma | U10 | Geothermal | ST |  | S | X | X |  |  | 55 | 1 | 30 | 30 | 0 | N |  |  | RE | X | 7 | 1973 | 5 | 2006 | N | IPP Non-CHP | 2 | X | GEO | [9 empty] | N | N |  | OVER | [7 empty] | N | N
7160 | Geysers Power Co LLC | 286 | Geysers Unit 5-20 | CA | Sonoma | U9 | Geothermal | ST |  | S | X | X |  |  | 55 | 1 | 30 | 30 | 0 | N |  |  | RE | X | 7 | 1973 | 5 | 2006 | N | IPP Non-CHP | 2 | X | GEO | [9 empty] | N |  |  | OVER | [7 empty] | N | N
14354 | PacifiCorp | 299 | Blundell | UT | Beaver | 3 | Geothermal | ST |  | S | X | X |  |  | 30 |  | 35 | 35 |  | N |  |  | CN | X |  |  |  |  | N | Electric Utility | 1 | X | GEO | [9 empty] | N | [10 empty] | N
16609 | San Diego Gas & Electric Co | 309 | Silver Gate | CA | San Diego | 1 | Petroleum Liquids | ST |  | S | X | X | NA | NA | 40 | 0.85 | 40 | 40 | 0 | N |  |  | RE | X | 1 | 1943 | 1 | 1985 | N | Electric Utility | 1 | X | DFO | NG | [8 empty] | N
16609 | San Diego Gas & Electric Co | 309 | Silver Gate | CA | San Diego | 2 | Petroleum Liquids | ST |  | S | X | X | NA | NA | 69 | 0.85 | 62 | 62 | 0 | N |  |  | RE | X | 5 | 1948 | 1 | 1985 | N | Electric Utility | 1 | X | DFO | NG | [8 empty] | N
16609 | San Diego Gas & Electric Co | 309 | Silver Gate | CA | San Diego | 3 | Petroleum Liquids | ST |  | S | X | X | NA | NA | 69 | 0.85 | 62 | 64 | 0 | N |  |  | RE | X | 8 | 1950 | 1 | 1985 | N | Electric Utility | 1 | X | DFO | NG | [8 empty] | N
16609 | San Diego Gas & Electric Co | 309 | Silver Gate | CA | San Diego | 4 | Petroleum Liquids | ST |  | S | X | X | NA | NA | 69 | 0.85 | 64 | 64 | 0 | N |  |  | RE | X | 9 | 1952 | 1 | 1985 | N | Electric Utility | 1 | X | DFO | NG | [8 empty] | N
4065 | City of Columbus - (OH) | 312 | Refuse & Coal | OH | Franklin | 1 | Municipal Solid Waste | ST |  | S | X | X |  |  | 30 |  | 30 | 30 |  | N |  |  | RE | X | 7 | 1983 | 12 | 1995 | N | Electric Utility | 1 | X | MSW
4065 | City of Columbus - (OH) | 312 | Refuse & Coal | OH | Franklin | 2 | Municipal Solid Waste | ST |  | S | X | X |  |  | 30 |  | 30 | 30 |  | N |  |  | RE | X | 7 | 1983 | 12 | 1995 | N | Electric Utility | 1 | X | MSW
4065 | City of Columbus - (OH) | 312 | Refuse & Coal | OH | Franklin | 3 | Municipal Solid Waste | ST |  | S | X | X |  |  | 30 |  | 30 | 30 |  | N |  |  | RE | X | 7 | 1983 | 12 | 1995 | N | Electric Utility | 1 | X | MSW
22148 | AES Alamitos LLC | 315 | AES Alamitos LLC | CA | Los Angeles | 1 | Natural Gas Steam Turbine | ST |  | S | X | X | ALAMT1G_7_B1 | ALAMT1G_7_B1 | 156 | 1 | 175 | 175 | 10 | N |  |  | RE | X | 9 | 1956 | 12 | 2019 | N | IPP Non-CHP | 2 | X | NG | [5 empty] | NG |  |  |  | N | N |  | OVER | [7 empty] | N | N | N
22148 | AES Alamitos LLC | 315 | AES Alamitos LLC | CA | Los Angeles | 2 | Natural Gas Steam Turbine | ST |  | S | X | X | ALAMT2G_7_B1 | ALAMT2G_7_B1 | 156 | 1 | 175 | 175 | 10 | N |  |  | RE | X | 2 | 1957 | 12 | 2019 | N | IPP Non-CHP | 2 | X | NG | [5 empty] | NG |  |  |  | N | N |  | OVER |  |  |  | N |  |  |  | N | N | N
22148 | AES Alamitos LLC | 315 | AES Alamitos LLC | CA | Los Angeles | 6 | Natural Gas Steam Turbine | ST |  | S | X | X | ALAMT6G_7_B1 | ALAMT6G_7_B1 | 495 | 1 | 495 | 495 | 70 | N |  |  | RE | X | 9 | 1966 | 12 | 2019 | N | IPP Non-CHP | 2 | X | NG | [5 empty] | NG |  |  |  | N | N |  | OVER | [7 empty] | N | N | N
22148 | AES Alamitos LLC | 315 | AES Alamitos LLC | CA | Los Angeles | 7 | Natural Gas Fired Combustion Turbine | GT |  | S | X | X |  |  | 133 |  | 133 | 133 |  | N |  |  | RE | X | 7 | 1969 | 12 | 2003 | N | IPP Non-CHP | 2 | X | NG
17609 | Southern California Edison Co | 328 | Borel | CA | Kern | 1 | Conventional Hydroelectric | HY |  | S | X | X |  |  | 3 | 1 | 2.1 | 2.1 | 0.3 | N |  |  | RE | X | 12 | 1904 | 9 | 2017 | N | Electric Utility | 1 | X | WAT | [9 empty] | N |  |  | 10M
17609 | Southern California Edison Co | 328 | Borel | CA | Kern | 2 | Conventional Hydroelectric | HY |  | S | X | X |  |  | 3 | 1 | 2.5 | 2.5 | 0.3 | N |  |  | RE | X | 12 | 1904 | 9 | 2017 | N | Electric Utility | 1 | X | WAT | [9 empty] | N |  |  | 10M
17609 | Southern California Edison Co | 328 | Borel | CA | Kern | 3 | Conventional Hydroelectric | HY |  | S | X | X |  |  | 6 | 0.8 | 6 | 6 | 0.5 | N |  |  | RE | X | 1 | 1932 | 9 | 2017 | N | Electric Utility | 1 | X | WAT | [9 empty] | N |  |  | 10M
15908 | GenOn California South, LP | 329 | Coolwater | CA | San Bernardino | 1 | Natural Gas Steam Turbine | ST |  | S | X | X |  |  | 65.3 | 0.85 | 65 | 63 | 17 | N |  |  | RE | X | 6 | 1961 | 12 | 2014 | N | IPP Non-CHP | 2 | X | NG | DFO | [8 empty] | N | N |  | OVER | [8 empty] | Y | Y
15908 | GenOn California South, LP | 329 | Coolwater | CA | San Bernardino | 2 | Natural Gas Steam Turbine | ST |  | S | X | X |  |  | 82 | 0.85 | 82 | 82 | 19 | N |  |  | RE | X | 5 | 1964 | 12 | 2014 | N | IPP Non-CHP | 2 | X | NG | DFO | [8 empty] | N | N |  | OVER | [8 empty] | Y | Y
15908 | GenOn California South, LP | 329 | Coolwater | CA | San Bernardino | 30 | Natural Gas Fired Combined Cycle | CA | 3 | S | Y | X |  |  | 120 | 0.9 | 99 | 99 | 80 | N |  |  | RE | X | 5 | 1978 | 12 | 2014 | N | IPP Non-CHP | 2 | X | NG | [9 empty] | N | N |  | OVER
15908 | GenOn California South, LP | 329 | Coolwater | CA | San Bernardino | 31 | Natural Gas Fired Combined Cycle | CT | 3 | S | X | N |  |  | 85 | 0.9 | 73 | 73 | 40 | N |  |  | RE | X | 5 | 1978 | 12 | 2014 | N | IPP Non-CHP | 2 | X | NG | [9 empty] | N | N |  | OVER
15908 | GenOn California South, LP | 329 | Coolwater | CA | San Bernardino | 32 | Natural Gas Fired Combined Cycle | CT | 3 | S | X | N |  |  | 85 | 0.9 | 73 | 73 | 73 | N |  |  | RE | X | 5 | 1978 | 12 | 2014 | N | IPP Non-CHP | 2 | X | NG | [9 empty] | N | N |  | OVER
15908 | GenOn California South, LP | 329 | Coolwater | CA | San Bernardino | 40 | Natural Gas Fired Combined Cycle | CA | 4 | S | Y | X |  |  | 120 | 0.9 | 99 | 99 | 80 | N |  |  | RE | X | 8 | 1978 | 12 | 2014 | N | IPP Non-CHP | 2 | X | NG | [9 empty] | N | N |  | OVER
15908 | GenOn California South, LP | 329 | Coolwater | CA | San Bernardino | 41 | Natural Gas Fired Combined Cycle | CT | 4 | S | X | N |  |  | 85 | 0.9 | 73.5 | 73.5 | 40 | N |  |  | RE | X | 8 | 1978 | 12 | 2014 | N | IPP Non-CHP | 2 | X | NG | [9 empty] | N | N |  | OVER
15908 | GenOn California South, LP | 329 | Coolwater | CA | San Bernardino | 42 | Natural Gas Fired Combined Cycle | CT | 4 | S | X | N |  |  | 85 | 0.9 | 73.5 | 73.5 | 40 | N |  |  | RE | X | 8 | 1978 | 12 | 2014 | N | IPP Non-CHP | 2 | X | NG | [9 empty] | N | N |  | OVER
13584 | NRG El Segundo Operations Inc | 330 | El Segundo Power | CA | Los Angeles | 1 | Natural Gas Steam Turbine | ST |  | W | X | X |  |  | 156.2 |  | 145.3 | 146.8 |  |  |  |  | RE | X | 5 | 1955 | 12 | 2002 | N | IPP Non-CHP | 2 | X | NG | OG | [19 empty] | N
13584 | NRG El Segundo Operations Inc | 330 | El Segundo Power | CA | Los Angeles | 2 | Natural Gas Steam Turbine | ST |  | J | X | X |  |  | 156.2 |  | 145.3 | 146.8 |  |  |  |  | RE | X | 8 | 1956 | 12 | 2002 | N | IPP Non-CHP | 2 | X | NG | OG | [19 empty] | N
13584 | NRG El Segundo Operations Inc | 330 | El Segundo Power | CA | Los Angeles | 3 | Natural Gas Steam Turbine | ST |  | W | X | X |  |  | 342 |  | 335 | 335 | 20 |  |  |  | RE | X | 8 | 1964 | 7 | 2013 | N | IPP Non-CHP | 2 | X | NG | [5 empty] | NG |  |  |  | N | N |  | OVER | [7 empty] | N
13584 | NRG El Segundo Operations Inc | 330 | El Segundo Power | CA | Los Angeles | 4 | Natural Gas Steam Turbine | ST |  | W | X | X |  |  | 342 | 0.9 | 335 | 335 | 20 |  |  |  | RE | X | 4 | 1965 | 12 | 2015 | N | IPP Non-CHP | 2 | X | NG | [5 empty] | NG |  |  |  | N | N |  | OVER
15908 | GenOn California South, LP | 331 | Etiwanda Generating Station | CA | San Bernardino | 1 | Natural Gas Steam Turbine | ST |  | S | X | X |  |  | 123 | 0.8 | 132 | 132 |  | N |  |  | RE | X | 7 | 1953 | 10 | 2003 | N | IPP Non-CHP | 2 | X | NG | [9 empty] | N |  |  | 12H | [8 empty] | N | N
15908 | GenOn California South, LP | 331 | Etiwanda Generating Station | CA | San Bernardino | 2 | Natural Gas Steam Turbine | ST |  | S | X | X |  |  | 123 | 0.8 | 132 | 132 |  | N |  |  | RE | X | 11 | 1953 | 10 | 2003 | N | IPP Non-CHP | 2 | X | NG | [9 empty] | N |  |  | 12H | [8 empty] | N | N
15908 | GenOn California South, LP | 331 | Etiwanda Generating Station | CA | San Bernardino | 3 | Natural Gas Steam Turbine | ST |  | S | X | X |  |  | 333 | 0.9 | 320 | 320 | 25 | N |  |  | RE | X | 5 | 1963 | 5 | 2018 | N | IPP Non-CHP | 2 | X | NG | [5 empty] | NG |  |  |  | N | N |  | 12H | [7 empty] | N | N | N
15908 | GenOn California South, LP | 331 | Etiwanda Generating Station | CA | San Bernardino | 4 | Natural Gas Steam Turbine | ST |  | S | X | X |  |  | 333 | 0.9 | 320 | 320 | 25 | N |  |  | RE | X | 10 | 1963 | 5 | 2018 | N | IPP Non-CHP | 2 | X | NG | [5 empty] | NG |  |  |  | N | N |  | 12H | [7 empty] | N | N | N
15908 | GenOn California South, LP | 331 | Etiwanda Generating Station | CA | San Bernardino | 5 | Natural Gas Fired Combustion Turbine | GT |  | S | X | X |  |  | 138.1 |  | 115 | 115 |  | N |  |  | RE | X | 1 | 1969 | 12 | 2003 | N | IPP Non-CHP | 2 | X | NG | [9 empty] | N |  |  | 1H | [9 empty] | N
23693 | AES Huntington Beach LLC | 335 | AES Huntington Beach LLC | CA | Orange | 1 | Natural Gas Steam Turbine | ST |  | S | X | X | HUNT1G_7_B1 | HUNT1G_7_B1 | 218 | 1 | 225.8 | 225.8 | 20 | N |  |  | RE | X | 6 | 1958 | 12 | 2019 | N | IPP Non-CHP | 2 | X | NG | [5 empty] | NG |  |  |  | N | N |  | OVER | [7 empty] | N | N
23693 | AES Huntington Beach LLC | 335 | AES Huntington Beach LLC | CA | Orange | 3 | Natural Gas Steam Turbine | ST |  | W | X | X | HUNT3G_7_B1 | HUNT3G_7_B1 | 225 | 1 | 225 | 225 |  | N |  |  | RE | X | 5 | 1961 | 11 | 2012 | N | IPP Non-CHP | 2 | X | NG | [5 empty] | NG | [6 empty] | 1H | [8 empty] | N
23693 | AES Huntington Beach LLC | 335 | AES Huntington Beach LLC | CA | Orange | 4 | Natural Gas Steam Turbine | ST |  | W | X | X | HUNT4G_7_B1 | HUNT4G_7_B1 | 227 | 1 | 227 | 227 |  | N |  |  | RE | X | 7 | 1961 | 11 | 2012 | N | IPP Non-CHP | 2 | X | NG | [5 empty] | NG | [6 empty] | 1H
23693 | AES Huntington Beach LLC | 335 | AES Huntington Beach LLC | CA | Orange | 5 | Natural Gas Fired Combustion Turbine | GT |  | S | X | X |  |  | 133 |  | 133 | 133 |  | N |  |  | RE | X | 4 | 1969 | 10 | 2002 | N | IPP Non-CHP | 2 | X | NG
13584 | NRG El Segundo Operations Inc | 341 | Long Beach Generation LLC | CA | Los Angeles | CT5 | Natural Gas Fired Combined Cycle | CT |  | J | X |  |  |  | 63 |  | 63 | 63 |  |  |  |  | RE | X | 4 | 1977 | 12 | 2004 | N | IPP Non-CHP | 2 | X | NG
13584 | NRG El Segundo Operations Inc | 341 | Long Beach Generation LLC | CA | Los Angeles | CT6 | Natural Gas Fired Combined Cycle | CT |  | J | X |  |  |  | 63 |  | 63 | 63 |  |  |  |  | RE | X | 4 | 1977 | 12 | 2004 | N | IPP Non-CHP | 2 | X | NG
13584 | NRG El Segundo Operations Inc | 341 | Long Beach Generation LLC | CA | Los Angeles | CT7 | Natural Gas Fired Combined Cycle | CT |  | J | X |  |  |  | 63 |  | 63 | 63 |  |  |  |  | RE | X | 4 | 1977 | 12 | 2004 | N | IPP Non-CHP | 2 | X | NG | [9 empty] | N
13584 | NRG El Segundo Operations Inc | 341 | Long Beach Generation LLC | CA | Los Angeles | ST8 | Natural Gas Fired Combined Cycle | CA |  | J | N | X |  |  | 80 |  | 80 | 80 |  |  |  |  | RE | X | 12 | 1976 | 12 | 2004 | N | IPP Non-CHP | 2 | X | NG | [9 empty] | N
13584 | NRG El Segundo Operations Inc | 341 | Long Beach Generation LLC | CA | Los Angeles | ST9 | Natural Gas Fired Combined Cycle | CA |  | J | N | X |  |  | 66.4 |  | 63 | 63 |  |  |  |  | RE | X | 4 | 1977 | 12 | 2004 | N | IPP Non-CHP | 2 | X | NG | [9 empty] | N
15908 | GenOn California South, LP | 345 | Mandalay | CA | Ventura | 03 | Natural Gas Fired Combustion Turbine | GT |  | S | X | X |  |  | 138 | 0.85 | 130 | 130 | 10 | N |  |  | RE | X | 4 | 1970 | 2 | 2018 | N | IPP Non-CHP | 2 | X | NG | [9 empty] | N | N |  | 10M | [7 empty] | N
15908 | GenOn California South, LP | 345 | Mandalay | CA | Ventura | 1 | Natural Gas Steam Turbine | ST |  | S | X | X |  |  | 218 | 0.85 | 215 | 215 | 20 | N |  |  | RE | X | 5 | 1959 | 2 | 2018 | N | IPP Non-CHP | 2 | X | NG | [5 empty] | NG |  |  |  | N | N |  | OVER | [7 empty] | N
15908 | GenOn California South, LP | 345 | Mandalay | CA | Ventura | 2 | Natural Gas Steam Turbine | ST |  | S | X | X |  |  | 218 | 0.85 | 215 | 215 | 20 | N |  |  | RE | X | 8 | 1959 | 2 | 2018 | N | IPP Non-CHP | 2 | X | NG | [5 empty] | NG |  |  |  | N | N |  | OVER | [7 empty] | N
22484 | AES Redondo Beach LLC | 356 | AES Redondo Beach LLC | CA | Los Angeles | 7 | Natural Gas Steam Turbine | ST |  | S | X | X | REDON7G_7_B1 | REDON7G_7_B1 | 495 | 1 | 480 | 505.9 | 130 | N |  |  | RE | X | 2 | 1967 | 10 | 2019 | N | IPP Non-CHP | 2 | X | NG | [5 empty] | NG |  |  |  | N | N |  | OVER | [7 empty] | N | N | N
17609 | Southern California Edison Co | 358 | Mountainview Generating Station | CA | San Bernardino | 1 | Natural Gas Steam Turbine | ST |  | S | X | X |  |  | 65.3 |  | 60 | 60 |  |  |  |  | RE | X | 8 | 1957 | 12 | 2002 | N | Electric Utility | 1 | X | NG
17609 | Southern California Edison Co | 358 | Mountainview Generating Station | CA | San Bernardino | 2 | Natural Gas Steam Turbine | ST |  | S | X | X |  |  | 65.3 |  | 60 | 60 |  |  |  |  | RE | X | 7 | 1958 | 12 | 2002 | N | Electric Utility | 1 | X | NG
17609 | Southern California Edison Co | 360 | San Onofre Nuclear Generating Station | CA | San Diego | 2 | Nuclear | ST |  | J | X | X |  |  | 1127 |  | 1070 | 1070 |  |  |  |  | RE | X | 8 | 1983 | 6 | 2013 | N | Electric Utility | 1 | X | NUC | [9 empty] | N
17609 | Southern California Edison Co | 360 | San Onofre Nuclear Generating Station | CA | San Diego | 3 | Nuclear | ST |  | J | X | X |  |  | 1127 |  | 1080 | 1080 |  |  |  |  | RE | X | 4 | 1984 | 6 | 2013 | N | Electric Utility | 1 | X | NUC | [9 empty] | N
2507 | City of Burbank Water and Power | 375 | Magnolia | CA | Los Angeles | M2 | Natural Gas Fired Combined Cycle | CA |  | S | N | X |  |  | 10 |  | 10 | 10 |  |  |  |  | RE | X | 11 | 1984 | 9 | 2002 | N | Electric Utility | 1 | X | NG | [20 empty] | N
2507 | City of Burbank Water and Power | 375 | Magnolia | CA | Los Angeles | M3 | Natural Gas Steam Turbine | ST |  | S | X | X |  |  | 20 |  | 20 | 20 |  |  |  |  | RE | X | 11 | 1949 | 2 | 2002 | N | Electric Utility | 1 | X | NG | [10 empty] | N | [9 empty] | N
2507 | City of Burbank Water and Power | 375 | Magnolia | CA | Los Angeles | M4 | Natural Gas Steam Turbine | ST |  | S | X | X |  |  | 34.5 |  | 30 | 30 |  |  |  |  | RE | X | 9 | 1953 | 2 | 2002 | N | Electric Utility | 1 | X | NG | [10 empty] | N | [9 empty] | N
2507 | City of Burbank Water and Power | 375 | Magnolia | CA | Los Angeles | M5 | Natural Gas Fired Combustion Turbine | GT |  | S | X | X |  |  | 23.1 |  | 21.7 | 21.7 |  |  |  |  | RE | X | 8 | 1969 | 12 | 2003 | N | Electric Utility | 1 | X | NG | [10 empty] | N | [9 empty] | N
7294 | City of Glendale - (CA) | 377 | Grayson | CA | Los Angeles | 6 | Natural Gas Fired Combustion Turbine | GT |  | S | X | X |  |  | 22 |  | 15 | 18 |  | N |  |  | RE | X | 4 | 1972 | 3 | 2004 | N | Electric Utility | 1 | X | NG | DFO | [8 empty] | N
7294 | City of Glendale - (CA) | 377 | Grayson | CA | Los Angeles | 7 | Natural Gas Fired Combustion Turbine | GT |  | S | X | X |  |  | 31 |  | 20 | 23 |  | N |  |  | RE | X | 2 | 1974 | 11 | 2002 | N | Electric Utility | 1 | X | NG | DFO
9216 | Imperial Irrigation District | 383 | Brawley | CA | Imperial | GT1 | Petroleum Liquids | GT |  | S | X | X |  |  | 11.5 |  | 9 | 11 |  | N |  |  | RE | X | 7 | 1962 | 12 | 2009 | N | Electric Utility | 1 | X | DFO | [9 empty] | N
9216 | Imperial Irrigation District | 383 | Brawley | CA | Imperial | GT2 | Petroleum Liquids | GT |  | S | X | X |  |  | 11.5 |  | 9 | 11 |  | N |  |  | RE | X | 8 | 1962 | 12 | 2009 | N | Electric Utility | 1 | X | DFO | [9 empty] | N
9216 | Imperial Irrigation District | 389 | El Centro Hybrid | CA | Imperial | 3 | Natural Gas Steam Turbine | ST |  | S | X | X |  |  | 50 | 0.85 | 42 | 42 |  | N |  |  | RE | X | 11 | 1957 | 9 | 2010 | N | Electric Utility | 1 | X | NG | RFO | [8 empty] | N | [10 empty] | N | N | N
11208 | Los Angeles Department of Water & Power | 399 | Harbor | CA | Los Angeles | GT6 | Natural Gas Fired Combustion Turbine | GT |  | S | X | X | none | none | 23.5 |  | 19 | 19 |  | N |  |  | RE | X | 7 | 1972 | 10 | 2002 | N | Electric Utility | 1 | X | NG | DFO | [8 empty] | N | N
11208 | Los Angeles Department of Water & Power | 399 | Harbor | CA | Los Angeles | GT7 | Natural Gas Fired Combustion Turbine | GT |  | S | X | X | none | none | 23.5 |  | 19 | 19 |  | N |  |  | RE | X | 6 | 1972 | 10 | 2002 | N | Electric Utility | 1 | X | NG | DFO | [8 empty] | N | N
11208 | Los Angeles Department of Water & Power | 400 | Haynes | CA | Los Angeles | 3 | Natural Gas Steam Turbine | ST |  | S | X | X | none | none | 230 |  | 222 | 222 |  | N |  |  | RE | X | 7 | 1964 | 9 | 2004 | N | Electric Utility | 1 | X | NG | RFO | [8 empty] | N | N
11208 | Los Angeles Department of Water & Power | 400 | Haynes | CA | Los Angeles | 4 | Natural Gas Steam Turbine | ST |  | S | X | X | none | none | 230 |  | 222 | 222 |  | N |  |  | RE | X | 2 | 1965 | 12 | 2003 | N | Electric Utility | 1 | X | NG | RFO | [8 empty] | N | N
11208 | Los Angeles Department of Water & Power | 400 | Haynes | CA | Los Angeles | 5 | Natural Gas Steam Turbine | ST |  | S | X | X | none | none | 343 |  | 292 | 292 |  | N |  |  | RE | X | 8 | 1966 | 6 | 2013 | N | Electric Utility | 1 | X | NG | [9 empty] | N | N | [9 empty] | Y | Y
11208 | Los Angeles Department of Water & Power | 400 | Haynes | CA | Los Angeles | 6 | Natural Gas Steam Turbine | ST |  | S | X | X | none | none | 343 |  | 238 | 243 |  | N |  |  | RE | X | 3 | 1967 | 6 | 2013 | N | Electric Utility | 1 | X | NG | [9 empty] | N | N | [9 empty] | Y | Y
11208 | Los Angeles Department of Water & Power | 404 | Scattergood | CA | Los Angeles | 3 | Natural Gas Steam Turbine | ST |  | S | X | X | none | none | 496.8 | 0.9 | 445 | 450 | 63 | N |  |  | RE | X | 10 | 1974 | 12 | 2015 | N | Electric Utility | 1 | X | NG | OBG | [8 empty] | N | N |  | OVER | [7 empty] | Y | Y | N
11208 | Los Angeles Department of Water & Power | 404 | Scattergood | CA | Los Angeles | 8 | Natural Gas Fired Combined Cycle | CT |  | S | X | N |  |  | 230 |  | 218 | 218 |  | N |  |  | CN | X |  |  |  |  | N | Electric Utility | 1 |  | NG | OG | [8 empty] | N | [10 empty] | U | N
11208 | Los Angeles Department of Water & Power | 404 | Scattergood | CA | Los Angeles | 9 | Natural Gas Fired Combined Cycle | CA |  | S | N | X |  |  | 116 |  | 110 | 110 |  | N |  |  | CN | X |  |  |  |  | N | Electric Utility | 1 |  | NG | OG | [8 empty] | N | [10 empty] | U | N
11208 | Los Angeles Department of Water & Power | 408 | Valley (CA) | CA | Los Angeles | 1 | Natural Gas Steam Turbine | ST |  | S | X | X | none | none | 100 |  | 95 | 95 |  | N |  |  | RE | X | 9 | 1954 | 12 | 1992 | N | Electric Utility | 1 | X | NG | RFO | [8 empty] | N | N
11208 | Los Angeles Department of Water & Power | 408 | Valley (CA) | CA | Los Angeles | 2 | Natural Gas Steam Turbine | ST |  | S | X | X | none | none | 100 |  | 99 | 99 |  | N |  |  | RE | X | 12 | 1954 | 12 | 1992 | N | Electric Utility | 1 | X | NG | RFO | [8 empty] | N | N
11208 | Los Angeles Department of Water & Power | 408 | Valley (CA) | CA | Los Angeles | 3 | Natural Gas Steam Turbine | ST |  | S | X | X | none | none | 172.8 |  | 163 | 163 |  | N |  |  | RE | X | 11 | 1955 | 12 | 2003 | N | Electric Utility | 1 | X | NG | RFO | [8 empty] | N | N
11208 | Los Angeles Department of Water & Power | 408 | Valley (CA) | CA | Los Angeles | 4 | Natural Gas Steam Turbine | ST |  | S | X | X | none | none | 172.8 |  | 160 | 160 |  | N |  |  | RE | X | 5 | 1956 | 12 | 2003 | N | Electric Utility | 1 | X | NG | RFO | [8 empty] | N | N
14534 | City of Pasadena - (CA) | 420 | Broadway (CA) | CA | Los Angeles | B1 | Natural Gas Steam Turbine | ST |  | S | X | X |  |  | 46 |  | 45 | 45 |  |  |  |  | RE | X | 3 | 1955 | 12 | 2002 | N | Electric Utility | 1 | X | NG | [9 empty] | N | N |  | OVER | [7 empty] | N | N | N
14534 | City of Pasadena - (CA) | 420 | Broadway (CA) | CA | Los Angeles | B2 | Natural Gas Steam Turbine | ST |  | S | X | X |  |  | 46 |  | 45 | 45 |  |  |  |  | RE | X | 7 | 1957 | 12 | 2002 | N | Electric Utility | 1 | X | NG | [9 empty] | N | N |  | OVER | [7 empty] | N | N | N
14534 | City of Pasadena - (CA) | 420 | Broadway (CA) | CA | Los Angeles | B3 | Natural Gas Steam Turbine | ST |  | S | X | X | Unit 3 | Unit 3 | 75 | 0.85 | 71 | 73 | 18 |  |  |  | RE | X | 6 | 1965 | 12 | 2016 | N | Electric Utility | 1 | X | NG | [9 empty] | N | N |  | OVER | [7 empty] | N | N | N
219 | Alaska Power and Telephone Co | 421 | Craig (AK) | AK | Prince of Wales Ketchikan | 3A | Petroleum Liquids | IC |  | S | X | X |  |  | 1.6 | 0.8 | 1.6 | 1.6 | 0.6 | N |  |  | RE | X | 8 | 1991 | 7 | 2015 | N | Electric Utility | 1 | X | DFO | [9 empty] | N |  |  | 10M | [7 empty] | N
56146 | Black Hills Colorado Electric, LLC | 460 | Pueblo | CO | Pueblo | 5 | Natural Gas Steam Turbine | ST |  | S | X | X |  |  | 7.5 | 0.85 | 7 | 7 | 4 | N |  |  | RE | X | 7 | 2001 | 12 | 2013 | N | Electric Utility | 1 | X | NG | [5 empty] | NG |  |  |  | N | N |  | OVER
56146 | Black Hills Colorado Electric, LLC | 460 | Pueblo | CO | Pueblo | 6 | Natural Gas Steam Turbine | ST |  | S | X | X |  |  | 15 | 0.85 | 15 | 15 | 8 | N |  |  | RE | X | 7 | 1949 | 12 | 2013 | N | Electric Utility | 1 | X | NG | [5 empty] | NG |  |  |  | N | N |  | OVER
56146 | Black Hills Colorado Electric, LLC | 462 | W N Clark | CO | Fremont | 1 | Conventional Steam Coal | ST |  | S | X | X |  |  | 18.7 | 0.85 | 16 | 16 | 10 | N |  |  | RE | X | 9 | 1955 | 12 | 2013 | N | Electric Utility | 1 | X | BIT | WDS |  |  |  |  | BIT |  |  |  | N | N |  | OVER |  | N |  |  | N
56146 | Black Hills Colorado Electric, LLC | 462 | W N Clark | CO | Fremont | 2 | Conventional Steam Coal | ST |  | S | X | X |  |  | 25 | 0.85 | 24.9 | 24.9 | 10 | N |  |  | RE | X | 1 | 1959 | 12 | 2013 | N | Electric Utility | 1 | X | BIT | WDS |  |  |  |  | BIT |  |  |  | N | N |  | OVER |  | N |  |  | N
15466 | Public Service Co of Colorado | 465 | Arapahoe | CO | Denver | 1 | Conventional Steam Coal | ST |  | S | X | X |  |  | 44 |  | 45 | 45 |  | N |  |  | RE | X | 0 | 1950 | 12 | 2002 | N | Electric Utility | 1 | X | SUB | NG | [8 empty] | N | N | [9 empty] | N
15466 | Public Service Co of Colorado | 465 | Arapahoe | CO | Denver | 2 | Conventional Steam Coal | ST |  | S | X | X |  |  | 44 |  | 45 | 45 |  | N |  |  | RE | X | 0 | 1951 | 12 | 2002 | N | Electric Utility | 1 | X | SUB | NG | [8 empty] | N | N | [9 empty] | N
15466 | Public Service Co of Colorado | 465 | Arapahoe | CO | Denver | 3 | Conventional Steam Coal | ST |  | S | X | X |  |  | 40 |  | 35 | 40 |  | N |  |  | RE | X | 6 | 1951 | 12 | 2013 | N | Electric Utility | 1 | X | SUB | NG |  |  |  |  | NG |  |  |  | N | N |  |  | N | Y | [5 empty] | Y | Y
15466 | Public Service Co of Colorado | 465 | Arapahoe | CO | Denver | 4 | Conventional Steam Coal | ST |  | S | X | X |  |  | 112.5 |  | 109 | 109 |  | N |  |  | RE | X | 6 | 1955 | 12 | 2013 | N | Electric Utility | 1 | X | SUB | NG |  |  |  |  | NG |  |  |  | N | N |  |  | N | Y | [5 empty] | Y | Y
1994 | Boulder City of | 466 | Boulder Canyon Hydro | CO | Boulder | 1 | Conventional Hydroelectric | HY |  | S | X | X |  |  | 10 | 0 | 5 | 5 | 0 | N |  |  | RE | X | 6 | 1911 | 9 | 2012 | N | IPP Non-CHP | 2 | X | WAT | [9 empty] | N | N |  | 10M
1994 | Boulder City of | 466 | Boulder Canyon Hydro | CO | Boulder | 2 | Conventional Hydroelectric | HY |  | S | X | X |  |  | 10 | 0 | 5 | 10 | 0 | N |  |  | RE | X | 0 | 1911 | 3 | 2001 | N | IPP Non-CHP | 2 | X | WAT | [9 empty] | N | N |  | 10M
15466 | Public Service Co of Colorado | 468 | Cameo | CO | Mesa | 1 | Conventional Steam Coal | ST |  | S | X | X |  |  | 25 |  | 23.7 | 23.7 |  | N |  |  | RE | X | 0 | 1957 | 12 | 2010 | N | Electric Utility | 1 | X | BIT | NG |  |  |  |  | NG |  |  |  | N | N |  |  | N | Y | [5 empty] | Y | Y | N
15466 | Public Service Co of Colorado | 468 | Cameo | CO | Mesa | 2 | Conventional Steam Coal | ST |  | S | X | X |  |  | 50 |  | 49 | 49 |  | N |  |  | RE | X | 0 | 1960 | 12 | 2010 | N | Electric Utility | 1 | X | BIT | NG |  |  |  |  | NG |  |  |  | N | N |  |  | N | Y | [5 empty] | Y | Y | N
15466 | Public Service Co of Colorado | 469 | Cherokee | CO | Adams | 1 | Conventional Steam Coal | ST |  | S | X | X |  |  | 125 |  | 107 | 107 |  | N |  |  | RE | X | 6 | 1957 | 4 | 2012 | N | Electric Utility | 1 | X | BIT | NG |  |  |  |  | NG |  |  |  | N | N |  |  |  | Y |  |  | Y |  |  | Y | Y | N
15466 | Public Service Co of Colorado | 469 | Cherokee | CO | Adams | 2 | Conventional Steam Coal | ST |  | S | X | X |  |  | 125 |  | 106 | 106 |  | N |  |  | RE | X | 6 | 1959 | 10 | 2011 | N | Electric Utility | 1 | X | BIT | NG |  |  |  |  | NG |  |  |  | N | N |  |  |  | Y |  |  | Y |  |  | Y | Y | N
15466 | Public Service Co of Colorado | 469 | Cherokee | CO | Adams | 3 | Conventional Steam Coal | ST |  | S | X | X |  |  | 170.5 | 0.85 | 152 | 152 | 104 | N |  |  | RE | X | 6 | 1962 | 8 | 2015 | N | Electric Utility | 1 | X | BIT | NG |  |  |  |  | NG |  |  |  | N | N |  | OVER | N | Y |  |  | Y |  |  | Y | Y | N
57301 | Orchard Mesa Irrigation District | 473 | Grand Valley Project Power Plant | CO | Mesa | 2 | Conventional Hydroelectric | HY |  | W | X | X |  |  | 1.5 | 0.8 | 1.6 | 3 | 0.5 | N |  |  | RE | X | 4 | 1932 | 4 | 2017 | N | Electric Utility | 1 | X | WAT | [9 empty] | N |  |  | 1H | [7 empty] | N
15466 | Public Service Co of Colorado | 474 | Salida | CO | Chaffee | 1 | Conventional Hydroelectric | HY |  | S | X | X |  |  | 0.8 | 0.8 | 0.8 | 0.6 | 0.6 | N |  |  | RE | X | 6 | 1929 | 7 | 2018 | N | Electric Utility | 1 | X | WAT | [9 empty] | N | N |  | 10M | [7 empty] | N
15466 | Public Service Co of Colorado | 477 | Valmont | CO | Boulder | 5 | Conventional Steam Coal | ST |  | S | X | X |  |  | 191.7 | 0.85 | 184 | 184 | 115 | N |  |  | RE | X | 5 | 1964 | 9 | 2017 | N | Electric Utility | 1 | X | BIT | NG |  |  |  |  | NG |  |  |  | N | N |  | OVER | N | Y |  |  | Y |  |  | Y | Y | N
15466 | Public Service Co of Colorado | 478 | Zuni | CO | Denver | 1 | Natural Gas Steam Turbine | ST |  | S | X | X |  |  | 40.2 | 0.85 | 26 | 26 |  | N |  |  | RE | X | 0 | 1948 | 1 | 2010 | N | Electric Utility | 1 | X | NG | RFO |  |  |  |  | NG |  |  |  | N | N | [9 empty] | Y | Y | Y
15466 | Public Service Co of Colorado | 478 | Zuni | CO | Denver | 2 | Natural Gas Steam Turbine | ST |  | S | X | X |  |  | 75 | 0.85 | 60 | 60 | 24 | N |  |  | RE | X | 6 | 1954 | 12 | 2015 | N | Electric Utility | 1 | X | NG | RFO |  |  |  |  | NG |  |  |  | N | N |  | 12H |  | N | [5 empty] | Y | Y | Y
3989 | City of Colorado Springs - (CO) | 492 | Martin Drake | CO | El Paso | 5 | Conventional Steam Coal | ST |  | S | X | X |  |  | 50 | 0.85 | 46 | 46 | 28 | N |  |  | RE | X | 11 | 1962 | 12 | 2016 | N | Electric Utility | 1 | X | SUB | NG |  |  |  |  | NG |  |  |  | N | N |  | OVER |  | Y |  |  | Y |  |  | Y | Y | N
8751 | Town of Holly - (CO) | 502 | Holly | CO | Prowers | 1 | Natural Gas Internal Combustion Engine | IC |  | S | X | X |  |  | 0.2 |  | 0.2 | 0.2 |  | N |  |  | RE | X | 88 | 1950 | 12 | 2002 | N | Electric Utility | 1 | X | NG | [20 empty] | N
8751 | Town of Holly - (CO) | 502 | Holly | CO | Prowers | 2 | Natural Gas Internal Combustion Engine | IC |  | S | X | X |  |  | 0.2 |  | 0.2 | 0.2 |  | N |  |  | RE | X | 88 | 1950 | 12 | 2002 | N | Electric Utility | 1 | X | NG | [20 empty] | N
8751 | Town of Holly - (CO) | 502 | Holly | CO | Prowers | ARPA | Petroleum Liquids | IC |  | J | X | X |  |  | 2.2 |  | 2 | 2.2 |  | N |  |  | RE | X | 9 | 2002 | 10 | 2006 | N | Electric Utility | 1 | X | DFO | [9 empty] | N | [10 empty] | N
9928 | City of Julesburg - (CO) | 504 | Julesburg | CO | Sedgwick | 2 | Petroleum Liquids | IC |  | S | X | X |  |  | 0.9 |  | 0.7 | 0.7 |  |  |  |  | RE | X | 7 | 1949 | 2 | 2002 | N | Electric Utility | 1 | X | DFO | [9 empty] | N | N |  | 1H | [7 empty] | N
10536 | City of La Junta - (CO) | 506 | La Junta | CO | Otero | 1 | Petroleum Liquids | IC |  | S | X | X |  |  | 0.6 |  | 0.5 | 0.5 |  | N |  |  | RE | X | 8 | 1939 | 1 | 2003 | N | Electric Utility | 1 | X | DFO | [9 empty] | N
10536 | City of La Junta - (CO) | 506 | La Junta | CO | Otero | 2 | Petroleum Liquids | IC |  | S | X | X |  |  | 0.7 | 0.8 | 0.5 | 0.5 | 0.2 | N |  |  | RE | X | 3 | 1939 | 9 | 2020 | N | Electric Utility | 1 | X | DFO | [9 empty] | N | N |  | 1H | [7 empty] | N
10536 | City of La Junta - (CO) | 506 | La Junta | CO | Otero | 3 | Petroleum Liquids | IC |  | S | X | X |  |  | 0.4 | 0.8 | 0.4 | 0.4 | 0.2 | N |  |  | RE | X | 3 | 1939 | 9 | 2020 | N | Electric Utility | 1 | X | DFO | [9 empty] | N | N |  | 1H | [7 empty] | N
10536 | City of La Junta - (CO) | 506 | La Junta | CO | Otero | 4 | Petroleum Liquids | IC |  | S | X | X |  |  | 1 | 0.8 | 1 | 1 | 0.5 | N |  |  | RE | X | 3 | 1942 | 9 | 2020 | N | Electric Utility | 1 | X | DFO | [9 empty] | N | N |  | 1H | [7 empty] | N
10536 | City of La Junta - (CO) | 506 | La Junta | CO | Otero | 5 | Petroleum Liquids | IC |  | S | X | X |  |  | 1.2 |  | 1.1 | 1.1 |  | N |  |  | RE | X | 88 | 1950 | 1 | 2003 | N | Electric Utility | 1 | X | DFO
10536 | City of La Junta - (CO) | 506 | La Junta | CO | Otero | 6 | Petroleum Liquids | IC |  | S | X | X |  |  | 3 | 0.8 | 2.5 | 2.5 | 1.2 | N |  |  | RE | X | 1 | 1958 | 9 | 2020 | N | Electric Utility | 1 | X | DFO | NG | [8 empty] | N | N |  | 1H | [7 empty] | Y | N | N
10536 | City of La Junta - (CO) | 506 | La Junta | CO | Otero | 7 | Petroleum Liquids | IC |  | S | X | X |  |  | 3.5 | 0.8 | 3 | 3 | 1.5 | N |  |  | RE | X | 1 | 1962 | 9 | 2020 | N | Electric Utility | 1 | X | DFO | NG | [8 empty] | N | N |  | 1H | [7 empty] | Y | N | N
10536 | City of La Junta - (CO) | 506 | La Junta | CO | Otero | 8 | Petroleum Liquids | IC |  | S | X | X |  |  | 3.5 | 0.8 | 3 | 3 | 1.5 | N |  |  | RE | X | 1 | 1962 | 9 | 2020 | N | Electric Utility | 1 | X | DFO | NG | [8 empty] | N | N |  | 1H | [7 empty] | Y | N | N
10536 | City of La Junta - (CO) | 506 | La Junta | CO | Otero | 9 | Petroleum Liquids | IC |  | S | X | X |  |  | 5.1 | 0.8 | 4 | 4 | 2 | N |  |  | RE | X | 1 | 1970 | 9 | 2020 | N | Electric Utility | 1 | X | DFO | NG | [8 empty] | N | N |  | 1H | [7 empty] | Y | N | N
10633 | City of Lamar - (CO) | 508 | Lamar Plant | CO | Prowers | 2 | Natural Gas Steam Turbine | ST |  | S | X | X |  |  | 3 |  | 3 | 3 |  |  |  |  | RE | X | 8 | 1939 | 7 | 1989 | N | Electric Utility | 1 | X | NG | DFO | [8 empty] | N
10633 | City of Lamar - (CO) | 508 | Lamar Plant | CO | Prowers | 3 | Natural Gas Steam Turbine | ST |  | S | X | X |  |  | 5 |  | 6 | 6 |  |  |  |  | RE | X | 8 | 1952 | 7 | 1989 | N | Electric Utility | 1 | X | NG | DFO | [8 empty] | N
10633 | City of Lamar - (CO) | 508 | Lamar Plant | CO | Prowers | 4 | Conventional Steam Coal | ST |  | S | X | X |  |  | 25 | 0.9 | 25 | 25 | 4 |  |  |  | RE | X | 8 | 1972 | 11 | 2011 | N | Electric Utility | 1 | X | SUB | [5 empty] | NG |  |  |  | N |  |  | OVER | Y |  |  |  | Y |  |  | N
10633 | City of Lamar - (CO) | 508 | Lamar Plant | CO | Prowers | 5 | Natural Gas Fired Combustion Turbine | GT |  | W | X | X |  |  | 4.2 | 0.9 | 4.2 | 4.2 | 0.5 |  |  |  | RE | X | 2 | 2001 | 9 | 2014 | N | Electric Utility | 1 | X | NG | [9 empty] | N | N |  | 1H | [7 empty] | N
10633 | City of Lamar - (CO) | 508 | Lamar Plant | CO | Prowers | 6 | Conventional Steam Coal | ST |  | W | X | X |  |  | 18.5 | 0.9 | 15 | 15 | 4 |  |  |  | RE | X | 5 | 2009 | 9 | 2014 | N | Electric Utility | 1 | X | SUB | [5 empty] | NG |  |  |  | N | N |  | OVER | Y |  |  |  | Y |  |  | N
19204 | City of Trinidad - (CO) | 511 | Trinidad (CO) | CO | Las Animas | 1 | Conventional Steam Coal | ST |  | S | X | X |  |  | 3.7 | 1 | 3.8 | 3.8 | 3.7 | N |  |  | RE | X | 5 | 1950 | 1 | 2017 | N | Electric Utility | 1 | X | BIT | [9 empty] | N |  |  | OVER | Y | Y |  |  | Y |  |  | N |  | N
30151 | Tri-State G & T Assn, Inc | 527 | Nucla | CO | Montrose | 1 | Conventional Steam Coal | ST |  | S | X | X |  |  | 11.5 | 0.935 | 12 | 12 | 5 | N |  |  | RE | X | 11 | 1959 | 9 | 2019 | N | Electric Utility | 1 | X | BIT | WO |  |  |  |  | PG |  |  |  | N | N |  | OVER | Y |  |  |  | Y |  |  | N
30151 | Tri-State G & T Assn, Inc | 527 | Nucla | CO | Montrose | 2 | Conventional Steam Coal | ST |  | S | X | X |  |  | 11.5 | 0.935 | 12 | 12 | 5 | N |  |  | RE | X | 11 | 1959 | 9 | 2019 | N | Electric Utility | 1 | X | BIT | WO |  |  |  |  | PG |  |  |  | N | N |  | OVER | Y |  |  |  | Y |  |  | N
30151 | Tri-State G & T Assn, Inc | 527 | Nucla | CO | Montrose | 3 | Conventional Steam Coal | ST |  | S | X | X |  |  | 11.5 | 0.935 | 12 | 12 | 5 | N |  |  | RE | X | 11 | 1959 | 9 | 2019 | N | Electric Utility | 1 | X | BIT | WO |  |  |  |  | PG |  |  |  | N | N |  | OVER | Y |  |  |  | Y |  |  | N
30151 | Tri-State G & T Assn, Inc | 527 | Nucla | CO | Montrose | ST4 | Conventional Steam Coal | ST |  | S | X | X |  |  | 79.3 | 0.9 | 64 | 64 | 34.8 | N |  |  | RE | X | 1 | 1991 | 9 | 2019 | N | Electric Utility | 1 | X | BIT | WO |  |  |  |  | PG |  |  |  | N | N |  | OVER | Y |  |  |  | Y |  |  | N
16534 | Sacramento Municipal Util Dist | 529 | Rancho Seco Solar | CA | Sacramento | 1 | Solar Photovoltaic | PV |  | S | X | X |  |  | 1 |  | 1 | 1 |  | N |  |  | RE | X | 8 | 1984 | 4 | 2013 | N | Electric Utility | 1 | X | SUN | [9 empty] | N | N | [9 empty] | N
16534 | Sacramento Municipal Util Dist | 529 | Rancho Seco Solar | CA | Sacramento | 2 | Solar Photovoltaic | PV |  | S | X | X |  |  | 1 |  | 1 | 1 |  | N |  |  | RE | X | 2 | 1986 | 4 | 2013 | N | Electric Utility | 1 | X | SUN | [9 empty] | N | [10 empty] | N
22350 | Devon Power LLC | 544 | Devon Station | CT | New Haven | 7 | Petroleum Liquids | ST |  | S | X | X |  |  | 103.5 |  | 107 | 109 |  | N |  |  | RE | X | 1 | 1957 | 11 | 2007 | N | IPP Non-CHP | 2 | X | RFO | NG | DFO |  |  |  | DFO |  |  |  | N | [10 empty] | Y | Y | Y
22350 | Devon Power LLC | 544 | Devon Station | CT | New Haven | 8 | Petroleum Liquids | ST |  | S | X | X |  |  | 103.5 |  | 107 | 109 |  | N |  |  | RE | X | 1 | 1957 | 11 | 2007 | N | IPP Non-CHP | 2 | X | RFO | NG | DFO |  |  |  | DFO |  |  |  | N | [10 empty] | Y | Y | Y
54895 | FirstLight Power Resources Services LLC | 552 | Shepaug | CT | New Haven | 2 | Petroleum Liquids | GT |  | W | X | X |  |  | 49.2 |  | 39 | 46.5 |  | N |  |  | IP | X |  |  |  |  | N | IPP Non-CHP | 2 | X | DFO | [9 empty] | N |  |  | 10M | [8 empty] | N
12490 | Middletown Power LLC | 562 | Middletown | CT | Middlesex | 1 | Petroleum Liquids | ST |  | S | X | X |  |  | 69 |  | 66.3 | 70 |  | N |  |  | RE | X | 8 | 1954 | 10 | 1998 | N | IPP Non-CHP | 2 | X | RFO | [9 empty] | N | N
15452 | PSEG Power Connecticut LLC | 568 | Bridgeport Station | CT | Fairfield | 2 | Petroleum Liquids | ST |  | S | X | X |  |  | 163 |  | 130.5 | 146.2 |  | N |  |  | RE | X | 8 | 1961 | 1 | 2014 | N | IPP Non-CHP | 2 | X | RFO | DFO |  |  |  |  | NG |  |  |  | N | N
9332 | Indian River Operations Inc | 594 | Indian River Generating Station | DE | Sussex | 1 | Conventional Steam Coal | ST |  | W | X | X |  |  | 81.6 |  | 89 | 89 |  | N |  |  | RE | X | 10 | 1957 | 7 | 2013 | N | IPP Non-CHP | 2 | X | BIT | DFO |  |  |  |  | DFO |  |  |  | N | N |  | OVER |  | Y |  |  | Y |  |  | N | N | N
9332 | Indian River Operations Inc | 594 | Indian River Generating Station | DE | Sussex | 2 | Conventional Steam Coal | ST |  | W | X | X |  |  | 81.6 |  | 89 | 89 |  | N |  |  | RE | X | 11 | 1959 | 7 | 2013 | N | IPP Non-CHP | 2 | X | BIT | DFO |  |  |  |  | DFO |  |  |  | N | N |  | OVER |  | Y |  |  | Y |  |  | N | N | N
9332 | Indian River Operations Inc | 594 | Indian River Generating Station | DE | Sussex | 3 | Conventional Steam Coal | ST |  | W | X | X |  |  | 176.8 | 0.85 | 165 | 165 | 50 | N |  |  | RE | X | 3 | 1970 | 1 | 2014 | N | IPP Non-CHP | 2 | X | BIT | DFO |  |  |  |  | DFO |  |  |  | N | N |  | OVER |  | Y |  |  | Y |  |  | N | N | N
54899 | NAES Corporation - (DE) | 599 | McKee Run | DE | Kent | 1 | Natural Gas Steam Turbine | ST |  | W | X | X | NORTHST 12KV G1 | NORTHST 12KV G1 | 18.8 | 0.85 | 17.1 | 17.7 | 6 | N |  |  | RE | X | 1 | 1962 | 5 | 2017 | N | IPP Non-CHP | 2 | X | NG | DFO |  |  |  |  | NG | DFO |  |  | N | N |  | 12H | [7 empty] | Y | Y | Y
54899 | NAES Corporation - (DE) | 599 | McKee Run | DE | Kent | 2 | Natural Gas Steam Turbine | ST |  | W | X | X | NORTHST 12KV G2 | NORTHST 12KV G2 | 18.8 | 0.85 | 17.4 | 18.2 | 6 | N |  |  | RE | X | 3 | 1962 | 5 | 2017 | N | IPP Non-CHP | 2 | X | NG | DFO |  |  |  |  | NG | DFO |  |  | N | N |  | 12H | [7 empty] | Y | Y | Y
6452 | Florida Power & Light Co | 609 | Cape Canaveral | FL | Brevard | 1 | Petroleum Liquids | ST |  | S | X | X |  |  | 402 |  | 396 | 398 |  | N |  |  | RE | X | 4 | 1965 | 6 | 2010 | N | Electric Utility | 1 | X | RFO | NG |  |  |  |  | NG |  |  |  | N | [11 empty] | Y | Y
6452 | Florida Power & Light Co | 609 | Cape Canaveral | FL | Brevard | 2 | Petroleum Liquids | ST |  | S | X | X |  |  | 402 |  | 396 | 398 |  | N |  |  | RE | X | 5 | 1969 | 6 | 2010 | N | Electric Utility | 1 | X | RFO | NG |  |  |  |  | NG |  |  |  | N | [11 empty] | Y | Y
6452 | Florida Power & Light Co | 610 | Cutler | FL | Miami Dade | 5 | Natural Gas Steam Turbine | ST |  | S | X | X |  |  | 74.5 |  | 68 | 69 |  | N |  |  | RE | X | 11 | 1954 | 11 | 2012 | N | Electric Utility | 1 | X | NG | [5 empty] | NG |  |  |  | N
6452 | Florida Power & Light Co | 610 | Cutler | FL | Miami Dade | 6 | Natural Gas Steam Turbine | ST |  | S | X | X |  |  | 162 |  | 137 | 138 |  | N |  |  | RE | X | 7 | 1955 | 11 | 2012 | N | Electric Utility | 1 | X | NG | [5 empty] | NG |  |  |  | N
6452 | Florida Power & Light Co | 612 | Fort Myers | FL | Lee | 11 | Petroleum Liquids | GT |  | S | X | X |  |  | 62 | 0.9 | 54 | 60 | 5 | N |  |  | RE | X | 5 | 1974 | 12 | 2016 | N | Electric Utility | 1 | X | DFO | [9 empty] | N |  |  | 10M | [9 empty] | N
6452 | Florida Power & Light Co | 612 | Fort Myers | FL | Lee | 12 | Petroleum Liquids | GT |  | S | X | X |  |  | 62 | 0.9 | 54 | 60 | 5 | N |  |  | RE | X | 5 | 1974 | 12 | 2016 | N | Electric Utility | 1 | X | DFO | [9 empty] | N |  |  | 10M | [9 empty] | N
6452 | Florida Power & Light Co | 612 | Fort Myers | FL | Lee | 3 | Petroleum Liquids | GT |  | S | X | X |  |  | 62 | 0.9 | 54 | 60 | 5 | N |  |  | RE | X | 5 | 1974 | 12 | 2016 | N | Electric Utility | 1 | X | DFO | [9 empty] | N |  |  | 10M
6452 | Florida Power & Light Co | 612 | Fort Myers | FL | Lee | 4 | Petroleum Liquids | GT |  | S | X | X |  |  | 62 | 0.9 | 54 | 60 | 5 | N |  |  | RE | X | 5 | 1974 | 12 | 2016 | N | Electric Utility | 1 | X | DFO | [9 empty] | N |  |  | 10M
6452 | Florida Power & Light Co | 612 | Fort Myers | FL | Lee | 5 | Petroleum Liquids | GT |  | S | X | X |  |  | 62 | 0.9 | 54 | 60 | 5 | N |  |  | RE | X | 5 | 1974 | 12 | 2016 | N | Electric Utility | 1 | X | DFO | [9 empty] | N |  |  | 10M
6452 | Florida Power & Light Co | 612 | Fort Myers | FL | Lee | 6 | Petroleum Liquids | GT |  | S | X | X |  |  | 62 | 0.9 | 54 | 60 | 5 | N |  |  | RE | X | 5 | 1974 | 12 | 2016 | N | Electric Utility | 1 | X | DFO | [9 empty] | N |  |  | 10M
6452 | Florida Power & Light Co | 612 | Fort Myers | FL | Lee | 7 | Petroleum Liquids | GT |  | S | X | X |  |  | 62 | 0.9 | 54 | 60 | 5 | N |  |  | RE | X | 5 | 1974 | 12 | 2016 | N | Electric Utility | 1 | X | DFO | [9 empty] | N |  |  | 10M
6452 | Florida Power & Light Co | 612 | Fort Myers | FL | Lee | 8 | Petroleum Liquids | GT |  | S | X | X |  |  | 62 | 0.9 | 54 | 60 | 5 | N |  |  | RE | X | 5 | 1974 | 12 | 2016 | N | Electric Utility | 1 | X | DFO | [9 empty] | N |  |  | 10M
6452 | Florida Power & Light Co | 612 | Fort Myers | FL | Lee | G10 | Petroleum Liquids | GT |  | S | X | X |  |  | 62 | 0.9 | 54 | 60 | 5 | N |  |  | RE | X | 5 | 1974 | 12 | 2016 | N | Electric Utility | 1 | X | DFO | [9 empty] | N |  |  | 10M
6452 | Florida Power & Light Co | 612 | Fort Myers | FL | Lee | GT2 | Petroleum Liquids | GT |  | S | X | X |  |  | 62 | 0.9 | 54 | 60 | 5 | N |  |  | RE | X | 5 | 1974 | 12 | 2016 | N | Electric Utility | 1 | X | DFO | [9 empty] | N |  |  | 10M
6452 | Florida Power & Light Co | 613 | Lauderdale | FL | Broward | 1 | Natural Gas Fired Combustion Turbine | GT |  | S | X | X |  |  | 34.2 | 0.85 | 35 | 40 | 5 | N |  |  | RE | X | 8 | 1970 | 12 | 2016 | N | Electric Utility | 1 | X | NG | DFO | [8 empty] | N |  |  | 10M | [7 empty] | Y | N | Y
6452 | Florida Power & Light Co | 613 | Lauderdale | FL | Broward | 10 | Natural Gas Fired Combustion Turbine | GT |  | S | X | X |  |  | 34.2 | 0.85 | 35 | 40 | 5 | N |  |  | RE | X | 8 | 1970 | 12 | 2016 | N | Electric Utility | 1 | X | NG | DFO | [8 empty] | N |  |  | 10M | [7 empty] | Y | N | Y
6452 | Florida Power & Light Co | 613 | Lauderdale | FL | Broward | 11 | Natural Gas Fired Combustion Turbine | GT |  | S | X | X |  |  | 34.2 | 0.85 | 35 | 40 | 5 | N |  |  | RE | X | 8 | 1970 | 12 | 2016 | N | Electric Utility | 1 | X | NG | DFO | [8 empty] | N |  |  | 10M | [7 empty] | Y | N | Y
6452 | Florida Power & Light Co | 613 | Lauderdale | FL | Broward | 12 | Natural Gas Fired Combustion Turbine | GT |  | S | X | X |  |  | 34.2 | 0.85 | 35 | 40 | 5 | N |  |  | RE | X | 8 | 1970 | 12 | 2016 | N | Electric Utility | 1 | X | NG | DFO | [8 empty] | N |  |  | 10M | [7 empty] | Y | N | Y
6452 | Florida Power & Light Co | 613 | Lauderdale | FL | Broward | 13 | Natural Gas Fired Combustion Turbine | GT |  | S | X | X |  |  | 34.2 | 0.85 | 35 | 40 | 5 | N |  |  | RE | X | 8 | 1972 | 12 | 2016 | N | Electric Utility | 1 | X | NG | DFO | [8 empty] | N |  |  | 10M | [7 empty] | Y | N | Y
6452 | Florida Power & Light Co | 613 | Lauderdale | FL | Broward | 14 | Natural Gas Fired Combustion Turbine | GT |  | S | X | X |  |  | 34.2 | 0.85 | 35 | 40 | 5 | N |  |  | RE | X | 8 | 1972 | 12 | 2016 | N | Electric Utility | 1 | X | NG | DFO | [8 empty] | N |  |  | 10M | [7 empty] | Y | N | Y
6452 | Florida Power & Light Co | 613 | Lauderdale | FL | Broward | 15 | Natural Gas Fired Combustion Turbine | GT |  | S | X | X |  |  | 34.2 | 0.85 | 35 | 40 | 5 | N |  |  | RE | X | 8 | 1972 | 12 | 2016 | N | Electric Utility | 1 | X | NG | DFO | [8 empty] | N |  |  | 10M | [7 empty] | Y | N | Y
6452 | Florida Power & Light Co | 613 | Lauderdale | FL | Broward | 16 | Natural Gas Fired Combustion Turbine | GT |  | S | X | X |  |  | 34.2 | 0.85 | 35 | 40 | 5 | N |  |  | RE | X | 8 | 1972 | 12 | 2016 | N | Electric Utility | 1 | X | NG | DFO | [8 empty] | N |  |  | 10M | [7 empty] | Y | N | Y
6452 | Florida Power & Light Co | 613 | Lauderdale | FL | Broward | 17 | Natural Gas Fired Combustion Turbine | GT |  | S | X | X |  |  | 34.2 | 0.85 | 35 | 40 | 5 | N |  |  | RE | X | 8 | 1972 | 12 | 2016 | N | Electric Utility | 1 | X | NG | DFO | [8 empty] | N |  |  | 10M | [7 empty] | Y | N | Y
6452 | Florida Power & Light Co | 613 | Lauderdale | FL | Broward | 18 | Natural Gas Fired Combustion Turbine | GT |  | S | X | X |  |  | 34.2 | 0.85 | 35 | 40 | 5 | N |  |  | RE | X | 8 | 1972 | 12 | 2016 | N | Electric Utility | 1 | X | NG | DFO | [8 empty] | N |  |  | 10M | [7 empty] | Y | N | Y
6452 | Florida Power & Light Co | 613 | Lauderdale | FL | Broward | 19 | Natural Gas Fired Combustion Turbine | GT |  | S | X | X |  |  | 34.2 | 0.85 | 35 | 40 | 5 | N |  |  | RE | X | 8 | 1972 | 12 | 2016 | N | Electric Utility | 1 | X | NG | DFO | [8 empty] | N |  |  | 10M | [7 empty] | Y | N | Y
6452 | Florida Power & Light Co | 613 | Lauderdale | FL | Broward | 2 | Natural Gas Fired Combustion Turbine | GT |  | S | X | X |  |  | 34.2 | 0.85 | 35 | 40 | 5 | N |  |  | RE | X | 8 | 1970 | 12 | 2016 | N | Electric Utility | 1 | X | NG | DFO | [8 empty] | N |  |  | 10M | [7 empty] | Y | N | Y
6452 | Florida Power & Light Co | 613 | Lauderdale | FL | Broward | 20 | Natural Gas Fired Combustion Turbine | GT |  | S | X | X |  |  | 34.2 | 0.85 | 35 | 40 | 5 | N |  |  | RE | X | 8 | 1972 | 12 | 2016 | N | Electric Utility | 1 | X | NG | DFO | [8 empty] | N |  |  | 10M | [7 empty] | Y | N | Y
6452 | Florida Power & Light Co | 613 | Lauderdale | FL | Broward | 21 | Natural Gas Fired Combustion Turbine | GT |  | S | X | X |  |  | 34.2 | 0.85 | 35 | 40 | 5 | N |  |  | RE | X | 8 | 1972 | 12 | 2016 | N | Electric Utility | 1 | X | NG | DFO | [8 empty] | N |  |  | 10M | [7 empty] | Y | N | Y
6452 | Florida Power & Light Co | 613 | Lauderdale | FL | Broward | 22 | Natural Gas Fired Combustion Turbine | GT |  | S | X | X |  |  | 34.2 | 0.85 | 35 | 40 | 5 | N |  |  | RE | X | 8 | 1972 | 12 | 2016 | N | Electric Utility | 1 | X | NG | DFO | [8 empty] | N |  |  | 10M | [7 empty] | Y | N | Y
6452 | Florida Power & Light Co | 613 | Lauderdale | FL | Broward | 23 | Natural Gas Fired Combustion Turbine | GT |  | S | X | X |  |  | 34.2 | 0.85 | 35 | 40 | 5 | N |  |  | RE | X | 8 | 1972 | 12 | 2016 | N | Electric Utility | 1 | X | NG | DFO | [8 empty] | N |  |  | 10M | [7 empty] | Y | N | Y
6452 | Florida Power & Light Co | 613 | Lauderdale | FL | Broward | 24 | Natural Gas Fired Combustion Turbine | GT |  | S | X | X |  |  | 34.2 | 0.85 | 35 | 40 | 5 | N |  |  | RE | X | 8 | 1972 | 12 | 2016 | N | Electric Utility | 1 | X | NG | DFO | [8 empty] | N |  |  | 10M | [7 empty] | Y | N | Y
6452 | Florida Power & Light Co | 613 | Lauderdale | FL | Broward | 4 | Natural Gas Fired Combustion Turbine | GT |  | S | X | X |  |  | 34.2 | 0.85 | 35 | 40 | 5 | N |  |  | RE | X | 8 | 1970 | 12 | 2016 | N | Electric Utility | 1 | X | NG | DFO | [8 empty] | N |  |  | 10M | [7 empty] | Y | N | Y
6452 | Florida Power & Light Co | 613 | Lauderdale | FL | Broward | 4GT1 | Natural Gas Fired Combined Cycle | CT | C791 | S | X | N |  |  | 185 | 0.8 |  |  | 155 | N |  |  | RE | X | 5 | 1993 | 12 | 2018 | N | Electric Utility | 1 | X | NG | DFO | [8 empty] | N |  |  | 12H | [7 empty] | Y | N | Y
6452 | Florida Power & Light Co | 613 | Lauderdale | FL | Broward | 4GT2 | Natural Gas Fired Combined Cycle | CT | C791 | S | X | N |  |  | 185 | 0.8 |  |  | 155 | N |  |  | RE | X | 5 | 1993 | 12 | 2018 | N | Electric Utility | 1 | X | NG | DFO | [8 empty] | N |  |  | 12H | [7 empty] | Y | N | Y
6452 | Florida Power & Light Co | 613 | Lauderdale | FL | Broward | 5GT1 | Natural Gas Fired Combined Cycle | CT | C792 | S | X | N |  |  | 185 | 0.8 |  |  | 155 | N |  |  | RE | X | 6 | 1993 | 12 | 2018 | N | Electric Utility | 1 | X | NG | DFO | [8 empty] | N |  |  | 12H | [7 empty] | Y | N | Y
6452 | Florida Power & Light Co | 613 | Lauderdale | FL | Broward | 5GT2 | Natural Gas Fired Combined Cycle | CT | C792 | S | X | N |  |  | 185 | 0.8 |  |  | 155 | N |  |  | RE | X | 6 | 1993 | 12 | 2018 | N | Electric Utility | 1 | X | NG | DFO | [8 empty] | N |  |  | 12H | [7 empty] | Y | N | Y
6452 | Florida Power & Light Co | 613 | Lauderdale | FL | Broward | 6 | Natural Gas Fired Combustion Turbine | GT |  | S | X | X |  |  | 34.2 | 0.85 | 35 | 40 | 5 | N |  |  | RE | X | 8 | 1970 | 12 | 2016 | N | Electric Utility | 1 | X | NG | DFO | [8 empty] | N |  |  | 10M | [7 empty] | Y | N | Y
6452 | Florida Power & Light Co | 613 | Lauderdale | FL | Broward | 7 | Natural Gas Fired Combustion Turbine | GT |  | S | X | X |  |  | 34.2 | 0.85 | 35 | 40 | 5 | N |  |  | RE | X | 8 | 1970 | 12 | 2016 | N | Electric Utility | 1 | X | NG | DFO | [8 empty] | N |  |  | 10M | [7 empty] | Y | N | Y
6452 | Florida Power & Light Co | 613 | Lauderdale | FL | Broward | 8 | Natural Gas Fired Combustion Turbine | GT |  | S | X | X |  |  | 34.2 | 0.85 | 35 | 40 | 5 | N |  |  | RE | X | 8 | 1970 | 12 | 2016 | N | Electric Utility | 1 | X | NG | DFO | [8 empty] | N |  |  | 10M | [7 empty] | Y | N | Y
6452 | Florida Power & Light Co | 613 | Lauderdale | FL | Broward | 9 | Natural Gas Fired Combustion Turbine | GT |  | S | X | X |  |  | 34.2 | 0.85 | 35 | 40 | 5 | N |  |  | RE | X | 8 | 1970 | 12 | 2016 | N | Electric Utility | 1 | X | NG | DFO | [8 empty] | N |  |  | 10M | [7 empty] | Y | N | Y
6452 | Florida Power & Light Co | 613 | Lauderdale | FL | Broward | ST4 | Natural Gas Fired Combined Cycle | CA | C791 | S | N | X |  |  | 151.2 | 0.85 | 442 | 485 | 155 | N |  |  | RE | X | 10 | 1957 | 12 | 2018 | N | Electric Utility | 1 | X | NG | DFO | [8 empty] | N |  |  | 12H | [7 empty] | Y | N | Y
6452 | Florida Power & Light Co | 613 | Lauderdale | FL | Broward | ST5 | Natural Gas Fired Combined Cycle | CA | C792 | S | N | X |  |  | 151.2 | 0.85 | 442 | 485 | 155 | N |  |  | RE | X | 4 | 1958 | 12 | 2018 | N | Electric Utility | 1 | X | NG | DFO | [8 empty] | N |  |  | 12H | [7 empty] | Y | N | Y
6452 | Florida Power & Light Co | 617 | Port Everglades | FL | Broward | 10 | Natural Gas Fired Combustion Turbine | GT |  | S | X | X |  |  | 34.2 | 0.85 | 35 | 40 | 5 | N |  |  | RE | X | 8 | 1971 | 12 | 2016 | N | Electric Utility | 1 | X | NG | DFO | [8 empty] | N |  |  | 10M | [8 empty] | N | Y
6452 | Florida Power & Light Co | 617 | Port Everglades | FL | Broward | 11 | Natural Gas Fired Combustion Turbine | GT |  | S | X | X |  |  | 34.2 | 0.85 | 35 | 40 | 5 | N |  |  | RE | X | 8 | 1971 | 12 | 2016 | N | Electric Utility | 1 | X | NG | DFO | [8 empty] | N |  |  | 10M | [8 empty] | N | Y
6452 | Florida Power & Light Co | 617 | Port Everglades | FL | Broward | 12 | Natural Gas Fired Combustion Turbine | GT |  | S | X | X |  |  | 34.2 | 0.85 | 35 | 40 | 5 | N |  |  | RE | X | 8 | 1971 | 12 | 2016 | N | Electric Utility | 1 | X | NG | DFO | [8 empty] | N |  |  | 10M | [8 empty] | N | Y
6452 | Florida Power & Light Co | 617 | Port Everglades | FL | Broward | 6 | Natural Gas Fired Combustion Turbine | GT |  | S | X | X |  |  | 34.2 | 0.85 | 35 | 40 | 5 | N |  |  | RE | X | 8 | 1971 | 12 | 2016 | N | Electric Utility | 1 | X | NG | DFO | [8 empty] | N |  |  | 10M | [8 empty] | N | Y
6452 | Florida Power & Light Co | 617 | Port Everglades | FL | Broward | 7 | Natural Gas Fired Combustion Turbine | GT |  | S | X | X |  |  | 34.2 | 0.85 | 35 | 40 | 5 | N |  |  | RE | X | 8 | 1971 | 12 | 2016 | N | Electric Utility | 1 | X | NG | DFO | [8 empty] | N |  |  | 10M | [8 empty] | N | Y
6452 | Florida Power & Light Co | 617 | Port Everglades | FL | Broward | 8 | Natural Gas Fired Combustion Turbine | GT |  | S | X | X |  |  | 34.2 | 0.85 | 35 | 40 | 5 | N |  |  | RE | X | 8 | 1971 | 12 | 2016 | N | Electric Utility | 1 | X | NG | DFO | [8 empty] | N |  |  | 10M | [8 empty] | N | Y
6452 | Florida Power & Light Co | 617 | Port Everglades | FL | Broward | 9 | Natural Gas Fired Combustion Turbine | GT |  | S | X | X |  |  | 34.2 | 0.85 | 35 | 40 | 5 | N |  |  | RE | X | 8 | 1971 | 12 | 2016 | N | Electric Utility | 1 | X | NG | DFO | [8 empty] | N |  |  | 10M | [8 empty] | N | Y
6452 | Florida Power & Light Co | 617 | Port Everglades | FL | Broward | GT1 | Natural Gas Fired Combustion Turbine | GT |  | S | X | X |  |  | 34.2 | 0.85 | 35 | 40 | 5 | N |  |  | RE | X | 8 | 1971 | 12 | 2016 | N | Electric Utility | 1 | X | NG | DFO | [8 empty] | N |  |  | 10M | [8 empty] | N | Y
6452 | Florida Power & Light Co | 617 | Port Everglades | FL | Broward | GT2 | Natural Gas Fired Combustion Turbine | GT |  | S | X | X |  |  | 34.2 | 0.85 | 35 | 40 | 5 | N |  |  | RE | X | 8 | 1971 | 12 | 2016 | N | Electric Utility | 1 | X | NG | DFO | [8 empty] | N |  |  | 10M | [8 empty] | N | Y
6452 | Florida Power & Light Co | 617 | Port Everglades | FL | Broward | GT3 | Natural Gas Fired Combustion Turbine | GT |  | S | X | X |  |  | 34.2 | 0.85 | 35 | 40 | 5 | N |  |  | RE | X | 8 | 1971 | 12 | 2016 | N | Electric Utility | 1 | X | NG | DFO | [8 empty] | N |  |  | 10M | [8 empty] | N | Y
6452 | Florida Power & Light Co | 617 | Port Everglades | FL | Broward | GT4 | Natural Gas Fired Combustion Turbine | GT |  | S | X | X |  |  | 34.2 | 0.85 | 35 | 40 | 5 | N |  |  | RE | X | 8 | 1971 | 12 | 2016 | N | Electric Utility | 1 | X | NG | DFO | [8 empty] | N |  |  | 10M | [8 empty] | N | Y
6452 | Florida Power & Light Co | 617 | Port Everglades | FL | Broward | GT5 | Natural Gas Fired Combustion Turbine | GT |  | S | X | X |  |  | 34.2 | 0.85 | 35 | 40 | 5 | N |  |  | RE | X | 8 | 1971 | 12 | 2016 | N | Electric Utility | 1 | X | NG | DFO | [8 empty] | N |  |  | 10M | [8 empty] | N | Y
6452 | Florida Power & Light Co | 617 | Port Everglades | FL | Broward | ST1 | Petroleum Liquids | ST |  | S | X | X |  |  | 248 |  | 213 | 214 |  | N |  |  | RE | X | 6 | 1960 | 11 | 2012 | N | Electric Utility | 1 | X | RFO | NG |  |  |  |  | NG |  |  |  | N | [11 empty] | Y | Y
6452 | Florida Power & Light Co | 617 | Port Everglades | FL | Broward | ST2 | Petroleum Liquids | ST |  | S | X | X |  |  | 248 |  | 213 | 214 |  | N |  |  | RE | X | 4 | 1961 | 11 | 2012 | N | Electric Utility | 1 | X | RFO | NG |  |  |  |  | NG |  |  |  | N | [11 empty] | Y | Y
6452 | Florida Power & Light Co | 617 | Port Everglades | FL | Broward | ST3 | Petroleum Liquids | ST |  | S | X | X |  |  | 402 |  | 387 | 389 |  | N |  |  | RE | X | 7 | 1964 | 1 | 2013 | N | Electric Utility | 1 | X | RFO | NG |  |  |  |  | NG |  |  |  | N | [11 empty] | Y | Y
6452 | Florida Power & Light Co | 617 | Port Everglades | FL | Broward | ST4 | Petroleum Liquids | ST |  | S | X | X |  |  | 402 |  | 392 | 394 |  | N |  |  | RE | X | 4 | 1965 | 1 | 2013 | N | Electric Utility | 1 | X | RFO | NG |  |  |  |  | NG |  |  |  | N | [11 empty] | Y | Y
6452 | Florida Power & Light Co | 619 | Riviera | FL | Palm Beach | 3 | Petroleum Liquids | ST |  | S | X | X |  |  | 310.4 |  | 277 | 280 |  | N |  |  | RE | X | 6 | 1962 | 2 | 2011 | N | Electric Utility | 1 | X | RFO | NG |  |  |  |  | NG |  |  |  | N | [11 empty] | Y | Y
6452 | Florida Power & Light Co | 619 | Riviera | FL | Palm Beach | 4 | Petroleum Liquids | ST |  | S | X | X |  |  | 310.4 |  | 288 | 291 |  | N |  |  | RE | X | 3 | 1963 | 2 | 2011 | N | Electric Utility | 1 | X | RFO | NG |  |  |  |  | NG |  |  |  | N | [11 empty] | Y | Y
6452 | Florida Power & Light Co | 620 | Sanford | FL | Volusia | 3 | Petroleum Liquids | ST |  | S | X | X |  |  | 156.2 |  | 138 | 140 |  | N |  |  | RE | X | 5 | 1959 | 11 | 2012 | N | Electric Utility | 1 | X | RFO | NG |  |  |  |  | NG |  |  |  | N | [11 empty] | Y | Y
6452 | Florida Power & Light Co | 621 | Turkey Point | FL | Miami Dade | IC1 | Petroleum Liquids | IC |  | S | X | X |  |  | 2.7 |  | 2.4 | 2.4 |  | N |  |  | RE | X | 4 | 1968 | 12 | 2009 | N | Electric Utility | 1 | X | DFO | [9 empty] | N
6452 | Florida Power & Light Co | 621 | Turkey Point | FL | Miami Dade | IC2 | Petroleum Liquids | IC |  | S | X | X |  |  | 2.7 |  | 2.4 | 2.4 |  | N |  |  | RE | X | 4 | 1968 | 12 | 2009 | N | Electric Utility | 1 | X | DFO | [9 empty] | N
6452 | Florida Power & Light Co | 621 | Turkey Point | FL | Miami Dade | IC3 | Petroleum Liquids | IC |  | S | X | X |  |  | 2.7 |  | 2.4 | 2.4 |  | N |  |  | RE | X | 4 | 1968 | 12 | 2009 | N | Electric Utility | 1 | X | DFO | [9 empty] | N
6452 | Florida Power & Light Co | 621 | Turkey Point | FL | Miami Dade | IC4 | Petroleum Liquids | IC |  | S | X | X |  |  | 2.7 |  | 2.4 | 2.4 |  | N |  |  | RE | X | 4 | 1968 | 12 | 2009 | N | Electric Utility | 1 | X | DFO | [9 empty] | N
6452 | Florida Power & Light Co | 621 | Turkey Point | FL | Miami Dade | IC5 | Petroleum Liquids | IC |  | S | X | X |  |  | 2.7 |  | 2.4 | 2.4 |  | N |  |  | RE | X | 4 | 1968 | 12 | 2009 | N | Electric Utility | 1 | X | DFO | [9 empty] | N
6452 | Florida Power & Light Co | 621 | Turkey Point | FL | Miami Dade | ST1 | Natural Gas Steam Turbine | ST |  | S | X | X |  |  | 402 | 0.85 | 396 | 398 | 90 | N |  |  | RE | X | 4 | 1967 | 10 | 2016 | N | Electric Utility | 1 | X | NG | [5 empty] | RFO |  |  |  | N |  |  | OVER | [7 empty] | Y | Y | Y
6452 | Florida Power & Light Co | 621 | Turkey Point | FL | Miami Dade | ST2 | Petroleum Liquids | ST |  | S | X | X |  |  | 402 | 0.85 | 392 | 394 | 90 | N |  |  | RE | X | 4 | 1968 | 12 | 2013 | N | Electric Utility | 1 | X | RFO | NG |  |  |  |  | NG | [6 empty] | OVER | [7 empty] | Y | Y | Y
6455 | Duke Energy Florida, LLC | 624 | Avon Park | FL | Highlands | P1 | Natural Gas Fired Combustion Turbine | GT |  | S | X | X |  |  | 33.7 | 0.85 | 24 | 25 | 5 | N |  |  | RE | X | 12 | 1968 | 10 | 2020 | N | Electric Utility | 1 | X | NG | DFO | [8 empty] | N | N |  | 10M | [7 empty] | Y | N | Y
6455 | Duke Energy Florida, LLC | 624 | Avon Park | FL | Highlands | P2 | Petroleum Liquids | GT |  | S | X | X |  |  | 33.7 | 0.85 | 24 | 25 | 5 | N |  |  | RE | X | 12 | 1968 | 10 | 2020 | N | Electric Utility | 1 | X | DFO | [9 empty] | N | N |  | 10M | [7 empty] | N
6455 | Duke Energy Florida, LLC | 628 | Crystal River | FL | Citrus | 1 | Conventional Steam Coal | ST |  | S | X | X |  |  | 440.5 | 0.9 | 324 | 332 | 100 |  |  |  | RE | X | 10 | 1966 | 12 | 2018 | N | Electric Utility | 1 | X | BIT | [5 empty] | DFO |  |  |  | N | N |  | OVER |  | Y |  |  | Y |  |  | N
6455 | Duke Energy Florida, LLC | 628 | Crystal River | FL | Citrus | 2 | Conventional Steam Coal | ST |  | S | X | X |  |  | 523.8 | 0.9 | 442 | 448 | 100 | N |  |  | RE | X | 11 | 1969 | 12 | 2018 | N | Electric Utility | 1 | X | BIT | [5 empty] | DFO |  |  |  | N | N |  | OVER |  | Y |  |  | Y |  |  | N
6455 | Duke Energy Florida, LLC | 628 | Crystal River | FL | Citrus | 3 | Nuclear | ST |  | J | X | X |  |  | 890.4 |  | 860 | 877 |  |  |  |  | RE | X | 3 | 1977 | 2 | 2013 | N | Electric Utility | 1 | X | NUC | [9 empty] | N | N |  | OVER | [7 empty] | N
6455 | Duke Energy Florida, LLC | 629 | G E Turner | FL | Volusia | P1 | Petroleum Liquids | GT |  | S | X | X |  |  | 19.2 | 0.85 | 10 | 13 | 5 |  |  |  | RE | X | 10 | 1970 | 3 | 2016 | N | Electric Utility | 1 | X | DFO | [9 empty] | N | N |  | 1H | [7 empty] | N | N
6455 | Duke Energy Florida, LLC | 629 | G E Turner | FL | Volusia | P2 | Petroleum Liquids | GT |  | S | X | X |  |  | 19.2 | 0.85 | 10 | 13 | 5 |  |  |  | RE | X | 10 | 1970 | 3 | 2016 | N | Electric Utility | 1 | X | DFO | [9 empty] | N | N |  | 1H | [7 empty] | N | N
6455 | Duke Energy Florida, LLC | 629 | G E Turner | FL | Volusia | P3 | Petroleum Liquids | GT |  | S | X | X |  |  | 71.2 | 0.9 | 53 | 50 | 40 |  |  |  | RE | X | 8 | 1974 | 7 | 2015 | N | Electric Utility | 1 | X | DFO | [9 empty] | N | N |  | 1H | [7 empty] | N | N
6455 | Duke Energy Florida, LLC | 629 | G E Turner | FL | Volusia | P4 | Petroleum Liquids | GT |  | S | X | X |  |  | 71.2 | 0.9 | 59 | 78 | 40 |  |  |  | RE | X | 8 | 1974 | 3 | 2016 | N | Electric Utility | 1 | X | DFO | [9 empty] | N | N |  | 1H | [7 empty] | N | N
6455 | Duke Energy Florida, LLC | 630 | Higgins | FL | Pinellas | P1 | Natural Gas Fired Combustion Turbine | GT |  | S | X | X |  |  | 33.7 | 0.85 | 20 | 20 | 12 |  |  |  | RE | X | 3 | 1969 | 3 | 2019 | N | Electric Utility | 1 | X | NG | [9 empty] | N | N |  | 10M | [7 empty] | N | N | N
6455 | Duke Energy Florida, LLC | 630 | Higgins | FL | Pinellas | P2 | Natural Gas Fired Combustion Turbine | GT |  | S | X | X |  |  | 33.7 | 0.85 | 25 | 25 | 12 | N |  |  | RE | X | 4 | 1969 | 12 | 2019 | N | Electric Utility | 1 | X | NG | [9 empty] | N | N |  | 10M | [7 empty] | N | N | N
6455 | Duke Energy Florida, LLC | 630 | Higgins | FL | Pinellas | P3 | Natural Gas Fired Combustion Turbine | GT |  | S | X | X |  |  | 42.9 | 0.85 | 31 | 36 | 12 | N |  |  | RE | X | 12 | 1970 | 12 | 2019 | N | Electric Utility | 1 | X | NG | [9 empty] | N | N |  | 10M | [7 empty] | N | N | N
6455 | Duke Energy Florida, LLC | 630 | Higgins | FL | Pinellas | P4 | Natural Gas Fired Combustion Turbine | GT |  | S | X | X |  |  | 42.9 | 0.85 | 31 | 35 | 12 | N |  |  | RE | X | 1 | 1971 | 12 | 2019 | N | Electric Utility | 1 | X | NG | [9 empty] | N | N |  | 10M | [7 empty] | N | N | N
6455 | Duke Energy Florida, LLC | 634 | P L Bartow | FL | Pinellas | ST1 | Petroleum Liquids | ST |  | S | X | X |  |  | 127.5 |  | 122 | 122 |  |  |  |  | RE | X | 9 | 1958 | 6 | 2009 | N | Electric Utility | 1 | X | RFO | [5 empty] | PG |  |  |  | N | N |  | 1H | [7 empty] | N
6455 | Duke Energy Florida, LLC | 634 | P L Bartow | FL | Pinellas | ST2 | Petroleum Liquids | ST |  | S | X | X |  |  | 127.5 |  | 103 | 107 |  |  |  |  | RE | X | 8 | 1961 | 6 | 2009 | N | Electric Utility | 1 | X | RFO | [5 empty] | PG |  |  |  | N | N | [9 empty] | N
6455 | Duke Energy Florida, LLC | 634 | P L Bartow | FL | Pinellas | ST3 | Petroleum Liquids | ST |  | S | X | X |  |  | 239.3 |  | 201 | 211 |  |  |  |  | RE | X | 7 | 1963 | 6 | 2009 | N | Electric Utility | 1 | X | RFO | NG |  |  |  |  | DFO |  |  |  | N | N | [9 empty] | Y | N | Y
6455 | Duke Energy Florida, LLC | 637 | Rio Pinar | FL | Orange | P1 | Petroleum Liquids | GT |  | S | X | X |  |  | 19.2 | 0.85 | 12 | 15 | 10 |  |  |  | RE | X | 11 | 1970 | 3 | 2016 | N | Electric Utility | 1 | X | DFO | [9 empty] | N | N |  | 1H | [7 empty] | N
6455 | Duke Energy Florida, LLC | 638 | Suwannee River | FL | Suwannee | 1 | Natural Gas Steam Turbine | ST |  | S | X | X |  |  | 34.5 | 0.85 | 28 | 28 | 20 |  |  |  | RE | X | 11 | 1953 | 12 | 2016 | N | Electric Utility | 1 | X | NG | RFO | [8 empty] | N | N |  | OVER | [7 empty] | Y | N | Y
6455 | Duke Energy Florida, LLC | 638 | Suwannee River | FL | Suwannee | 2 | Natural Gas Steam Turbine | ST |  | S | X | X |  |  | 37.5 | 0.85 | 29 | 28 | 20 |  |  |  | RE | X | 11 | 1954 | 12 | 2016 | N | Electric Utility | 1 | X | NG | RFO | [8 empty] | N | N |  | OVER | [7 empty] | Y | N | Y
6455 | Duke Energy Florida, LLC | 638 | Suwannee River | FL | Suwannee | 3 | Natural Gas Steam Turbine | ST |  | S | X | X |  |  | 75 | 0.816 | 71 | 73 | 40 |  |  |  | RE | X | 10 | 1956 | 12 | 2016 | N | Electric Utility | 1 | X | NG | RFO | [8 empty] | N | N |  | OVER | [7 empty] | Y | N | Y
7801 | Gulf Power Co | 641 | Crist | FL | Escambia | 1 | Natural Gas Steam Turbine | ST |  | S | X | X |  |  | 28.1 |  | 24 | 24 |  |  |  |  | RE | X | 1 | 1945 | 3 | 2003 | N | Electric Utility | 1 | X | NG | [9 empty] | N
7801 | Gulf Power Co | 641 | Crist | FL | Escambia | 2 | Natural Gas Steam Turbine | ST |  | S | X | X |  |  | 28.1 |  | 24 | 24 |  |  |  |  | RE | X | 6 | 1949 | 5 | 2006 | N | Electric Utility | 1 | X | NG | [9 empty] | N
7801 | Gulf Power Co | 641 | Crist | FL | Escambia | 3 | Natural Gas Steam Turbine | ST |  | S | X | X |  |  | 37.5 |  | 35 | 35 |  |  |  |  | RE | X | 9 | 1952 | 5 | 2006 | N | Electric Utility | 1 | X | NG | [9 empty] | N
7801 | Gulf Power Co | 642 | Scholz | FL | Jackson | 1 | Conventional Steam Coal | ST |  | S | X | X |  |  | 49 | 0.85 | 46 | 46 | 20 |  |  |  | RE | X | 3 | 1953 | 4 | 2015 | N | Electric Utility | 1 | X | BIT | [5 empty] | DFO |  |  |  | N | N |  | OVER |  | Y |  |  | Y |  |  | N | N | N
7801 | Gulf Power Co | 642 | Scholz | FL | Jackson | 2 | Conventional Steam Coal | ST |  | S | X | X |  |  | 49 | 0.85 | 46 | 46 | 20 |  |  |  | RE | X | 10 | 1953 | 4 | 2015 | N | Electric Utility | 1 | X | BIT | [5 empty] | DFO |  |  |  | N | N |  | OVER |  | Y |  |  | Y |  |  | N | N | N
7801 | Gulf Power Co | 643 | Lansing Smith | FL | Bay | 1 | Conventional Steam Coal | ST |  | S | X | X |  |  | 149.6 | 0.85 | 162 | 162 | 75 |  |  |  | RE | X | 6 | 1965 | 3 | 2016 | N | Electric Utility | 1 | X | BIT | [5 empty] | DFO |  |  |  | N | N |  | OVER |  | Y |  |  | Y |  |  | N | N | N
7801 | Gulf Power Co | 643 | Lansing Smith | FL | Bay | 2 | Conventional Steam Coal | ST |  | S | X | X |  |  | 190.4 | 0.85 | 195 | 195 | 75 |  |  |  | RE | X | 6 | 1967 | 3 | 2016 | N | Electric Utility | 1 | X | BIT | [5 empty] | DFO |  |  |  | N | N |  | OVER |  | Y |  |  | Y |  |  | N | N | N
18454 | Tampa Electric Co | 645 | Big Bend | FL | Hillsborough | GT1 | Petroleum Liquids | GT |  | S | X | X |  |  | 18 |  | 10 | 11 |  | N |  |  | RE | X | 2 | 1969 | 12 | 2008 | N | Electric Utility | 1 | X | DFO | [9 empty] | N
18454 | Tampa Electric Co | 645 | Big Bend | FL | Hillsborough | GT2 | Petroleum Liquids | GT |  | S | X | X |  |  | 78.7 |  | 49 | 79 |  | N |  |  | RE | X | 11 | 1974 | 12 | 2008 | N | Electric Utility | 1 | X | DFO | [9 empty] | N
18454 | Tampa Electric Co | 645 | Big Bend | FL | Hillsborough | GT3 | Petroleum Liquids | GT |  | S | X | X |  |  | 78.7 |  | 39 | 39 |  | N |  |  | RE | X | 11 | 1974 | 12 | 2008 | N | Electric Utility | 1 | X | DFO | [9 empty] | N
18454 | Tampa Electric Co | 646 | F J Gannon | FL | Hillsborough | 1 | Conventional Steam Coal | ST |  | S | X | X |  |  | 125 |  | 94 | 94 |  | N |  |  | RE | X | 9 | 1957 | 1 | 2004 | N | Electric Utility | 1 | X | BIT | PC | [8 empty] | N
18454 | Tampa Electric Co | 646 | F J Gannon | FL | Hillsborough | 2 | Conventional Steam Coal | ST |  | S | X | X |  |  | 125 |  | 100 | 100 |  | N |  |  | RE | X | 11 | 1958 | 1 | 2004 | N | Electric Utility | 1 | X | BIT | PC | [8 empty] | N
18454 | Tampa Electric Co | 646 | F J Gannon | FL | Hillsborough | 3 | Conventional Steam Coal | ST |  | S | X | X |  |  | 179.5 |  | 150 | 155 |  | N |  |  | RE | X | 10 | 1960 | 12 | 2003 | N | Electric Utility | 1 | X | BIT | PC | [8 empty] | N
18454 | Tampa Electric Co | 646 | F J Gannon | FL | Hillsborough | 4 | Conventional Steam Coal | ST |  | S | X | X |  |  | 187.5 |  | 164 | 164 |  | N |  |  | RE | X | 11 | 1963 | 12 | 2003 | N | Electric Utility | 1 | X | BIT | PC | [8 empty] | N
18454 | Tampa Electric Co | 646 | F J Gannon | FL | Hillsborough | GT1 | Petroleum Liquids | GT |  | S | X | X |  |  | 18 |  | 12 | 17 |  | N |  |  | RE | X | 3 | 1969 | 7 | 2001 | N | Electric Utility | 1 | X | DFO | [9 empty] | N
18454 | Tampa Electric Co | 647 | Hookers Point | FL | Hillsborough | 1 | Petroleum Liquids | ST |  | S | X | X |  |  | 33 |  | 20 | 20 |  | N |  |  | RE | X | 7 | 1948 | 1 | 2003 | N | Electric Utility | 1 | X | RFO | [9 empty] | N
18454 | Tampa Electric Co | 647 | Hookers Point | FL | Hillsborough | 2 | Petroleum Liquids | ST |  | S | X | X |  |  | 34.5 |  | 20 | 20 |  | N |  |  | RE | X | 6 | 1950 | 1 | 2003 | N | Electric Utility | 1 | X | RFO | [9 empty] | N
18454 | Tampa Electric Co | 647 | Hookers Point | FL | Hillsborough | 3 | Petroleum Liquids | ST |  | S | X | X |  |  | 34.5 |  | 20 | 20 |  | N |  |  | RE | X | 8 | 1950 | 1 | 2003 | N | Electric Utility | 1 | X | RFO | [9 empty] | N
18454 | Tampa Electric Co | 647 | Hookers Point | FL | Hillsborough | 4 | Petroleum Liquids | ST |  | S | X | X |  |  | 49 |  | 30 | 30 |  | N |  |  | RE | X | 10 | 1953 | 1 | 2003 | N | Electric Utility | 1 | X | RFO | [9 empty] | N
18454 | Tampa Electric Co | 647 | Hookers Point | FL | Hillsborough | 5 | Petroleum Liquids | ST |  | S | X | X |  |  | 81.6 |  | 67 | 67 |  | N |  |  | RE | X | 5 | 1955 | 1 | 2003 | N | Electric Utility | 1 | X | RFO | [9 empty] | N
15296 | New York Power Authority | 650 | Kensico | NY | Westchester | 1 | Conventional Hydroelectric | HY |  | S | X | X |  |  | 1 | 1 | 1 | 1 | 1 | N |  |  | RE | X | 7 | 1983 | 9 | 2012 | N | Electric Utility | 1 | X | WAT
15296 | New York Power Authority | 650 | Kensico | NY | Westchester | 2 | Conventional Hydroelectric | HY |  | S | X | X |  |  | 1 | 1 | 1 | 1 | 1 | N |  |  | RE | X | 7 | 1983 | 9 | 2012 | N | Electric Utility | 1 | X | WAT
15296 | New York Power Authority | 650 | Kensico | NY | Westchester | 3 | Conventional Hydroelectric | HY |  | S | X | X |  |  | 1 | 1 | 1 | 1 | 1 | N |  |  | RE | X | 7 | 1983 | 9 | 2012 | N | Electric Utility | 1 | X | WAT
6616 | Fort Pierce Utilities Authority | 658 | Henry D King | FL | St Lucie | 5 | Natural Gas Fired Combined Cycle | CA |  | S | N | X |  |  | 8.3 |  | 8 | 8 |  |  |  |  | RE | X | 1 | 1953 | 5 | 2008 | N | Electric Utility | 1 | X | NG | DFO | [8 empty] | N
6616 | Fort Pierce Utilities Authority | 658 | Henry D King | FL | St Lucie | 6 | Natural Gas Steam Turbine | ST |  | S | X | X |  |  | 16.5 |  | 17 | 17 |  |  |  |  | RE | X | 12 | 1958 | 5 | 2008 | N | Electric Utility | 1 | X | NG | RFO | [8 empty] | N
6616 | Fort Pierce Utilities Authority | 658 | Henry D King | FL | St Lucie | 7 | Natural Gas Steam Turbine | ST |  | S | X | X |  |  | 33 |  | 32 | 32 |  |  |  |  | RE | X | 1 | 1964 | 5 | 2008 | N | Electric Utility | 1 | X | NG | DFO | [8 empty] | N | [11 empty] | Y | Y
6616 | Fort Pierce Utilities Authority | 658 | Henry D King | FL | St Lucie | 8 | Natural Gas Steam Turbine | ST |  | S | X | X |  |  | 56.1 |  | 50 | 50 |  |  |  |  | RE | X | 5 | 1976 | 5 | 2008 | N | Electric Utility | 1 | X | NG | DFO | [8 empty] | N | [11 empty] | Y | Y
6616 | Fort Pierce Utilities Authority | 658 | Henry D King | FL | St Lucie | 9 | Natural Gas Fired Combined Cycle | CT |  | S | X |  |  |  | 22.5 |  | 22.4 | 22.4 |  |  |  |  | RE | X | 5 | 1990 | 5 | 2008 | N | Electric Utility | 1 | X | NG | DFO | [8 empty] | N | [11 empty] | N | Y
6616 | Fort Pierce Utilities Authority | 658 | Henry D King | FL | St Lucie | D1 | Petroleum Liquids | IC |  | S | X | X |  |  | 2.7 |  | 3 | 3 |  |  |  |  | RE | X | 4 | 1970 | 5 | 2008 | N | Electric Utility | 1 | X | DFO | [9 empty] | N
6616 | Fort Pierce Utilities Authority | 658 | Henry D King | FL | St Lucie | D2 | Petroleum Liquids | IC |  | S | X | X |  |  | 2.7 |  | 3 | 3 |  |  |  |  | RE | X | 4 | 1970 | 5 | 2008 | N | Electric Utility | 1 | X | DFO | [9 empty] | N
6909 | Gainesville Regional Utilities | 664 | John R Kelly | FL | Alachua | 6 | Natural Gas Steam Turbine | ST |  | W | X | X |  |  | 18.7 |  | 14 | 15 |  |  |  |  | RE | X | 3 | 1958 | 1 | 2001 | N | Electric Utility | 1 | X | NG | RFO
6909 | Gainesville Regional Utilities | 664 | John R Kelly | FL | Alachua | 7 | Natural Gas Steam Turbine | ST |  | S | X | X |  |  | 25 |  | 23.2 | 23.2 |  |  |  |  | RE | X | 8 | 1961 | 10 | 2013 | N | Electric Utility | 1 | X | NG | RFO | [8 empty] | N | [11 empty] | N | Y
6909 | Gainesville Regional Utilities | 664 | John R Kelly | FL | Alachua | GT1 | Natural Gas Fired Combustion Turbine | GT |  | S | X | X |  |  | 16.3 | 0.85 | 14 | 15 |  |  |  |  | RE | X | 2 | 1968 | 10 | 2013 | N | Electric Utility | 1 | X | NG | DFO | [20 empty] | N | Y
6909 | Gainesville Regional Utilities | 664 | John R Kelly | FL | Alachua | GT2 | Natural Gas Fired Combustion Turbine | GT |  | S | X | X |  |  | 16.3 | 0.85 | 14 | 15 |  |  |  |  | RE | X | 9 | 1968 | 10 | 2013 | N | Electric Utility | 1 | X | NG | DFO | [20 empty] | N | Y
6909 | Gainesville Regional Utilities | 664 | John R Kelly | FL | Alachua | GT3 | Natural Gas Fired Combustion Turbine | GT |  | S | X | X |  |  | 16.3 | 0.85 | 14 | 15 |  |  |  |  | RE | X | 5 | 1969 | 10 | 2013 | N | Electric Utility | 1 | X | NG | DFO | [20 empty] | N | Y
8795 | City of Homestead - (FL) | 665 | G W Ivey | FL | Miami Dade | 10 | Natural Gas Internal Combustion Engine | IC |  | S | X | X |  |  | 2.5 |  | 2 | 2 |  | N |  |  | RE | X | 1 | 1958 | 5 | 2013 | N | Electric Utility | 1 | X | NG | DFO | [8 empty] | N | N | [10 empty] | N | Y
8795 | City of Homestead - (FL) | 665 | G W Ivey | FL | Miami Dade | 11 | Natural Gas Internal Combustion Engine | IC |  | S | X | X |  |  | 3.2 |  | 3 | 3 |  | N |  |  | RE | X | 1 | 1965 | 5 | 2013 | N | Electric Utility | 1 | X | NG | DFO | [8 empty] | N | N | [10 empty] | N | Y
8795 | City of Homestead - (FL) | 665 | G W Ivey | FL | Miami Dade | 12 | Natural Gas Internal Combustion Engine | IC |  | S | X | X |  |  | 3.2 |  | 3 | 3 |  | N |  |  | RE | X | 1 | 1965 | 5 | 2013 | N | Electric Utility | 1 | X | NG | DFO | [8 empty] | N | N | [10 empty] | N | Y
8795 | City of Homestead - (FL) | 665 | G W Ivey | FL | Miami Dade | 18 | Natural Gas Internal Combustion Engine | IC |  | S | X | X |  |  | 8.8 |  | 8 | 8 |  | N |  |  | RE | X | 4 | 1975 | 5 | 2013 | N | Electric Utility | 1 | X | NG | DFO | [8 empty] | N | N |  | 1H | [7 empty] | N | N | Y
8795 | City of Homestead - (FL) | 665 | G W Ivey | FL | Miami Dade | 8 | Natural Gas Internal Combustion Engine | IC |  | S | X | X |  |  | 2.5 |  | 2 | 2 |  | N |  |  | RE | X | 1 | 1954 | 5 | 2013 | N | Electric Utility | 1 | X | NG | DFO | [8 empty] | N | [10 empty] | N | N | Y
8795 | City of Homestead - (FL) | 665 | G W Ivey | FL | Miami Dade | 9 | Natural Gas Internal Combustion Engine | IC |  | S | X | X |  |  | 2.5 |  | 2 | 2 |  | N |  |  | RE | X | 1 | 1958 | 5 | 2013 | N | Electric Utility | 1 | X | NG | DFO | [8 empty] | N | [10 empty] | N | N | Y
9617 | JEA | 666 | J D Kennedy | FL | Duval | GT3 | Petroleum Liquids | GT |  | S | X | X |  |  | 56.2 |  | 54 | 62.7 |  | N |  |  | RE | X | 8 | 1973 | 4 | 2009 | N | Electric Utility | 1 | X | DFO | [9 empty] | N
9617 | JEA | 666 | J D Kennedy | FL | Duval | GT4 | Petroleum Liquids | GT |  | S | X | X |  |  | 56.2 |  | 54 | 62.7 |  | N |  |  | RE | X | 7 | 1973 | 4 | 2008 | N | Electric Utility | 1 | X | DFO | [9 empty] | N
9617 | JEA | 666 | J D Kennedy | FL | Duval | GT5 | Petroleum Liquids | GT |  | S | X | X |  |  | 56.2 |  | 54 | 62.7 |  | N |  |  | RE | X | 11 | 1973 | 4 | 2008 | N | Electric Utility | 1 | X | DFO | [9 empty] | N
9617 | JEA | 668 | Southside Generating Station | FL | Duval | 4 | Petroleum Liquids | ST |  | S | X | X |  |  | 75 |  | 67 | 67 |  | N |  |  | RE | X | 11 | 1958 | 10 | 2001 | N | Electric Utility | 1 | X | RFO | NG | [8 empty] | N | N
9617 | JEA | 668 | Southside Generating Station | FL | Duval | 5 | Petroleum Liquids | ST |  | S | X | X |  |  | 156.6 |  | 142 | 142 |  | N |  |  | RE | X | 9 | 1964 | 10 | 2001 | N | Electric Utility | 1 | X | RFO | NG | [8 empty] | N | N
10376 | Kissimmee Utility Authority | 672 | Hansel | FL | Osceola | 14 | Natural Gas Internal Combustion Engine | IC |  | S | X | X |  |  | 2 |  | 2 | 2 |  | N |  |  | RE | X | 2 | 1972 | 10 | 2005 | N | Electric Utility | 1 | X | NG | DFO | [20 empty] | Y | Y
10376 | Kissimmee Utility Authority | 672 | Hansel | FL | Osceola | 15 | Natural Gas Internal Combustion Engine | IC |  | S | X | X |  |  | 2 |  | 2 | 2 |  | N |  |  | RE | X | 2 | 1972 | 10 | 2005 | N | Electric Utility | 1 | X | NG | DFO | [20 empty] | Y | Y
10376 | Kissimmee Utility Authority | 672 | Hansel | FL | Osceola | 16 | Natural Gas Internal Combustion Engine | IC |  | S | X | X |  |  | 2 |  | 2 | 2 |  | N |  |  | RE | X | 2 | 1972 | 10 | 2005 | N | Electric Utility | 1 | X | NG | DFO | [20 empty] | Y | Y
10376 | Kissimmee Utility Authority | 672 | Hansel | FL | Osceola | 17 | Natural Gas Internal Combustion Engine | IC |  | S | X | X |  |  | 2 |  | 2 | 2 |  | N |  |  | RE | X | 2 | 1972 | 10 | 2005 | N | Electric Utility | 1 | X | NG | DFO | [20 empty] | Y | Y
10376 | Kissimmee Utility Authority | 672 | Hansel | FL | Osceola | 18 | Natural Gas Internal Combustion Engine | IC |  | S | X | X |  |  | 2 |  | 2 | 2 |  | N |  |  | RE | X | 2 | 1972 | 10 | 2005 | N | Electric Utility | 1 | X | NG | DFO | [20 empty] | Y | Y
10376 | Kissimmee Utility Authority | 672 | Hansel | FL | Osceola | 19 | Petroleum Liquids | IC |  | S | X | X |  |  | 2.5 |  | 2 | 2 |  | N |  |  | RE | X | 2 | 1983 | 10 | 2005 | N | Electric Utility | 1 | X | DFO
10376 | Kissimmee Utility Authority | 672 | Hansel | FL | Osceola | 20 | Petroleum Liquids | IC |  | S | X | X |  |  | 2.5 |  | 2 | 3 |  | N |  |  | RE | X | 2 | 1983 | 10 | 2005 | N | Electric Utility | 1 | X | DFO
10376 | Kissimmee Utility Authority | 672 | Hansel | FL | Osceola | 21 | Natural Gas Fired Combined Cycle | CT |  | S | X |  |  |  | 35 |  | 30 | 38 |  | N |  |  | RE | X | 2 | 1983 | 10 | 2012 | N | Electric Utility | 1 | X | NG | DFO | [8 empty] | N | [11 empty] | Y | Y
10376 | Kissimmee Utility Authority | 672 | Hansel | FL | Osceola | 22 | Natural Gas Fired Combined Cycle | CA |  | S | N | X |  |  | 10 |  | 8 | 6 |  | N |  |  | RE | X | 11 | 1983 | 10 | 2012 | N | Electric Utility | 1 | X | NG | DFO | [8 empty] | N | N
10376 | Kissimmee Utility Authority | 672 | Hansel | FL | Osceola | 23 | Natural Gas Fired Combined Cycle | CA |  | S | N | X |  |  | 10 |  | 8 | 6 |  | N |  |  | RE | X | 11 | 1983 | 10 | 2012 | N | Electric Utility | 1 | X | NG | DFO | [8 empty] | N | N
10376 | Kissimmee Utility Authority | 672 | Hansel | FL | Osceola | 8 | Natural Gas Internal Combustion Engine | IC |  | S | X | X |  |  | 3 |  | 2 | 2 |  |  |  |  | RE | X | 2 | 1959 | 10 | 2005 | N | Electric Utility | 1 | X | NG | DFO | [20 empty] | N
10620 | City of Lake Worth - (FL) | 673 | Tom G Smith | FL | Palm Beach | S1 | Natural Gas Steam Turbine | ST |  | S | X | X |  |  | 7.5 |  | 7 | 8 |  | N |  |  | RE | X | 1 | 1961 | 7 | 2000 | N | Electric Utility | 1 | X | NG | [10 empty] | N | [9 empty] | N | N | N
10620 | City of Lake Worth - (FL) | 673 | Tom G Smith | FL | Palm Beach | S2 | Natural Gas Steam Turbine | ST |  | S | X | X |  |  | 7.5 |  | 7 | 8 |  | N |  |  | RE | X | 11 | 1967 | 8 | 1986 | N | Electric Utility | 1 | X | NG | [10 empty] | N | [9 empty] | N | N | N
10620 | City of Lake Worth - (FL) | 673 | Tom G Smith | FL | Palm Beach | S4 | Natural Gas Steam Turbine | ST |  | S | X | X |  |  | 32.5 |  | 32 | 33 |  | N |  |  | RE | X | 8 | 1971 | 12 | 1990 | N | Electric Utility | 1 | X | NG | [10 empty] | N | [9 empty] | N | N | N
10623 | City of Lakeland - (FL) | 675 | Larsen Memorial | FL | Polk | 6 | Natural Gas Steam Turbine | ST |  | S | X | X |  |  | 25 |  | 24 | 24 |  | N |  |  | RE | X | 12 | 1959 | 1 | 2003 | N | Electric Utility | 1 | X | NG | RFO | [8 empty] | N | N |  | OVER
10623 | City of Lakeland - (FL) | 676 | C D McIntosh Jr | FL | Polk | 4 | Petroleum Coke | ST |  | S | X | X |  |  | 288 |  | 288 | 288 |  | N |  |  | CN | X |  |  |  |  | N | Electric Utility | 1 | X | PC | BIT | [8 empty] | N |  |  | OVER
10623 | City of Lakeland - (FL) | 676 | C D McIntosh Jr | FL | Polk | ST1 | Natural Gas Steam Turbine | ST |  | S | X | X |  |  | 103.5 | 0.9 | 85 | 85 | 25 | N |  |  | RE | X | 2 | 1971 | 12 | 2015 | N | Electric Utility | 1 | X | NG | RFO | [8 empty] | N | N |  | OVER | [7 empty] | Y | Y | Y
10623 | City of Lakeland - (FL) | 676 | C D McIntosh Jr | FL | Polk | ST2 | Natural Gas Steam Turbine | ST |  | S | X | X |  |  | 126 | 0.9 | 106 | 106 | 30 | N |  |  | RE | X | 6 | 1976 | 6 | 2020 | N | Electric Utility | 1 | X | NG | RFO |  |  |  |  | NG |  |  |  | N | N |  | OVER | [7 empty] | Y | Y | Y
56152 | New Smyrna Beach Utilities Commission | 679 | Smith Street | FL | Volusia | 10 | Petroleum Liquids | IC |  | S | X | X |  |  | 2 | 0.8 | 2 | 2 |  | N |  |  | RE | X | 1 | 1967 | 12 | 2013 | N | Electric Utility | 1 | X | DFO | [9 empty] | N
56152 | New Smyrna Beach Utilities Commission | 679 | Smith Street | FL | Volusia | 11 | Petroleum Liquids | IC |  | S | X | X |  |  | 2 | 0.8 | 2 | 2 |  | N |  |  | RE | X | 1 | 1967 | 12 | 2013 | N | Electric Utility | 1 | X | DFO | [9 empty] | N
56152 | New Smyrna Beach Utilities Commission | 679 | Smith Street | FL | Volusia | 3 | Petroleum Liquids | IC |  | S | X | X |  |  | 0.8 | 0.8 | 0.8 | 0.8 |  | N |  |  | RE | X | 1 | 1946 | 12 | 2013 | N | Electric Utility | 1 | X | DFO | [9 empty] | N
56152 | New Smyrna Beach Utilities Commission | 679 | Smith Street | FL | Volusia | 4 | Petroleum Liquids | IC |  | S | X | X |  |  | 1 | 0.8 | 1 | 1 |  | N |  |  | RE | X | 1 | 1950 | 12 | 2013 | N | Electric Utility | 1 | X | DFO | [9 empty] | N
56152 | New Smyrna Beach Utilities Commission | 679 | Smith Street | FL | Volusia | 6 | Petroleum Liquids | IC |  | S | X | X |  |  | 1.8 | 0.8 | 1.8 | 1.8 |  | N |  |  | RE | X | 1 | 1955 | 12 | 2013 | N | Electric Utility | 1 | X | DFO | [9 empty] | N
56152 | New Smyrna Beach Utilities Commission | 679 | Smith Street | FL | Volusia | 7 | Petroleum Liquids | IC |  | S | X | X |  |  | 1.8 | 0.8 | 1.8 | 1.8 |  | N |  |  | RE | X | 1 | 1956 | 12 | 2013 | N | Electric Utility | 1 | X | DFO | [9 empty] | N
56152 | New Smyrna Beach Utilities Commission | 679 | Smith Street | FL | Volusia | 8 | Petroleum Liquids | IC |  | S | X | X |  |  | 1.1 | 0.8 | 1.1 | 1.1 |  | N |  |  | RE | X | 1 | 1960 | 12 | 2013 | N | Electric Utility | 1 | X | DFO | [9 empty] | N
56152 | New Smyrna Beach Utilities Commission | 679 | Smith Street | FL | Volusia | 9 | Petroleum Liquids | IC |  | S | X | X |  |  | 2 | 0.8 | 2 | 2 |  | N |  |  | RE | X | 1 | 1967 | 12 | 2013 | N | Electric Utility | 1 | X | DFO | [9 empty] | N
56152 | New Smyrna Beach Utilities Commission | 681 | W E Swoope | FL | Volusia | 2 | Petroleum Liquids | IC |  | S | X | X |  |  | 0.9 |  | 0.9 | 0.9 |  | N |  |  | RE | X | 11 | 1981 | 12 | 2013 | N | Electric Utility | 1 | X | DFO | [9 empty] | N
56152 | New Smyrna Beach Utilities Commission | 681 | W E Swoope | FL | Volusia | 3 | Petroleum Liquids | IC |  | S | X | X |  |  | 2 |  | 2 | 2 |  | N |  |  | RE | X | 12 | 1982 | 12 | 2013 | N | Electric Utility | 1 | X | DFO | [9 empty] | N
56152 | New Smyrna Beach Utilities Commission | 681 | W E Swoope | FL | Volusia | 4 | Petroleum Liquids | IC |  | S | X | X |  |  | 2.2 |  | 2.2 | 2.2 |  | N |  |  | RE | X | 12 | 1982 | 12 | 2013 | N | Electric Utility | 1 | X | DFO | [9 empty] | N
14610 | Orlando Utilities Comm | 685 | St Cloud | FL | Osceola | 1 | Natural Gas Internal Combustion Engine | IC |  | W | X | X |  |  | 2 |  | 2 | 2 | 1.1 | N |  |  | RE | X | 7 | 1982 | 3 | 2008 | N | Electric Utility | 1 | X | NG | DFO | [8 empty] | N | [10 empty] | N | N | N
14610 | Orlando Utilities Comm | 685 | St Cloud | FL | Osceola | 2 | Natural Gas Internal Combustion Engine | IC |  | W | X | X |  |  | 5.8 |  | 5 | 5 | 2.6 | N |  |  | RE | X | 12 | 1974 | 3 | 2008 | N | Electric Utility | 1 | X | NG | DFO | [8 empty] | N | [10 empty] | N | N | N
14610 | Orlando Utilities Comm | 685 | St Cloud | FL | Osceola | 3 | Natural Gas Internal Combustion Engine | IC |  | W | X | X |  |  | 2 |  | 2 | 2 | 1.1 | N |  |  | RE | X | 9 | 1982 | 3 | 2008 | N | Electric Utility | 1 | X | NG | DFO | [8 empty] | N | [10 empty] | N | N | N
14610 | Orlando Utilities Comm | 685 | St Cloud | FL | Osceola | 4 | Natural Gas Internal Combustion Engine | IC |  | W | X | X |  |  | 3.7 |  | 3 | 3 | 1.8 | N |  |  | RE | X | 8 | 1961 | 3 | 2008 | N | Electric Utility | 1 | X | NG | DFO | [8 empty] | N | [10 empty] | N | N | N
14610 | Orlando Utilities Comm | 685 | St Cloud | FL | Osceola | 6 | Natural Gas Internal Combustion Engine | IC |  | W | X | X |  |  | 3.7 |  | 3 | 3 | 1.8 | N |  |  | RE | X | 3 | 1967 | 3 | 2008 | N | Electric Utility | 1 | X | NG | DFO | [8 empty] | N | [10 empty] | N | N | N
14610 | Orlando Utilities Comm | 685 | St Cloud | FL | Osceola | 7 | Natural Gas Internal Combustion Engine | IC |  | W | X | X |  |  | 6.3 |  | 6 | 6 | 3 | N |  |  | RE | X | 9 | 1982 | 3 | 2008 | N | Electric Utility | 1 | X | NG | DFO | [8 empty] | N | [10 empty] | N | N | N
14610 | Orlando Utilities Comm | 685 | St Cloud | FL | Osceola | 8 | Natural Gas Internal Combustion Engine | IC |  | W | X | X |  |  | 6.4 |  | 6 | 6 | 4 | N |  |  | RE | X | 4 | 1977 | 3 | 2008 | N | Electric Utility | 1 | X | NG | DFO | [8 empty] | N | [10 empty] | N | N | N
18445 | City of Tallahassee - (FL) | 688 | Arvah B Hopkins | FL | Leon | 1 | Natural Gas Steam Turbine | ST |  | S | X | X | N/A | N/A | 75 | 0.85 | 76 | 78 | 30 | N |  |  | RE | X | 5 | 1971 | 11 | 2018 | N | Electric Utility | 1 | X | NG | [5 empty] | NG | RFO |  |  | N | N |  | OVER | [7 empty] | N
18445 | City of Tallahassee - (FL) | 688 | Arvah B Hopkins | FL | Leon | 5 | Natural Gas Fired Combined Cycle | CT |  | S | X |  |  |  | 212.5 |  | 156 | 183 |  | N |  |  | CN | X |  |  |  |  | N | Electric Utility | 1 | X | NG | DFO | [8 empty] | N | [11 empty] | N | Y
18445 | City of Tallahassee - (FL) | 688 | Arvah B Hopkins | FL | Leon | CT A | Natural Gas Fired Combined Cycle | CT |  | S | X |  |  |  | 50 |  | 36 | 48 |  | N |  |  | CN | X |  |  |  |  | N | Electric Utility | 1 | X | NG | DFO
18445 | City of Tallahassee - (FL) | 688 | Arvah B Hopkins | FL | Leon | GT1 | Natural Gas Fired Combustion Turbine | GT |  | S | X | X | N/A | N/A | 16.3 | 0.85 | 12 | 14 | 3 | N |  |  | RE | X | 2 | 1970 | 5 | 2017 | N | Electric Utility | 1 | X | NG | DFO |  |  |  |  | NG | DFO |  |  | N | N |  | 1H | [7 empty] | Y | N | Y
18445 | City of Tallahassee - (FL) | 688 | Arvah B Hopkins | FL | Leon | GT2 | Natural Gas Fired Combustion Turbine | GT |  | S | X | X | N/A | N/A | 27 | 0.85 | 24 | 26 | 3 | N |  |  | RE | X | 9 | 1972 | 5 | 2017 | N | Electric Utility | 1 | X | NG | DFO |  |  |  |  | NG | DFO |  |  | N | N |  | 1H | [7 empty] | Y | N | Y
18445 | City of Tallahassee - (FL) | 688 | Arvah B Hopkins | FL | Leon | GT5 | Natural Gas Fired Combustion Turbine | GT |  | S | X | X | N/A | N/A | 60 |  | 42 | 48 |  | N |  |  | CN | X |  |  |  |  | N | Electric Utility | 1 | X | NG | DFO | [8 empty] | N | [11 empty] | N | Y
18445 | City of Tallahassee - (FL) | 689 | S O Purdom | FL | Wakulla | 7 | Natural Gas Steam Turbine | ST |  | S | X | X |  |  | 50 | 0.85 | 48 | 48 | 20 | N |  |  | RE | X | 6 | 1966 | 12 | 2013 | N | Electric Utility | 1 | X | NG | RFO |  |  |  |  | NG |  |  |  | N |  |  | OVER
18445 | City of Tallahassee - (FL) | 689 | S O Purdom | FL | Wakulla | GT1 | Natural Gas Fired Combustion Turbine | GT |  | S | X | X | N/A | N/A | 15 | 0.85 | 10 | 10 | 3 | N |  |  | RE | X | 12 | 1963 | 10 | 2017 | N | Electric Utility | 1 | X | NG | DFO |  |  |  |  | NG | DFO |  |  | N | N |  | 1H | [7 empty] | Y | N | Y
18445 | City of Tallahassee - (FL) | 689 | S O Purdom | FL | Wakulla | GT2 | Natural Gas Fired Combustion Turbine | GT |  | S | X | X | N/A | N/A | 15 | 0.85 | 10 | 10 | 3 | N |  |  | RE | X | 5 | 1964 | 10 | 2018 | N | Electric Utility | 1 | X | NG | DFO |  |  |  |  | NG | DFO |  |  | N | N |  | 1H | [7 empty] | Y | N | Y
27813 | USCE-Mobile District | 690 | J Woodruff | FL | Gadsden | 1 | Conventional Hydroelectric | HY |  | S | X | X |  |  | 10 |  | 10 | 10 |  | N |  |  | RE | X | 2 | 1957 | 2 | 2003 | N | Electric Utility | 1 | X | WAT | [9 empty] | N |  | 0
27813 | USCE-Mobile District | 690 | J Woodruff | FL | Gadsden | 2 | Conventional Hydroelectric | HY |  | S | X | X |  |  | 10 |  | 10 | 10 |  | N |  |  | RE | X | 3 | 1957 | 2 | 2002 | N | Electric Utility | 1 | X | WAT | [9 empty] | N |  | 0
27813 | USCE-Mobile District | 690 | J Woodruff | FL | Gadsden | 3 | Conventional Hydroelectric | HY |  | S | X | X |  |  | 10 |  | 10 | 10 |  | N |  |  | RE | X | 4 | 1957 | 2 | 2001 | N | Electric Utility | 1 | X | WAT | [9 empty] | N |  | 0
62042 | SRIV Partnership LLC | 692 | Medicine Bow | WY | Carbon | 12 | Onshore Wind Turbine | WT |  | S | X | X |  |  | 0.7 |  | 0.7 | 0.7 | 0 | N |  |  | CN | X |  |  |  |  | N | IPP Non-CHP | 2 | X | WND | [9 empty] | N
62042 | SRIV Partnership LLC | 692 | Medicine Bow | WY | Carbon | 13 | Onshore Wind Turbine | WT |  | S | X | X |  |  | 0.7 |  | 0.7 | 0.7 | 0 | N |  |  | CN | X |  |  |  |  | N | IPP Non-CHP | 2 | X | WND | [9 empty] | N
62042 | SRIV Partnership LLC | 692 | Medicine Bow | WY | Carbon | 3 | Onshore Wind Turbine | WT |  | S | X | X |  |  | 0.1 |  | 0.1 | 0.1 |  | N |  |  | RE | X | 4 | 1998 | 4 | 2005 | N | IPP Non-CHP | 2 | X | WND | [9 empty] | N |  | 1
62042 | SRIV Partnership LLC | 692 | Medicine Bow | WY | Carbon | CLIP | Onshore Wind Turbine | WT |  | W | X | X |  |  | 2.5 |  | 2.5 | 2.5 |  |  |  |  | RE | X | 3 | 2005 | 12 | 2011 | N | IPP Non-CHP | 2 | X | WND | [11 empty] | 1
6443 | Florida Keys El Coop Assn, Inc | 696 | Marathon Generating Plant | FL | Monroe | 3 | Petroleum Liquids | IC |  | S | X | X |  |  | 3 | 1 | 3 | 3 | 3 | N |  |  | RE | X | 1 | 1958 | 11 | 2018 | N | Electric Utility | 1 | X | DFO | [9 empty] | N | N |  | 1H | [7 empty] | N | N | N
6443 | Florida Keys El Coop Assn, Inc | 696 | Marathon Generating Plant | FL | Monroe | 4 | Petroleum Liquids | IC |  | S | X | X |  |  | 3 | 1 | 3 | 3 | 3 | N |  |  | RE | X | 1 | 1959 | 11 | 2018 | N | Electric Utility | 1 | X | DFO | [9 empty] | N | N |  | 1H | [7 empty] | N | N
6443 | Florida Keys El Coop Assn, Inc | 696 | Marathon Generating Plant | FL | Monroe | 5 | Petroleum Liquids | IC |  | S | X | X |  |  | 3 | 1 | 3 | 3 |  | N |  |  | RE | X | 1 | 1959 | 1 | 2007 | N | Electric Utility | 1 | X | DFO | [9 empty] | N | [10 empty] | N
6443 | Florida Keys El Coop Assn, Inc | 696 | Marathon Generating Plant | FL | Monroe | 6 | Petroleum Liquids | IC |  | S | X | X |  |  | 2.5 | 1 | 2.5 | 2.5 | 2.5 | N |  |  | RE | X | 5 | 1973 | 11 | 2018 | N | Electric Utility | 1 | X | DFO | [9 empty] | N | N |  | 1H | [7 empty] | N | N
6443 | Florida Keys El Coop Assn, Inc | 696 | Marathon Generating Plant | FL | Monroe | 7 | Petroleum Liquids | IC |  | S | X | X |  |  | 2.5 | 1 | 2.5 | 2.5 | 2.5 | N |  |  | RE | X | 1 | 1973 | 11 | 2018 | N | Electric Utility | 1 | X | DFO | [9 empty] | N | N |  | 1H | [7 empty] | N | N
7140 | Georgia Power Co | 699 | Arkwright | GA | Bibb | 3 | Conventional Steam Coal | ST |  | S | X | X |  |  | 40.2 |  | 42 | 42 |  | N |  |  | RE | X | 12 | 1943 | 12 | 2002 | N | Electric Utility | 1 | X | BIT | NG
7140 | Georgia Power Co | 699 | Arkwright | GA | Bibb | 4 | Conventional Steam Coal | ST |  | S | X | X |  |  | 49 |  | 44 | 44 |  | N |  |  | RE | X | 11 | 1948 | 7 | 2002 | N | Electric Utility | 1 | X | BIT | NG
7140 | Georgia Power Co | 699 | Arkwright | GA | Bibb | 5A | Petroleum Liquids | GT |  | S | X | X |  |  | 16.3 |  | 13 | 15.5 |  | N |  |  | RE | X | 8 | 1969 | 12 | 2002 | N | Electric Utility | 1 | X | DFO | NG
7140 | Georgia Power Co | 699 | Arkwright | GA | Bibb | 5B | Petroleum Liquids | GT |  | S | X | X |  |  | 16.3 |  | 13 | 15.5 |  | N |  |  | RE | X | 9 | 1969 | 12 | 2002 | N | Electric Utility | 1 | X | DFO | NG
7140 | Georgia Power Co | 699 | Arkwright | GA | Bibb | ST1 | Natural Gas Steam Turbine | ST |  | S | X | X |  |  | 46 |  | 41 | 41 |  | N |  |  | RE | X | 6 | 1941 | 12 | 2002 | N | Electric Utility | 1 | X | NG
7140 | Georgia Power Co | 699 | Arkwright | GA | Bibb | ST2 | Natural Gas Steam Turbine | ST |  | S | X | X |  |  | 46 |  | 41 | 41 |  | N |  |  | RE | X | 5 | 1942 | 12 | 2002 | N | Electric Utility | 1 | X | NG
7140 | Georgia Power Co | 700 | Atkinson | GA | Cobb | 3 | Natural Gas Steam Turbine | ST |  | S | X | X |  |  | 63 |  | 65 | 65 |  | N |  |  | RE | X | 10 | 1945 | 7 | 2002 | N | Electric Utility | 1 | X | NG | DFO
7140 | Georgia Power Co | 700 | Atkinson | GA | Cobb | 4 | Natural Gas Steam Turbine | ST |  | S | X | X |  |  | 75 |  | 62 | 62 |  | N |  |  | RE | X | 10 | 1945 | 7 | 2002 | N | Electric Utility | 1 | X | NG | DFO
7140 | Georgia Power Co | 700 | Atkinson | GA | Cobb | 5A | Petroleum Liquids | GT |  | S | X | X |  |  | 41.8 |  | 32 | 39.6 |  | N |  |  | RE | X | 7 | 1970 | 12 | 2003 | N | Electric Utility | 1 | X | DFO | NG
7140 | Georgia Power Co | 700 | Atkinson | GA | Cobb | 5B | Petroleum Liquids | GT |  | S | X | X |  |  | 41.8 |  | 32 | 39.6 |  | N |  |  | RE | X | 7 | 1970 | 12 | 2003 | N | Electric Utility | 1 | X | DFO | NG
7140 | Georgia Power Co | 700 | Atkinson | GA | Cobb | ST2 | Natural Gas Steam Turbine | ST |  | S | X | X |  |  | 60 |  | 55 | 55 |  | N |  |  | RE | X | 9 | 1941 | 7 | 2002 | N | Electric Utility | 1 | X | NG | DFO
7140 | Georgia Power Co | 701 | Barnett Shoals | GA | Oconee | 1 | Conventional Hydroelectric | HY |  | S | X | X |  |  | 0.7 |  | 0.2 | 0.2 |  | N |  |  | RE | X | 12 | 1910 | 5 | 2010 | N | Electric Utility | 1 | X | WAT | [9 empty] | N |  | 0
7140 | Georgia Power Co | 701 | Barnett Shoals | GA | Oconee | 2 | Conventional Hydroelectric | HY |  | S | X | X |  |  | 0.7 |  | 0.2 | 0.2 |  | N |  |  | RE | X | 12 | 1910 | 5 | 2010 | N | Electric Utility | 1 | X | WAT | [9 empty] | N |  | 0
7140 | Georgia Power Co | 701 | Barnett Shoals | GA | Oconee | 3 | Conventional Hydroelectric | HY |  | S | X | X |  |  | 0.7 |  | 0.2 | 0.2 |  | N |  |  | RE | X | 12 | 1910 | 5 | 2010 | N | Electric Utility | 1 | X | WAT | [9 empty] | N |  | 0
7140 | Georgia Power Co | 701 | Barnett Shoals | GA | Oconee | 4 | Conventional Hydroelectric | HY |  | S | X | X |  |  | 0.7 |  | 0.2 | 0.2 |  | N |  |  | RE | X | 12 | 1910 | 5 | 2010 | N | Electric Utility | 1 | X | WAT | [9 empty] | N |  | 0
7140 | Georgia Power Co | 703 | Bowen | GA | Bartow | 6 | Petroleum Liquids | GT |  | S | X | X |  |  | 41.8 |  | 32 | 40 |  | N |  |  | RE | X | 5 | 1971 | 4 | 2013 | N | Electric Utility | 1 | X | DFO | [9 empty] | N
7140 | Georgia Power Co | 707 | Goat Rock | AL | Lee | 1 | Conventional Hydroelectric | HY |  | S | X | X |  |  | 3 |  | 3.1 | 3.1 | 3.1 | N |  |  | RE | X | 12 | 1912 | 9 | 2001 | N | Electric Utility | 1 | X | WAT | [11 empty] | 0 | 1H
7140 | Georgia Power Co | 707 | Goat Rock | AL | Lee | 2 | Conventional Hydroelectric | HY |  | S | X | X |  |  | 3 |  | 3.1 | 3.1 | 3.1 | N |  |  | RE | X | 12 | 1912 | 9 | 2001 | N | Electric Utility | 1 | X | WAT | [11 empty] | 0 | 1H
7140 | Georgia Power Co | 708 | Hammond | GA | Floyd | 1 | Conventional Steam Coal | ST |  | S | X | X |  |  | 125 | 0.9 | 110 | 110 | 50 | N |  |  | RE | X | 6 | 1954 | 7 | 2019 | N | Electric Utility | 1 | X | BIT | DFO |  |  |  |  | DFO |  |  |  | N |  |  | OVER |  | Y |  |  | Y | N |  | N
7140 | Georgia Power Co | 708 | Hammond | GA | Floyd | 2 | Conventional Steam Coal | ST |  | S | X | X |  |  | 125 | 0.9 | 110 | 110 | 50 | N |  |  | RE | X | 9 | 1954 | 7 | 2019 | N | Electric Utility | 1 | X | BIT | DFO |  |  |  |  | DFO |  |  |  | N |  |  | OVER |  | Y |  |  | Y |  |  | N
7140 | Georgia Power Co | 708 | Hammond | GA | Floyd | 3 | Conventional Steam Coal | ST |  | S | X | X |  |  | 125 | 0.9 | 110 | 110 | 50 | N |  |  | RE | X | 6 | 1955 | 7 | 2019 | N | Electric Utility | 1 | X | BIT | DFO |  |  |  |  | DFO |  |  |  | N |  |  | OVER |  | Y |  |  | Y |  |  | N
7140 | Georgia Power Co | 708 | Hammond | GA | Floyd | 4 | Conventional Steam Coal | ST |  | S | X | X |  |  | 578 | 0.85 | 510 | 510 | 225 | N |  |  | RE | X | 12 | 1970 | 7 | 2019 | N | Electric Utility | 1 | X | BIT | DFO |  |  |  |  | DFO |  |  |  | N |  |  | OVER |  | Y |  |  | Y |  |  | N
7140 | Georgia Power Co | 709 | Harllee Branch | GA | Putnam | 1 | Conventional Steam Coal | ST |  | S | X | X |  |  | 299.2 | 0.85 | 266 | 266 | 100 | N |  |  | RE | X | 6 | 1965 | 4 | 2015 | N | Electric Utility | 1 | X | BIT | DFO |  |  |  |  | DFO |  |  |  | N |  |  | OVER |  | Y |  |  | Y
7140 | Georgia Power Co | 709 | Harllee Branch | GA | Putnam | 2 | Conventional Steam Coal | ST |  | S | X | X |  |  | 359 |  | 325 | 325 |  | N |  |  | RE | X | 6 | 1967 | 9 | 2013 | N | Electric Utility | 1 | X | BIT | DFO |  |  |  |  | DFO |  |  |  | N |  |  |  |  | Y |  |  | Y
7140 | Georgia Power Co | 709 | Harllee Branch | GA | Putnam | 3 | Conventional Steam Coal | ST |  | S | X | X |  |  | 544 | 0.85 | 488 | 488 | 250 | N |  |  | RE | X | 7 | 1968 | 4 | 2015 | N | Electric Utility | 1 | X | BIT | DFO |  |  |  |  | DFO |  |  |  | N |  |  | OVER |  | Y |  |  | N | Y
7140 | Georgia Power Co | 709 | Harllee Branch | GA | Putnam | 4 | Conventional Steam Coal | ST |  | S | X | X |  |  | 544 | 0.85 | 507 | 507 | 250 | N |  |  | RE | X | 6 | 1969 | 4 | 2015 | N | Electric Utility | 1 | X | BIT | DFO |  |  |  |  | DFO |  |  |  | N |  |  | OVER |  | Y |  |  |  | Y
7140 | Georgia Power Co | 710 | Jack McDonough | GA | Cobb | 1 | Conventional Steam Coal | ST |  | S | X | X |  |  | 299.2 |  | 251 | 251 |  | N |  |  | RE | X | 8 | 1963 | 2 | 2012 | N | Electric Utility | 1 | X | BIT | NG | DFO |  |  |  | NG | DFO |  |  | N |  |  | 12H |  | Y |  |  | Y |  |  | N | Y
7140 | Georgia Power Co | 710 | Jack McDonough | GA | Cobb | 2 | Conventional Steam Coal | ST |  | S | X | X |  |  | 299.2 |  | 251 | 251 |  | N |  |  | RE | X | 6 | 1964 | 9 | 2011 | N | Electric Utility | 1 | X | BIT | NG | DFO |  |  |  | NG | DFO |  |  | N |  |  | 12H |  | Y |  |  | Y |  |  | N | Y
7140 | Georgia Power Co | 711 | Langdale | AL | Chambers | 5 | Conventional Hydroelectric | HY |  | S | X | X |  |  | 0.5 | 0.8 | 0.1 | 0.1 | 0.1 | N |  |  | RE | X | 12 | 1924 | 7 | 2019 | N | Electric Utility | 1 | X | WAT | [9 empty] | N |  | 0 | 1H | [7 empty] | N
7140 | Georgia Power Co | 711 | Langdale | AL | Chambers | 6 | Conventional Hydroelectric | HY |  | S | X | X |  |  | 0.5 | 0.8 | 0.1 | 0.1 | 0.1 | N |  |  | RE | X | 12 | 1926 | 7 | 2019 | N | Electric Utility | 1 | X | WAT | [9 empty] | N |  | 0 | 1H | [7 empty] | N
7140 | Georgia Power Co | 715 | McManus | GA | Glynn | 1 | Petroleum Liquids | ST |  | S | X | X |  |  | 50 | 0.85 | 43 | 43 | 7 | N |  |  | RE | X | 11 | 1952 | 4 | 2015 | N | Electric Utility | 1 | X | RFO | DFO |  |  |  |  | DFO |  |  |  | N |  |  | OVER
7140 | Georgia Power Co | 715 | McManus | GA | Glynn | 2 | Petroleum Liquids | ST |  | S | X | X |  |  | 93.7 | 0.85 | 79 | 79 | 10 | N |  |  | RE | X | 6 | 1959 | 4 | 2015 | N | Electric Utility | 1 | X | RFO | DFO |  |  |  |  | DFO |  |  |  | N |  |  | OVER
7140 | Georgia Power Co | 727 | Mitchell (GA) | GA | Dougherty | 1 | Conventional Steam Coal | ST |  | S | X | X |  |  | 27.5 |  | 20 | 20 |  | N |  |  | RE | X | 11 | 1948 | 7 | 2002 | N | Electric Utility | 1 | X | BIT | DFO | [8 empty] | N
7140 | Georgia Power Co | 727 | Mitchell (GA) | GA | Dougherty | 2 | Conventional Steam Coal | ST |  | S | X | X |  |  | 27.5 |  | 20 | 20 |  | N |  |  | RE | X | 11 | 1948 | 12 | 2002 | N | Electric Utility | 1 | X | BIT | DFO | [8 empty] | N
7140 | Georgia Power Co | 727 | Mitchell (GA) | GA | Dougherty | 3 | Conventional Steam Coal | ST |  | S | X | X |  |  | 163.2 | 0.85 | 155 | 155 | 65 | N |  |  | RE | X | 5 | 1964 | 8 | 2016 | N | Electric Utility | 1 | X | BIT | DFO |  |  |  |  | DFO |  |  |  | N | N |  | OVER |  | Y |  |  | Y
7140 | Georgia Power Co | 727 | Mitchell (GA) | GA | Dougherty | 4A | Petroleum Liquids | GT |  | S | X | X |  |  | 41.8 | 0.9 | 31 | 40 | 31 | N |  |  | RE | X | 5 | 1971 | 8 | 2016 | N | Electric Utility | 1 | X | DFO | [9 empty] | N |  |  | 1H
7140 | Georgia Power Co | 727 | Mitchell (GA) | GA | Dougherty | 4B | Petroleum Liquids | GT |  | S | X | X |  |  | 41.8 | 0.9 | 31 | 40 | 31 | N |  |  | RE | X | 6 | 1971 | 8 | 2016 | N | Electric Utility | 1 | X | DFO | [9 empty] | N |  |  | 1H
7140 | Georgia Power Co | 727 | Mitchell (GA) | GA | Dougherty | 4C | Petroleum Liquids | GT |  | S | X | X |  |  | 41.8 |  | 31 | 40 |  | N |  |  | RE | X | 5 | 1971 | 3 | 2012 | N | Electric Utility | 1 | X | DFO | [9 empty] | N
7140 | Georgia Power Co | 728 | Yates | GA | Coweta | 1 | Conventional Steam Coal | ST |  | S | X | X |  |  | 122.5 | 0.9 | 97 | 97 | 45 | N |  |  | RE | X | 9 | 1950 | 4 | 2015 | N | Electric Utility | 1 | X | BIT | NG | DFO |  |  |  | DFO |  |  |  | N |  |  | OVER |  | Y |  |  | Y |  |  |  | Y | N
7140 | Georgia Power Co | 728 | Yates | GA | Coweta | 2 | Conventional Steam Coal | ST |  | S | X | X |  |  | 122.5 | 0.9 | 103 | 103 | 45 | N |  |  | RE | X | 11 | 1950 | 4 | 2015 | N | Electric Utility | 1 | X | BIT | NG | DFO |  |  |  | DFO |  |  |  | N |  |  | OVER |  | Y |  |  | Y |  |  |  | Y | N
7140 | Georgia Power Co | 728 | Yates | GA | Coweta | 3 | Conventional Steam Coal | ST |  | S | X | X |  |  | 122.5 | 0.9 | 111 | 111 | 45 | N |  |  | RE | X | 8 | 1952 | 4 | 2015 | N | Electric Utility | 1 | X | BIT | NG | DFO |  |  |  | DFO |  |  |  | N |  |  | OVER |  | Y |  |  | Y |  |  |  | Y | N
7140 | Georgia Power Co | 728 | Yates | GA | Coweta | 4 | Conventional Steam Coal | ST |  | S | X | X |  |  | 156.2 | 0.85 | 133 | 133 | 55 | N |  |  | RE | X | 6 | 1957 | 4 | 2015 | N | Electric Utility | 1 | X | BIT | NG | DFO |  |  |  | DFO |  |  |  | N |  |  | OVER |  | Y |  |  | Y |  |  |  | Y | N
7140 | Georgia Power Co | 728 | Yates | GA | Coweta | 5 | Conventional Steam Coal | ST |  | S | X | X |  |  | 156.2 | 0.85 | 135 | 135 | 55 | N |  |  | RE | X | 5 | 1958 | 4 | 2015 | N | Electric Utility | 1 | X | BIT | NG | DFO |  |  |  | DFO |  |  |  | N |  |  | OVER |  | Y |  |  | Y |  |  |  | Y | N
7140 | Georgia Power Co | 732 | Boulevard | GA | Chatham | 2 | Natural Gas Fired Combustion Turbine | GT |  | S | X | X |  |  | 15.6 |  | 14 | 18.6 |  | N |  |  | RE | X | 9 | 1970 | 7 | 2013 | N | Electric Utility | 1 | X | NG | DFO | [8 empty] | N | [10 empty] | N |  | N
7140 | Georgia Power Co | 732 | Boulevard | GA | Chatham | 3 | Natural Gas Fired Combustion Turbine | GT |  | S | X | X |  |  | 15.6 |  | 14 | 18.6 |  | N |  |  | RE | X | 8 | 1970 | 7 | 2013 | N | Electric Utility | 1 | X | NG | DFO | [8 empty] | N | [10 empty] | N |  | N
7140 | Georgia Power Co | 733 | Kraft | GA | Chatham | 2 | Conventional Steam Coal | ST |  | S | X | X |  |  | 54.4 | 0.85 | 52 | 52 | 32 | N |  |  | RE | X | 5 | 1961 | 10 | 2015 | N | Electric Utility | 1 | X | BIT | NG |  |  |  |  | NG |  |  |  | N |  |  | OVER |  | Y |  |  | Y |  |  |  | N | N
7140 | Georgia Power Co | 733 | Kraft | GA | Chatham | 3 | Conventional Steam Coal | ST |  | S | X | X |  |  | 103.5 | 0.9 | 101 | 101 | 50 | N |  |  | RE | X | 5 | 1965 | 10 | 2015 | N | Electric Utility | 1 | X | BIT | NG |  |  |  |  | NG |  |  |  | N |  |  | OVER |  | Y |  |  | Y |  |  |  | N | N
7140 | Georgia Power Co | 733 | Kraft | GA | Chatham | 4 | Natural Gas Steam Turbine | ST |  | S | X | X |  |  | 126 | 0.9 | 115 | 115 | 30 | N |  |  | RE | X | 3 | 1972 | 10 | 2015 | N | Electric Utility | 1 | X | NG | RFO |  |  |  |  | NG |  |  |  | N |  |  | OVER | [8 empty] | N | Y
7140 | Georgia Power Co | 733 | Kraft | GA | Chatham | PWA | Natural Gas Fired Combustion Turbine | GT |  | S | X | X |  |  | 18.5 | 0.85 | 17 | 20.3 | 17 | N |  |  | RE | X | 6 | 1969 | 8 | 2016 | N | Electric Utility | 1 | X | NG | DFO | [8 empty] | N |  |  | 1H | [8 empty] | N | Y
7140 | Georgia Power Co | 733 | Kraft | GA | Chatham | ST1 | Conventional Steam Coal | ST |  | S | X | X |  |  | 50 | 0.85 | 48 | 48 | 32 | N |  |  | RE | X | 7 | 1958 | 10 | 2015 | N | Electric Utility | 1 | X | BIT | NG |  |  |  |  | NG |  |  |  | N |  |  | OVER |  | Y |  |  | Y
7140 | Georgia Power Co | 734 | Riverside (GA) | GA | Chatham | 4 | Natural Gas Steam Turbine | ST |  | S | X | X |  |  | 15 |  | 20 | 20 |  | N |  |  | RE | X | 3 | 1926 | 9 | 2004 | N | Electric Utility | 1 | X | NG | [9 empty] | N
7140 | Georgia Power Co | 734 | Riverside (GA) | GA | Chatham | 5 | Natural Gas Steam Turbine | ST |  | S | X | X |  |  | 7.5 |  | 9 | 9 |  | N |  |  | RE | X | 4 | 1936 | 9 | 2004 | N | Electric Utility | 1 | X | NG | [9 empty] | N
7140 | Georgia Power Co | 734 | Riverside (GA) | GA | Chatham | 6 | Natural Gas Steam Turbine | ST |  | S | X | X |  |  | 24.7 |  | 19 | 19 |  | N |  |  | RE | X | 5 | 1949 | 5 | 2005 | N | Electric Utility | 1 | X | NG | [9 empty] | N
7140 | Georgia Power Co | 734 | Riverside (GA) | GA | Chatham | 7 | Natural Gas Steam Turbine | ST |  | S | X | X |  |  | 21.2 |  | 20 | 20 |  | N |  |  | RE | X | 7 | 1954 | 5 | 2005 | N | Electric Utility | 1 | X | NG | [9 empty] | N
7140 | Georgia Power Co | 734 | Riverside (GA) | GA | Chatham | 8 | Natural Gas Steam Turbine | ST |  | S | X | X |  |  | 37.5 |  | 39 | 39 |  | N |  |  | RE | X | 6 | 1956 | 2 | 2005 | N | Electric Utility | 1 | X | NG
18454 | Tampa Electric Co | 747 | Dinner Lake | FL | Highlands | 1 | Natural Gas Steam Turbine | ST |  | S | X | X |  |  | 12.6 |  | 11 | 11 |  | N |  |  | RE | X | 12 | 1966 | 1 | 2003 | N | Electric Utility | 1 | X | NG | RFO | [8 empty] | N
18454 | Tampa Electric Co | 748 | Phillips | FL | Highlands | 1 | Petroleum Liquids | IC |  | S | X | X |  |  | 19.2 | 0.85 | 18 | 18 | 6 | N |  |  | RE | X | 6 | 1983 | 11 | 2015 | N | Electric Utility | 1 | X | DFO | [9 empty] | N |  |  | 10M
18454 | Tampa Electric Co | 748 | Phillips | FL | Highlands | 2 | Petroleum Liquids | IC |  | S | X | X |  |  | 19.2 | 0.85 | 18 | 18 | 6 | N |  |  | RE | X | 6 | 1983 | 11 | 2015 | N | Electric Utility | 1 | X | DFO | [9 empty] | N |  |  | 10M
18454 | Tampa Electric Co | 748 | Phillips | FL | Highlands | 3 | Petroleum Liquids | CA |  | S | N | X |  |  | 3.6 |  | 3 | 3 |  | N |  |  | RE | X | 6 | 1983 | 3 | 2006 | N | Electric Utility | 1 | X | RFO | DFO | [8 empty] | N | [11 empty] | N | N
27813 | USCE-Mobile District | 759 | Buford | GA | Forsyth | 1 | Conventional Hydroelectric | HY |  | S | X | X |  |  | 40 |  | 40 | 40 |  | N |  |  | RE | X | 10 | 1957 | 12 | 2003 | N | Electric Utility | 1 | X | WAT | [9 empty] | N |  | 0
27813 | USCE-Mobile District | 759 | Buford | GA | Forsyth | 2 | Conventional Hydroelectric | HY |  | S | X | X |  |  | 40 |  | 40 | 40 |  | N |  |  | RE | X | 6 | 1957 | 12 | 2004 | N | Electric Utility | 1 | X | WAT | [9 empty] | N |  | 0
27813 | USCE-Mobile District | 759 | Buford | GA | Forsyth | 3 | Conventional Hydroelectric | HY |  | S | X | X |  |  | 6 |  | 6 | 6 |  | N |  |  | RE | X | 7 | 1957 | 2 | 2005 | N | Electric Utility | 1 | X | WAT | [9 empty] | N |  | 0
19547 | Hawaiian Electric Co Inc | 764 | Honolulu | HI | Honolulu | H8 | Petroleum Liquids | ST |  | S | X | X |  |  | 50 | 0.9 | 48.6 | 48.6 | 22 |  |  |  | RE | X | 12 | 1954 | 1 | 2014 | N | Electric Utility | 1 | X | RFO | [5 empty] | PG |  |  |  | N |  |  | OVER
19547 | Hawaiian Electric Co Inc | 764 | Honolulu | HI | Honolulu | H9 | Petroleum Liquids | ST |  | S | X | X |  |  | 54.4 | 0.8 | 51.7 | 51.7 | 22 |  |  |  | RE | X | 11 | 1957 | 1 | 2014 | N | Electric Utility | 1 | X | RFO | [5 empty] | PG |  |  |  | N |  |  | OVER
8287 | Hawaii Electric Light Co Inc | 768 | Waimea | HI | Hawaii | 10 | Petroleum Liquids | IC |  | S | X | X |  |  | 1 |  | 1 | 1 |  |  |  |  | RE | X | 10 | 1954 | 1 | 2001 | N | Electric Utility | 1 | X | DFO | [9 empty] | N
8287 | Hawaii Electric Light Co Inc | 768 | Waimea | HI | Hawaii | 8 | Petroleum Liquids | IC |  | S | X | X |  |  | 1 |  | 1 | 1 |  |  |  |  | RE | X | 10 | 1954 | 1 | 2001 | N | Electric Utility | 1 | X | DFO | [9 empty] | N
8287 | Hawaii Electric Light Co Inc | 768 | Waimea | HI | Hawaii | 9 | Petroleum Liquids | IC |  | S | X | X |  |  | 1 |  | 1 | 1 |  |  |  |  | RE | X | 10 | 1954 | 1 | 2001 | N | Electric Utility | 1 | X | DFO | [9 empty] | N
8287 | Hawaii Electric Light Co Inc | 771 | Puueo | HI | Hawaii | 2 | Conventional Hydroelectric | HY |  | S | X | X |  |  | 1.5 |  | 1.7 | 1.7 |  |  |  |  | RE | X | 9 | 1941 | 12 | 2002 | N | Electric Utility | 1 | X | WAT | [20 empty] | N
14653 | PUD No 1 of Pend Oreille County | 773 | Sullivan CR | WA | Pend Oreille | 1 | Conventional Hydroelectric | HY |  | S | X | X | [10 empty] | CN | X |  |  |  |  | N | Electric Utility | 1 | X | WAT | [9 empty] | N
14653 | PUD No 1 of Pend Oreille County | 773 | Sullivan CR | WA | Pend Oreille | 2 | Conventional Hydroelectric | HY |  | S | X | X | [10 empty] | CN | X |  |  |  |  | N | Electric Utility | 1 | X | WAT | [9 empty] | N
40215 | Cordova Electric Coop, Inc | 789 | Orca | AK | Valdez Cordova | 1 | Petroleum Liquids | IC |  | S | X | X |  |  | 1.5 |  | 1.5 | 1.5 |  | N |  |  | CN | X |  |  |  |  | N | Electric Utility | 1 | X | DFO | [9 empty] | N |  |  | 10M | [8 empty] | N | N
40215 | Cordova Electric Coop, Inc | 789 | Orca | AK | Valdez Cordova | 2 | Petroleum Liquids | IC |  | S | X | X |  |  | 1.5 |  | 1.5 | 1.5 |  | N |  |  | CN | X |  |  |  |  | N | Electric Utility | 1 | X | DFO | [9 empty] | N |  |  | 10M | [8 empty] | N | N
9191 | Idaho Power Co | 818 | Shoshone Falls | ID | Jerome | 1 | Conventional Hydroelectric | HY |  | S | X | X |  |  | 0.6 | 1 | 0.7 | 0.7 | 0 | N |  |  | RE | X | 6 | 1909 | 12 | 2017 | N | Electric Utility | 1 | X | WAT | [9 empty] | N | N |  | 10M | [7 empty] | N
9191 | Idaho Power Co | 818 | Shoshone Falls | ID | Jerome | 2 | Conventional Hydroelectric | HY |  | S | X | X |  |  | 0.4 | 0.8 | 0.4 | 0.4 | 0 | N |  |  | RE | X | 8 | 1907 | 12 | 2017 | N | Electric Utility | 1 | X | WAT | [9 empty] | N | N |  | 10M | [7 empty] | N
9191 | Idaho Power Co | 820 | Thousand Springs | ID | Gooding | 1 | Conventional Hydroelectric | HY |  | S | X | X | TSPO_GNODE003 | TSPO_7_G003 | 1 | 0.8 | 0.8 | 0.8 | 0 |  |  |  | RE | X | 8 | 1912 | 12 | 2017 | N | Electric Utility | 1 | X | WAT | [9 empty] | N | N |  | 10M | [7 empty] | N
9191 | Idaho Power Co | 820 | Thousand Springs | ID | Gooding | 2 | Conventional Hydroelectric | HY |  | S | X | X |  |  | 1 | 0.8 | 0.8 | 0.8 | 0 |  |  |  | RE | X | 8 | 1912 | 12 | 2017 | N | Electric Utility | 1 | X | WAT | [9 empty] | N | N |  | 10M | [7 empty] | N
14354 | PacifiCorp | 826 | Cove | ID | Caribou | 1 | Conventional Hydroelectric | HY |  | S | X | X |  |  | 7.5 |  | 7 | 7 |  | N |  |  | RE | X | 88 | 1917 | 12 | 2006 | N | Electric Utility | 1 | X | WAT | [9 empty] | N | [10 empty] | N
49756 | Illinois Power Resources Generating LLC | 856 | E D Edwards | IL | Peoria | 1 | Conventional Steam Coal | ST |  | S | X | X | AMIL.EDWARDS1 | AMIL.EDWARDS1 | 136 | 0.85 | 95 | 105 | 70 | N |  |  | RE | X | 5 | 1960 | 12 | 2015 | N | IPP Non-CHP | 2 | X | SUB | [5 empty] | DFO |  |  |  | N | N |  | OVER |  | Y |  |  | Y |  |  | N | N | N
49756 | Illinois Power Resources Generating LLC | 860 | Sterling Avenue | IL | Peoria | 1 | Natural Gas Fired Combustion Turbine | GT |  | S | X | X |  |  | 18 |  | 15 | 15 |  | N |  |  | RE | X | 12 | 1967 | 4 | 2009 | N | IPP Non-CHP | 2 | X | NG
49756 | Illinois Power Resources Generating LLC | 860 | Sterling Avenue | IL | Peoria | 2 | Natural Gas Fired Combustion Turbine | GT |  | S | X | X |  |  | 18 |  | 15 | 15 |  | N |  |  | RE | X | 12 | 1967 | 4 | 2009 | N | IPP Non-CHP | 2 | X | NG | [9 empty] | N
520 | Illinois Power Generating Co | 861 | Coffeen | IL | Montgomery | 1 | Conventional Steam Coal | ST |  | S | X | X | AMIL.COFFEEN1 | AMIL.COFFEEN1 | 388.9 | 0.85 | 330 | 335 | 190 | N |  |  | RE | X | 12 | 1965 | 11 | 2019 | N | IPP Non-CHP | 2 | X | RC | SUB | BIT |  |  |  | DFO |  |  |  | N | N |  | OVER |  | Y |  |  | Y |  |  | N | N | N
520 | Illinois Power Generating Co | 861 | Coffeen | IL | Montgomery | 2 | Conventional Steam Coal | ST |  | S | X | X | AMIL.COFFEEN2 | AMIL.COFFEEN2 | 616.5 | 0.9 | 565 | 580 | 265 | N |  |  | RE | X | 9 | 1972 | 11 | 2019 | N | IPP Non-CHP | 2 | X | RC | SUB | BIT |  |  |  | DFO |  |  |  | N | N |  | OVER |  | Y |  |  | Y |  |  | N | N | N
12384 | Midwest Generations EME LLC | 865 | Bloom | IL | Cook | 331 | Petroleum Liquids | GT |  | S | X | X |  |  | 19 |  | 11.2 | 14.2 |  | N |  |  | RE | X | 4 | 1971 | 1 | 2003 | N | IPP Non-CHP | 2 | X | DFO
12384 | Midwest Generations EME LLC | 865 | Bloom | IL | Cook | 332 | Petroleum Liquids | GT |  | S | X | X |  |  | 19 |  | 13.5 | 16.8 |  | N |  |  | RE | X | 4 | 1971 | 1 | 2003 | N | IPP Non-CHP | 2 | X | DFO
12384 | Midwest Generations EME LLC | 865 | Bloom | IL | Cook | 333 | Petroleum Liquids | GT |  | S | X | X |  |  | 19 |  | 12.7 | 15.7 |  | N |  |  | RE | X | 4 | 1971 | 1 | 2003 | N | IPP Non-CHP | 2 | X | DFO
12384 | Midwest Generations EME LLC | 865 | Bloom | IL | Cook | 334 | Petroleum Liquids | GT |  | S | X | X |  |  | 19 |  | 11.4 | 16.9 |  | N |  |  | RE | X | 4 | 1971 | 1 | 2003 | N | IPP Non-CHP | 2 | X | DFO
12384 | Midwest Generations EME LLC | 865 | Bloom | IL | Cook | 341 | Petroleum Liquids | GT |  | S | X | X |  |  | 19 |  | 13.7 | 16.9 |  | N |  |  | RE | X | 5 | 1971 | 1 | 2003 | N | IPP Non-CHP | 2 | X | DFO
12384 | Midwest Generations EME LLC | 865 | Bloom | IL | Cook | 342 | Petroleum Liquids | GT |  | S | X | X |  |  | 19 |  | 13.7 | 14.1 |  | N |  |  | RE | X | 5 | 1971 | 1 | 2003 | N | IPP Non-CHP | 2 | X | DFO
12384 | Midwest Generations EME LLC | 865 | Bloom | IL | Cook | 343 | Petroleum Liquids | GT |  | S | X | X |  |  | 19 |  | 11.9 | 15 |  | N |  |  | RE | X | 5 | 1971 | 1 | 2003 | N | IPP Non-CHP | 2 | X | DFO
12384 | Midwest Generations EME LLC | 865 | Bloom | IL | Cook | 344 | Petroleum Liquids | GT |  | S | X | X |  |  | 19 |  | 12.3 | 15.2 |  | N |  |  | RE | X | 5 | 1971 | 1 | 2003 | N | IPP Non-CHP | 2 | X | DFO
12384 | Midwest Generations EME LLC | 866 | Calumet | IL | Cook | 311 | Natural Gas Fired Combustion Turbine | GT |  | S | X | X |  |  | 18.4 |  | 14.7 | 17.9 |  | N |  |  | RE | X | 6 | 1969 | 12 | 2004 | N | IPP Non-CHP | 2 | X | NG | DFO
12384 | Midwest Generations EME LLC | 866 | Calumet | IL | Cook | 312 | Natural Gas Fired Combustion Turbine | GT |  | S | X | X |  |  | 18.4 |  | 14.1 | 17.4 |  | N |  |  | RE | X | 6 | 1969 | 12 | 2004 | N | IPP Non-CHP | 2 | X | NG | DFO
12384 | Midwest Generations EME LLC | 866 | Calumet | IL | Cook | 313 | Natural Gas Fired Combustion Turbine | GT |  | S | X | X |  |  | 18.4 |  | 12.3 | 15.9 |  | N |  |  | RE | X | 6 | 1969 | 12 | 2004 | N | IPP Non-CHP | 2 | X | NG | DFO
12384 | Midwest Generations EME LLC | 866 | Calumet | IL | Cook | 314 | Natural Gas Fired Combustion Turbine | GT |  | S | X | X |  |  | 18.4 |  | 14.8 | 18.4 |  | N |  |  | RE | X | 6 | 1969 | 12 | 2004 | N | IPP Non-CHP | 2 | X | NG | DFO
12384 | Midwest Generations EME LLC | 866 | Calumet | IL | Cook | 321 | Natural Gas Fired Combustion Turbine | GT |  | S | X | X |  |  | 18.4 |  | 14.1 | 17.4 |  | N |  |  | RE | X | 6 | 1996 | 12 | 2004 | N | IPP Non-CHP | 2 | X | NG | DFO
12384 | Midwest Generations EME LLC | 866 | Calumet | IL | Cook | 322 | Natural Gas Fired Combustion Turbine | GT |  | S | X | X |  |  | 18.4 |  | 14.2 | 18 |  | N |  |  | RE | X | 6 | 1996 | 12 | 2004 | N | IPP Non-CHP | 2 | X | NG | DFO
12384 | Midwest Generations EME LLC | 866 | Calumet | IL | Cook | 323 | Natural Gas Fired Combustion Turbine | GT |  | S | X | X |  |  | 18.4 |  | 14.2 | 17.5 |  | N |  |  | RE | X | 6 | 1969 | 12 | 2004 | N | IPP Non-CHP | 2 | X | NG | DFO
12384 | Midwest Generations EME LLC | 866 | Calumet | IL | Cook | 324 | Natural Gas Fired Combustion Turbine | GT |  | S | X | X |  |  | 18.4 |  | 14.2 | 17.5 |  | N |  |  | RE | X | 6 | 1969 | 12 | 2004 | N | IPP Non-CHP | 2 | X | NG | DFO
12384 | Midwest Generations EME LLC | 866 | Calumet | IL | Cook | 331 | Natural Gas Fired Combustion Turbine | GT |  | S | X | X |  |  | 18.4 |  | 15.1 | 18.4 |  | N |  |  | RE | X | 6 | 1969 | 12 | 2004 | N | IPP Non-CHP | 2 | X | NG | DFO
12384 | Midwest Generations EME LLC | 866 | Calumet | IL | Cook | 332 | Natural Gas Fired Combustion Turbine | GT |  | S | X | X |  |  | 18.4 |  | 13 | 17.3 |  | N |  |  | RE | X | 6 | 1969 | 12 | 2004 | N | IPP Non-CHP | 2 | X | NG | DFO
12384 | Midwest Generations EME LLC | 866 | Calumet | IL | Cook | 333 | Natural Gas Fired Combustion Turbine | GT |  | S | X | X |  |  | 18.4 |  | 13.6 | 17.2 |  | N |  |  | RE | X | 6 | 1969 | 12 | 2004 | N | IPP Non-CHP | 2 | X | NG | DFO
12384 | Midwest Generations EME LLC | 866 | Calumet | IL | Cook | 341 | Natural Gas Fired Combustion Turbine | GT |  | S | X | X |  |  | 19 |  | 13.7 | 17.9 |  | N |  |  | RE | X | 6 | 1970 | 12 | 2004 | N | IPP Non-CHP | 2 | X | NG | DFO
12384 | Midwest Generations EME LLC | 866 | Calumet | IL | Cook | 342 | Natural Gas Fired Combustion Turbine | GT |  | S | X | X |  |  | 19 |  | 14 | 17.2 |  | N |  |  | RE | X | 6 | 1970 | 12 | 2004 | N | IPP Non-CHP | 2 | X | NG | DFO
12384 | Midwest Generations EME LLC | 866 | Calumet | IL | Cook | 343 | Natural Gas Fired Combustion Turbine | GT |  | S | X | X |  |  | 19 |  | 13.6 | 16.8 |  | N |  |  | RE | X | 6 | 1970 | 12 | 2004 | N | IPP Non-CHP | 2 | X | NG | DFO
12384 | Midwest Generations EME LLC | 866 | Calumet | IL | Cook | 344 | Natural Gas Fired Combustion Turbine | GT |  | S | X | X |  |  | 19 |  | 8.3 | 11.5 |  | N |  |  | RE | X | 6 | 1970 | 12 | 2004 | N | IPP Non-CHP | 2 | X | NG | DFO
12384 | Midwest Generations EME LLC | 867 | Crawford | IL | Cook | 311 | Natural Gas Fired Combustion Turbine | GT |  | S | X | X |  |  | 17.3 |  | 17.3 | 13.9 |  | N |  |  | RE | X | 7 | 1968 | 3 | 2005 | N | IPP Non-CHP | 2 | X | NG | [9 empty] | N
12384 | Midwest Generations EME LLC | 867 | Crawford | IL | Cook | 312 | Natural Gas Fired Combustion Turbine | GT |  | S | X | X |  |  | 17.3 |  | 13.7 | 17 |  | N |  |  | RE | X | 6 | 1968 | 3 | 2005 | N | IPP Non-CHP | 2 | X | NG | [9 empty] | N
12384 | Midwest Generations EME LLC | 867 | Crawford | IL | Cook | 313 | Natural Gas Fired Combustion Turbine | GT |  | S | X | X |  |  | 17.3 |  | 14.4 | 17.9 |  | N |  |  | RE | X | 7 | 1968 | 3 | 2005 | N | IPP Non-CHP | 2 | X | NG | [9 empty] | N
12384 | Midwest Generations EME LLC | 867 | Crawford | IL | Cook | 314 | Natural Gas Fired Combustion Turbine | GT |  | S | X | X |  |  | 17.3 |  | 13.9 | 17.3 |  | N |  |  | RE | X | 7 | 1968 | 3 | 2005 | N | IPP Non-CHP | 2 | X | NG
12384 | Midwest Generations EME LLC | 867 | Crawford | IL | Cook | 321 | Natural Gas Fired Combustion Turbine | GT |  | S | X | X |  |  | 17.3 |  | 14.7 | 18.3 |  | N |  |  | RE | X | 7 | 1968 | 3 | 2005 | N | IPP Non-CHP | 2 | X | NG
12384 | Midwest Generations EME LLC | 867 | Crawford | IL | Cook | 322 | Natural Gas Fired Combustion Turbine | GT |  | S | X | X |  |  | 17.3 |  | 14.7 | 18.3 |  | N |  |  | RE | X | 7 | 1968 | 3 | 2005 | N | IPP Non-CHP | 2 | X | NG
12384 | Midwest Generations EME LLC | 867 | Crawford | IL | Cook | 323 | Natural Gas Fired Combustion Turbine | GT |  | S | X | X |  |  | 17.3 |  | 13.9 | 17.3 |  | N |  |  | RE | X | 7 | 1968 | 3 | 2005 | N | IPP Non-CHP | 2 | X | NG | [9 empty] | N
12384 | Midwest Generations EME LLC | 867 | Crawford | IL | Cook | 324 | Natural Gas Fired Combustion Turbine | GT |  | S | X | X |  |  | 17.3 |  | 14.2 | 17.7 |  | N |  |  | RE | X | 6 | 1968 | 3 | 2005 | N | IPP Non-CHP | 2 | X | NG | [9 empty] | N
12384 | Midwest Generations EME LLC | 867 | Crawford | IL | Cook | 331 | Natural Gas Fired Combustion Turbine | GT |  | S | X | X |  |  | 17.3 |  | 14.2 | 17.7 |  | N |  |  | RE | X | 7 | 1968 | 3 | 2005 | N | IPP Non-CHP | 2 | X | NG | [9 empty] | N
12384 | Midwest Generations EME LLC | 867 | Crawford | IL | Cook | 332 | Natural Gas Fired Combustion Turbine | GT |  | S | X | X |  |  | 17.3 |  | 13.8 | 17.1 |  | N |  |  | RE | X | 7 | 1968 | 3 | 2005 | N | IPP Non-CHP | 2 | X | NG | [9 empty] | N
12384 | Midwest Generations EME LLC | 867 | Crawford | IL | Cook | 333 | Natural Gas Fired Combustion Turbine | GT |  | S | X | X |  |  | 17.3 |  | 14.3 | 17.8 |  | N |  |  | RE | X | 7 | 1968 | 3 | 2005 | N | IPP Non-CHP | 2 | X | NG | [9 empty] | N
12384 | Midwest Generations EME LLC | 867 | Crawford | IL | Cook | 334 | Natural Gas Fired Combustion Turbine | GT |  | S | X | X |  |  | 17.3 |  | 13.7 | 17 |  | N |  |  | RE | X | 6 | 1968 | 3 | 2005 | N | IPP Non-CHP | 2 | X | NG | [9 empty] | N
12384 | Midwest Generations EME LLC | 867 | Crawford | IL | Cook | 7 | Conventional Steam Coal | ST |  | S | X | X |  |  | 239.3 |  | 213 | 216 |  | N |  |  | RE | X | 5 | 1958 | 8 | 2012 | N | IPP Non-CHP | 2 | X | SUB | [9 empty] | N |  |  |  |  | Y |  |  | Y
12384 | Midwest Generations EME LLC | 867 | Crawford | IL | Cook | 8 | Conventional Steam Coal | ST |  | S | X | X |  |  | 358.1 |  | 319 | 326 |  | N |  |  | RE | X | 4 | 1961 | 8 | 2012 | N | IPP Non-CHP | 2 | X | SUB | [9 empty] | N |  |  |  |  | Y |  |  | Y
12384 | Midwest Generations EME LLC | 870 | Electric Junction | IL | DuPage | 311 | Natural Gas Fired Combustion Turbine | GT |  | S | X | X |  |  | 19 |  | 14.6 | 17.7 |  | N |  |  | RE | X | 6 | 1970 | 12 | 2004 | N | IPP Non-CHP | 2 | X | NG
12384 | Midwest Generations EME LLC | 870 | Electric Junction | IL | DuPage | 312 | Natural Gas Fired Combustion Turbine | GT |  | S | X | X |  |  | 19 |  | 15 | 18.3 |  | N |  |  | RE | X | 6 | 1970 | 12 | 2004 | N | IPP Non-CHP | 2 | X | NG
12384 | Midwest Generations EME LLC | 870 | Electric Junction | IL | DuPage | 313 | Natural Gas Fired Combustion Turbine | GT |  | S | X | X |  |  | 19 |  | 15.1 | 18.3 |  | N |  |  | RE | X | 6 | 1970 | 12 | 2004 | N | IPP Non-CHP | 2 | X | NG
12384 | Midwest Generations EME LLC | 870 | Electric Junction | IL | DuPage | 314 | Natural Gas Fired Combustion Turbine | GT |  | S | X | X |  |  | 19 |  | 14.7 | 17.9 |  | N |  |  | RE | X | 6 | 1970 | 12 | 2004 | N | IPP Non-CHP | 2 | X | NG
12384 | Midwest Generations EME LLC | 870 | Electric Junction | IL | DuPage | 321 | Natural Gas Fired Combustion Turbine | GT |  | S | X | X |  |  | 19 |  | 14.9 | 18.8 |  | N |  |  | RE | X | 6 | 1970 | 12 | 2004 | N | IPP Non-CHP | 2 | X | NG
12384 | Midwest Generations EME LLC | 870 | Electric Junction | IL | DuPage | 322 | Natural Gas Fired Combustion Turbine | GT |  | S | X | X |  |  | 19 |  | 14.6 | 17.7 |  | N |  |  | RE | X | 6 | 1970 | 12 | 2004 | N | IPP Non-CHP | 2 | X | NG
12384 | Midwest Generations EME LLC | 870 | Electric Junction | IL | DuPage | 323 | Natural Gas Fired Combustion Turbine | GT |  | S | X | X |  |  | 19 |  | 14.4 | 17.5 |  | N |  |  | RE | X | 6 | 1970 | 12 | 2004 | N | IPP Non-CHP | 2 | X | NG
12384 | Midwest Generations EME LLC | 870 | Electric Junction | IL | DuPage | 324 | Natural Gas Fired Combustion Turbine | GT |  | S | X | X |  |  | 19 |  | 15.3 | 18.7 |  | N |  |  | RE | X | 6 | 1970 | 12 | 2004 | N | IPP Non-CHP | 2 | X | NG
12384 | Midwest Generations EME LLC | 870 | Electric Junction | IL | DuPage | 331 | Natural Gas Fired Combustion Turbine | GT |  | S | X | X |  |  | 19 |  | 14.7 | 17.9 |  | N |  |  | RE | X | 8 | 1970 | 12 | 2004 | N | IPP Non-CHP | 2 | X | NG
12384 | Midwest Generations EME LLC | 870 | Electric Junction | IL | DuPage | 332 | Natural Gas Fired Combustion Turbine | GT |  | S | X | X |  |  | 19 |  | 15.1 | 18.5 |  | N |  |  | RE | X | 8 | 1970 | 12 | 2004 | N | IPP Non-CHP | 2 | X | NG
12384 | Midwest Generations EME LLC | 870 | Electric Junction | IL | DuPage | 333 | Natural Gas Fired Combustion Turbine | GT |  | S | X | X |  |  | 19 |  | 14.7 | 17.8 |  | N |  |  | RE | X | 6 | 1970 | 12 | 2004 | N | IPP Non-CHP | 2 | X | NG
12384 | Midwest Generations EME LLC | 870 | Electric Junction | IL | DuPage | 334 | Natural Gas Fired Combustion Turbine | GT |  | S | X | X |  |  | 19 |  | 14.7 | 17.9 |  | N |  |  | RE | X | 4 | 1971 | 12 | 2004 | N | IPP Non-CHP | 2 | X | NG
12384 | Midwest Generations EME LLC | 870 | Electric Junction | IL | DuPage | 341 | Natural Gas Fired Combustion Turbine | GT |  | S | X | X |  |  | 19 |  | 9.5 | 12.8 |  | N |  |  | RE | X | 4 | 1971 | 12 | 2004 | N | IPP Non-CHP | 2 | X | NG | DFO
12384 | Midwest Generations EME LLC | 870 | Electric Junction | IL | DuPage | 342 | Natural Gas Fired Combustion Turbine | GT |  | S | X | X |  |  | 19 |  | 9.8 | 12.8 |  | N |  |  | RE | X | 4 | 1971 | 12 | 2004 | N | IPP Non-CHP | 2 | X | NG | DFO
12384 | Midwest Generations EME LLC | 870 | Electric Junction | IL | DuPage | 343 | Natural Gas Fired Combustion Turbine | GT |  | S | X | X |  |  | 19 |  | 10.4 | 13.2 |  | N |  |  | RE | X | 4 | 1971 | 12 | 2004 | N | IPP Non-CHP | 2 | X | NG | DFO
12384 | Midwest Generations EME LLC | 870 | Electric Junction | IL | DuPage | 344 | Natural Gas Fired Combustion Turbine | GT |  | S | X | X |  |  | 19 |  | 9.9 | 12.8 |  | N |  |  | RE | X | 4 | 1971 | 12 | 2004 | N | IPP Non-CHP | 2 | X | NG | DFO
12384 | Midwest Generations EME LLC | 874 | Joliet 9 | IL | Will | 311 | Natural Gas Fired Combustion Turbine | GT |  | S | X | X |  |  | 18.4 |  | 15.8 | 19.3 |  | N |  |  | RE | X | 5 | 1969 | 12 | 2004 | N | IPP Non-CHP | 2 | X | NG | [12 empty] | OVER
12384 | Midwest Generations EME LLC | 874 | Joliet 9 | IL | Will | 312 | Natural Gas Fired Combustion Turbine | GT |  | S | X | X |  |  | 18.4 |  | 14.5 | 17.7 |  | N |  |  | RE | X | 5 | 1969 | 12 | 2004 | N | IPP Non-CHP | 2 | X | NG
12384 | Midwest Generations EME LLC | 874 | Joliet 9 | IL | Will | 313 | Natural Gas Fired Combustion Turbine | GT |  | S | X | X |  |  | 18.4 |  | 14.6 | 17.8 |  | N |  |  | RE | X | 5 | 1969 | 12 | 2004 | N | IPP Non-CHP | 2 | X | NG
12384 | Midwest Generations EME LLC | 874 | Joliet 9 | IL | Will | 314 | Natural Gas Fired Combustion Turbine | GT |  | S | X | X |  |  | 18.4 |  | 14 | 17.2 |  | N |  |  | RE | X | 5 | 1969 | 12 | 2004 | N | IPP Non-CHP | 2 | X | NG
12384 | Midwest Generations EME LLC | 874 | Joliet 9 | IL | Will | 321 | Natural Gas Fired Combustion Turbine | GT |  | S | X | X |  |  | 18.4 |  | 14.1 | 17.3 |  | N |  |  | RE | X | 5 | 1969 | 12 | 2004 | N | IPP Non-CHP | 2 | X | NG
12384 | Midwest Generations EME LLC | 874 | Joliet 9 | IL | Will | 322 | Natural Gas Fired Combustion Turbine | GT |  | S | X | X |  |  | 18.4 |  | 14.1 | 17.3 |  | N |  |  | RE | X | 5 | 1969 | 12 | 2004 | N | IPP Non-CHP | 2 | X | NG
12384 | Midwest Generations EME LLC | 874 | Joliet 9 | IL | Will | 323 | Natural Gas Fired Combustion Turbine | GT |  | S | X | X |  |  | 18.4 |  | 14.1 | 17.3 |  | N |  |  | RE | X | 5 | 1969 | 12 | 2004 | N | IPP Non-CHP | 2 | X | NG
12384 | Midwest Generations EME LLC | 874 | Joliet 9 | IL | Will | 324 | Natural Gas Fired Combustion Turbine | GT |  | S | X | X |  |  | 18.4 |  | 13.9 | 17.8 |  | N |  |  | RE | X | 5 | 1969 | 12 | 2004 | N | IPP Non-CHP | 2 | X | NG
12384 | Midwest Generations EME LLC | 877 | Lombard | IL | DuPage | 311 | Petroleum Liquids | GT |  | S | X | X |  |  | 22.1 |  | 16.2 | 21.2 |  | N |  |  | RE | X | 6 | 1969 | 12 | 2004 | N | IPP Non-CHP | 2 | X | KER
12384 | Midwest Generations EME LLC | 877 | Lombard | IL | DuPage | 312 | Natural Gas Fired Combustion Turbine | GT |  | S | X | X |  |  | 22.1 |  | 18.4 | 23 |  | N |  |  | RE | X | 6 | 1969 | 12 | 2004 | N | IPP Non-CHP | 2 | X | NG
12384 | Midwest Generations EME LLC | 877 | Lombard | IL | DuPage | 321 | Petroleum Liquids | GT |  | S | X | X |  |  | 22.1 |  | 15.5 | 20.2 |  | N |  |  | RE | X | 6 | 1969 | 12 | 2004 | N | IPP Non-CHP | 2 | X | KER
12384 | Midwest Generations EME LLC | 877 | Lombard | IL | DuPage | 322 | Petroleum Liquids | GT |  | S | X | X |  |  | 22.1 |  | 18.8 | 21.7 |  | N |  |  | RE | X | 6 | 1969 | 12 | 2004 | N | IPP Non-CHP | 2 | X | KER
12384 | Midwest Generations EME LLC | 877 | Lombard | IL | DuPage | 331 | Petroleum Liquids | GT |  | S | X | X |  |  | 22.1 |  | 16.2 | 21.2 |  | N |  |  | RE | X | 6 | 1969 | 12 | 2004 | N | IPP Non-CHP | 2 | X | KER
12384 | Midwest Generations EME LLC | 877 | Lombard | IL | DuPage | 332 | Natural Gas Fired Combustion Turbine | GT |  | S | X | X |  |  | 22.1 |  | 18.3 | 22.9 |  | N |  |  | RE | X | 6 | 1969 | 12 | 2004 | N | IPP Non-CHP | 2 | X | NG
12384 | Midwest Generations EME LLC | 882 | Sabrooke | IL | Winnebago | 311 | Petroleum Liquids | GT |  | S | X | X |  |  | 18.4 |  | 12.8 | 16.1 |  | N |  |  | RE | X | 5 | 1969 | 12 | 2004 | N | IPP Non-CHP | 2 | X | DFO | NG
12384 | Midwest Generations EME LLC | 882 | Sabrooke | IL | Winnebago | 312 | Petroleum Liquids | GT |  | S | X | X |  |  | 18.4 |  | 12.4 | 15.6 |  | N |  |  | RE | X | 5 | 1969 | 12 | 2004 | N | IPP Non-CHP | 2 | X | DFO | NG
12384 | Midwest Generations EME LLC | 882 | Sabrooke | IL | Winnebago | 321 | Petroleum Liquids | GT |  | S | X | X |  |  | 18.4 |  | 11.4 | 15.2 |  | N |  |  | RE | X | 5 | 1969 | 12 | 2004 | N | IPP Non-CHP | 2 | X | DFO | NG
12384 | Midwest Generations EME LLC | 882 | Sabrooke | IL | Winnebago | 322 | Petroleum Liquids | GT |  | S | X | X |  |  | 18.4 |  | 13.5 | 16.9 |  | N |  |  | RE | X | 5 | 1969 | 12 | 2004 | N | IPP Non-CHP | 2 | X | DFO | NG
12384 | Midwest Generations EME LLC | 882 | Sabrooke | IL | Winnebago | 331 | Petroleum Liquids | GT |  | S | X | X |  |  | 19 |  | 11 | 13.8 |  | N |  |  | RE | X | 5 | 1970 | 12 | 2004 | N | IPP Non-CHP | 2 | X | DFO | NG
12384 | Midwest Generations EME LLC | 882 | Sabrooke | IL | Winnebago | 332 | Petroleum Liquids | GT |  | S | X | X |  |  | 19 |  | 12.8 | 16.4 |  | N |  |  | RE | X | 5 | 1970 | 12 | 2004 | N | IPP Non-CHP | 2 | X | DFO | NG
12384 | Midwest Generations EME LLC | 882 | Sabrooke | IL | Winnebago | 341 | Petroleum Liquids | GT |  | S | X | X |  |  | 19 |  | 12.5 | 14 |  | N |  |  | RE | X | 5 | 1970 | 12 | 2004 | N | IPP Non-CHP | 2 | X | DFO | NG
12384 | Midwest Generations EME LLC | 882 | Sabrooke | IL | Winnebago | 342 | Petroleum Liquids | GT |  | S | X | X |  |  | 19 |  | 13.1 | 16.6 |  | N |  |  | RE | X | 5 | 1970 | 12 | 2004 | N | IPP Non-CHP | 2 | X | DFO | NG
12384 | Midwest Generations EME LLC | 883 | Waukegan | IL | Lake | 6 | Conventional Steam Coal | ST |  | S | X | X |  |  | 121 |  | 100 | 100 |  | N |  |  | RE | X | 1 | 1952 | 12 | 2007 | N | IPP Non-CHP | 2 | X | SUB | NG | [8 empty] | N | [10 empty] | N
12384 | Midwest Generations EME LLC | 884 | Will County | IL | Will | 1 | Conventional Steam Coal | ST |  | S | X | X |  |  | 187.5 |  | 151 | 156 |  | N |  |  | RE | X | 7 | 1955 | 12 | 2010 | N | IPP Non-CHP | 2 | X | SUB | DFO | [8 empty] | N |  |  |  |  | Y |  |  | Y
12384 | Midwest Generations EME LLC | 884 | Will County | IL | Will | 2 | Conventional Steam Coal | ST |  | S | X | X |  |  | 183.7 |  | 148 | 154 |  | N |  |  | RE | X | 3 | 1955 | 12 | 2010 | N | IPP Non-CHP | 2 | X | SUB | DFO | [8 empty] | N |  |  |  |  | Y |  |  | Y
12384 | Midwest Generations EME LLC | 884 | Will County | IL | Will | 3 | Conventional Steam Coal | ST |  | S | X | X |  |  | 299.2 | 0.85 | 251 | 262 | 95 | N |  |  | RE | X | 6 | 1957 | 4 | 2015 | N | IPP Non-CHP | 2 | X | SUB | DFO | [8 empty] | N |  |  | OVER |  | N |  |  | N
12384 | Midwest Generations EME LLC | 886 | Fisk Street | IL | Cook | 19 | Conventional Steam Coal | ST |  | S | X | X |  |  | 374 |  | 326 | 326 |  | N |  |  | RE | X | 7 | 1968 | 8 | 2012 | N | IPP Non-CHP | 2 | X | SUB | NG | [8 empty] | N |  |  |  |  | Y |  |  | Y
5517 | Dynegy Midwest Generation Inc | 889 | Baldwin Energy Complex | IL | Randolph | 3 | Conventional Steam Coal | ST |  | S | X | X | AMIL.BALDW153 | AMIL.BALDW153 | 634.5 | 0.9 | 621 | 630 | 250 | N |  |  | RE | X | 4 | 1975 | 8 | 2020 | N | IPP Non-CHP | 2 | X | RC | DFO |  |  |  |  | SUB |  |  |  | N | N |  | OVER |  | Y |  |  |  | Y |  | N | N | N
5517 | Dynegy Midwest Generation Inc | 891 | Havana | IL | Mason | 1 | Petroleum Liquids | ST |  | S | X | X |  |  | 46 |  | 45.6 | 44.8 |  | N |  |  | RE | X | 9 | 1947 | 1 | 2012 | N | IPP Non-CHP | 2 | X | RFO | [5 empty] | DFO |  |  |  | N | [11 empty] | N
5517 | Dynegy Midwest Generation Inc | 891 | Havana | IL | Mason | 2 | Petroleum Liquids | ST |  | S | X | X |  |  | 46 |  | 45.6 | 44.8 |  | N |  |  | RE | X | 7 | 1947 | 1 | 2012 | N | IPP Non-CHP | 2 | X | RFO | [5 empty] | DFO |  |  |  | N
5517 | Dynegy Midwest Generation Inc | 891 | Havana | IL | Mason | 3 | Petroleum Liquids | ST |  | S | X | X |  |  | 46 |  | 45.6 | 44.8 |  | N |  |  | RE | X | 11 | 1948 | 1 | 2012 | N | IPP Non-CHP | 2 | X | RFO | [5 empty] | DFO |  |  |  | N
5517 | Dynegy Midwest Generation Inc | 891 | Havana | IL | Mason | 4 | Petroleum Liquids | ST |  | S | X | X |  |  | 46 |  | 45.6 | 44.8 |  | N |  |  | RE | X | 3 | 1950 | 1 | 2012 | N | IPP Non-CHP | 2 | X | RFO | [5 empty] | DFO |  |  |  | N
5517 | Dynegy Midwest Generation Inc | 891 | Havana | IL | Mason | 5 | Petroleum Liquids | ST |  | S | X | X |  |  | 46 |  | 45.6 | 44.8 |  | N |  |  | RE | X | 6 | 1950 | 1 | 2012 | N | IPP Non-CHP | 2 | X | RFO | [5 empty] | DFO |  |  |  | N
5517 | Dynegy Midwest Generation Inc | 891 | Havana | IL | Mason | 6 | Conventional Steam Coal | ST |  | S | X | X | AMIL.HAVANA86 | AMIL.HAVANA86 | 488 | 0.9 | 411 | 434 | 95 | N |  |  | RE | X | 6 | 1978 | 11 | 2019 | N | IPP Non-CHP | 2 | X | RC | DFO | BIT | SUB |  |  | DFO |  |  |  | N | N |  | OVER |  | Y |  |  | Y | N |  | N | N | N
5517 | Dynegy Midwest Generation Inc | 892 | Hennepin Power Station | IL | Putnam | 1 | Conventional Steam Coal | ST |  | S | X | X | AMIL.HENNEPN81 | AMIL.HENNEPN81 | 75 | 0.8 | 68 | 70 | 25 | N |  |  | RE | X | 6 | 1953 | 11 | 2019 | N | IPP Non-CHP | 2 | X | RC | SUB |  |  |  |  | NG |  |  |  | N | N |  | 12H |  | Y |  |  | Y |  |  | Y | Y | N
5517 | Dynegy Midwest Generation Inc | 892 | Hennepin Power Station | IL | Putnam | 2 | Conventional Steam Coal | ST |  | S | X | X | AMIL.HENNEPN82 | AMIL.HENNEPN82 | 231.3 | 0.85 | 218 | 225 | 80 | N |  |  | RE | X | 5 | 1959 | 11 | 2019 | N | IPP Non-CHP | 2 | X | RC | SUB |  |  |  |  | NG |  |  |  | N | N |  | 12H |  | Y |  |  | Y |  |  | Y | Y | N
5517 | Dynegy Midwest Generation Inc | 894 | Oglesby | IL | LaSalle | 1 | Natural Gas Fired Combustion Turbine | GT |  | S | X | X |  |  | 17.5 |  | 13.5 | 15.8 |  | N |  |  | RE | X | 10 | 1970 | 1 | 2013 | N | IPP Non-CHP | 2 | X | NG | DFO | [8 empty] | N | [11 empty] | N | Y
5517 | Dynegy Midwest Generation Inc | 894 | Oglesby | IL | LaSalle | 2 | Natural Gas Fired Combustion Turbine | GT |  | S | X | X |  |  | 17.5 |  | 13.5 | 15.8 |  | N |  |  | RE | X | 9 | 1970 | 1 | 2013 | N | IPP Non-CHP | 2 | X | NG | DFO | [8 empty] | N | [11 empty] | N | Y
5517 | Dynegy Midwest Generation Inc | 894 | Oglesby | IL | LaSalle | 3 | Natural Gas Fired Combustion Turbine | GT |  | S | X | X |  |  | 17.5 |  | 13.5 | 15.8 |  | N |  |  | RE | X | 10 | 1970 | 1 | 2013 | N | IPP Non-CHP | 2 | X | NG | DFO | [8 empty] | N | [11 empty] | N | Y
5517 | Dynegy Midwest Generation Inc | 894 | Oglesby | IL | LaSalle | 4 | Natural Gas Fired Combustion Turbine | GT |  | S | X | X |  |  | 17.5 |  | 13.5 | 15.8 |  | N |  |  | RE | X | 10 | 1970 | 1 | 2013 | N | IPP Non-CHP | 2 | X | NG | DFO | [8 empty] | N | [11 empty] | N | Y
5517 | Dynegy Midwest Generation Inc | 895 | Stallings | IL | Madison | 1 | Natural Gas Fired Combustion Turbine | GT |  | S | X | X |  |  | 23.8 |  | 20.5 | 22.3 |  | N |  |  | RE | X | 8 | 1970 | 1 | 2013 | N | IPP Non-CHP | 2 | X | NG | [9 empty] | N
5517 | Dynegy Midwest Generation Inc | 895 | Stallings | IL | Madison | 2 | Natural Gas Fired Combustion Turbine | GT |  | S | X | X |  |  | 23.8 |  | 20.5 | 22.3 |  | N |  |  | RE | X | 8 | 1970 | 1 | 2013 | N | IPP Non-CHP | 2 | X | NG | [9 empty] | N
5517 | Dynegy Midwest Generation Inc | 895 | Stallings | IL | Madison | 3 | Natural Gas Fired Combustion Turbine | GT |  | S | X | X |  |  | 23.8 |  | 20.5 | 22.3 |  | N |  |  | RE | X | 9 | 1970 | 1 | 2013 | N | IPP Non-CHP | 2 | X | NG | [9 empty] | N
5517 | Dynegy Midwest Generation Inc | 895 | Stallings | IL | Madison | 4 | Natural Gas Fired Combustion Turbine | GT |  | S | X | X |  |  | 23.8 |  | 20.5 | 22.3 |  | N |  |  | RE | X | 8 | 1970 | 1 | 2013 | N | IPP Non-CHP | 2 | X | NG | [9 empty] | N
5517 | Dynegy Midwest Generation Inc | 897 | Vermilion | IL | Vermilion | 2 | Conventional Steam Coal | ST |  | S | X | X |  |  | 108.8 |  | 99 | 99 |  | N |  |  | RE | X | 11 | 1956 | 11 | 2011 | N | IPP Non-CHP | 2 | X | SUB | NG | BIT |  |  |  | NG |  |  |  | N | [7 empty] | Y | N |  |  | Y | N
5517 | Dynegy Midwest Generation Inc | 897 | Vermilion | IL | Vermilion | 3 | Petroleum Liquids | GT |  | S | X | X |  |  | 15 |  | 10 | 12 |  | N |  |  | RE | X | 8 | 1967 | 11 | 2011 | N | IPP Non-CHP | 2 | X | DFO | NG | [8 empty] | N
5517 | Dynegy Midwest Generation Inc | 897 | Vermilion | IL | Vermilion | ST1 | Conventional Steam Coal | ST |  | S | X | X |  |  | 73.5 |  | 62 | 63 |  | N |  |  | RE | X | 5 | 1955 | 11 | 2011 | N | IPP Non-CHP | 2 | X | SUB | NG | BIT |  |  |  | NG |  |  |  | N | [7 empty] | Y |  |  |  | Y | N
5517 | Dynegy Midwest Generation Inc | 898 | Wood River | IL | Madison | 1 | Natural Gas Steam Turbine | ST |  | S | X | X |  |  | 50 |  | 38.7 | 39.7 |  | N |  |  | RE | X | 11 | 1949 | 10 | 2011 | N | IPP Non-CHP | 2 | X | NG | [5 empty] | NG |  |  |  | N
5517 | Dynegy Midwest Generation Inc | 898 | Wood River | IL | Madison | 2 | Natural Gas Steam Turbine | ST |  | S | X | X |  |  | 50 |  | 38.7 | 39.7 |  | N |  |  | RE | X | 11 | 1949 | 10 | 2011 | N | IPP Non-CHP | 2 | X | NG | [5 empty] | NG |  |  |  | N
5517 | Dynegy Midwest Generation Inc | 898 | Wood River | IL | Madison | 3 | Natural Gas Steam Turbine | ST |  | S | X | X |  |  | 50 |  | 38.7 | 39.7 |  | N |  |  | RE | X | 10 | 1950 | 10 | 2011 | N | IPP Non-CHP | 2 | X | NG | [5 empty] | NG |  |  |  | N
5517 | Dynegy Midwest Generation Inc | 898 | Wood River | IL | Madison | 4 | Conventional Steam Coal | ST |  | S | X | X | AMIL.WOODRW84 | AMIL.WOODRW84 | 112.5 | 0.85 | 89 | 91 | 35 | N |  |  | RE | X | 6 | 1954 | 5 | 2016 | N | IPP Non-CHP | 2 | X | RC | SUB |  |  |  |  | NG |  |  |  | N | N |  | 12H |  | Y |  |  | Y |  |  |  | Y | N
5517 | Dynegy Midwest Generation Inc | 898 | Wood River | IL | Madison | 5 | Conventional Steam Coal | ST |  | S | X | X | AMIL.WOODRW85 | AMIL.WOODRW85 | 387.6 | 0.85 | 371 | 374 | 115 | N |  |  | RE | X | 7 | 1964 | 5 | 2016 | N | IPP Non-CHP | 2 | X | RC | SUB |  |  |  |  | NG |  |  |  | N | N |  | OVER |  | Y |  |  | Y |  |  |  | Y | N
19436 | Union Electric Co - (MO) | 913 | Venice | IL | Madison | 2 | Petroleum Liquids | ST |  | S | X | X |  |  | 40 | 0.85 | 38 | 36 |  | N |  |  | RE | X | 5 | 1942 | 8 | 2000 | N | Electric Utility | 1 | X | DFO | NG
19436 | Union Electric Co - (MO) | 913 | Venice | IL | Madison | 3 | Petroleum Liquids | ST |  | S | X | X |  |  | 98 | 0.85 | 82 | 78 |  | N |  |  | RE | X | 7 | 1943 | 12 | 2002 | N | Electric Utility | 1 | X | DFO | NG
19436 | Union Electric Co - (MO) | 913 | Venice | IL | Madison | 4 | Petroleum Liquids | ST |  | S | X | X |  |  | 98 | 0.85 | 82 | 78 |  | N |  |  | RE | X | 3 | 1948 | 12 | 2002 | N | Electric Utility | 1 | X | DFO | NG
19436 | Union Electric Co - (MO) | 913 | Venice | IL | Madison | 5 | Petroleum Liquids | ST |  | S | X | X |  |  | 98 | 0.9 | 86 | 82.5 |  | N |  |  | RE | X | 9 | 1950 | 12 | 2002 | N | Electric Utility | 1 | X | DFO | NG
19436 | Union Electric Co - (MO) | 913 | Venice | IL | Madison | 6 | Petroleum Liquids | ST |  | S | X | X |  |  | 100 |  | 86 | 82.5 |  | N |  |  | RE | X | 12 | 1950 | 12 | 2002 | N | Electric Utility | 1 | X | DFO | NG
19436 | Union Electric Co - (MO) | 913 | Venice | IL | Madison | GT1 | Petroleum Liquids | GT |  | S | X | X |  |  | 37.5 |  | 26 | 30 |  | N |  |  | RE | X | 10 | 1967 | 9 | 2011 | N | Electric Utility | 1 | X | DFO | [9 empty] | N
19436 | Union Electric Co - (MO) | 913 | Venice | IL | Madison | ST1 | Petroleum Liquids | ST |  | S | X | X |  |  | 40 |  | 38 | 36 |  | N |  |  | RE | X | 2 | 1942 | 8 | 2000 | N | Electric Utility | 1 | X | DFO | NG
2188 | City of Breese - (IL) | 934 | Breese | IL | Clinton | ST2 | Petroleum Liquids | ST |  | S | X | X |  |  | 2 |  | 2 | 2 |  | N |  |  | RE | X | 8 | 1960 | 1 | 2003 | N | Electric Utility | 1 | X | DFO | [20 empty] | N
3037 | City of Carlyle - (IL) | 936 | Carlyle | IL | Clinton | 1 | Petroleum Liquids | IC |  | S | X | X |  |  | 3 | 0.8 | 3 | 3 | 1.5 | N |  |  | RE | X | 8 | 1971 | 8 | 2017 | N | Electric Utility | 1 | X | DFO | NG | [8 empty] | N | N |  | 10M | [7 empty] | Y | Y | Y
3040 | City of Carmi - (IL) | 937 | Carmi | IL | White | 11 | Petroleum Liquids | IC |  | S | X | X |  |  | 2.7 | 0.8 | 2.7 | 2.7 | 1.5 | N |  |  | RE | X | 12 | 1963 | 12 | 2019 | N | Electric Utility | 1 | X | DFO | NG | [8 empty] | N | N |  | 10M | [7 empty] | Y | Y | Y
3040 | City of Carmi - (IL) | 937 | Carmi | IL | White | 5 | Natural Gas Internal Combustion Engine | IC |  | S | X | X |  |  | 0.6 | 0.8 | 0.5 | 0.5 | 0.2 | N |  |  | RE | X | 12 | 1945 | 7 | 2013 | N | Electric Utility | 1 | X | NG | DFO | [8 empty] | N | N |  | 10M | [7 empty] | Y | Y | Y
3040 | City of Carmi - (IL) | 937 | Carmi | IL | White | 6 | Petroleum Liquids | IC |  | S | X | X |  |  | 0.7 | 0.8 | 0.5 | 0.5 | 0.2 | N |  |  | RE | X | 12 | 1939 | 5 | 2014 | N | Electric Utility | 1 | X | DFO | [9 empty] | N | N | 0 | 10M | [7 empty] | N | N | N
6141 | City of Fairfield- (IL) | 940 | Fairfield | IL | Wayne | IC5 | Petroleum Liquids | IC |  | S | X | X |  |  | 2.4 | 0.8 | 2.4 | 2.4 | 1 | N |  |  | RE | X | 1 | 1967 | 6 | 2020 | N | Electric Utility | 1 | X | DFO | [12 empty] | 1H | [7 empty] | N
6141 | City of Fairfield- (IL) | 940 | Fairfield | IL | Wayne | IC6 | Petroleum Liquids | IC |  | S | X | X |  |  | 2.4 | 0.8 | 2.4 | 2.4 | 1 | N |  |  | RE | X | 1 | 1967 | 6 | 2020 | N | Electric Utility | 1 | X | DFO | [12 empty] | 1H | [7 empty] | N
6141 | City of Fairfield- (IL) | 940 | Fairfield | IL | Wayne | IC7 | Petroleum Liquids | IC |  | S | X | X |  |  | 2.7 | 0.8 | 2.7 | 2.7 | 1 | N |  |  | RE | X | 3 | 1979 | 6 | 2020 | N | Electric Utility | 1 | X | DFO | [12 empty] | 1H | [7 empty] | N
11736 | City of Marshall - (IL) | 949 | Marshall (IL) | IL | Clark | 1 | Petroleum Liquids | IC |  | S | X | X | AMIL.IP.IMEA | AMIL.IP.IMEA | 0.9 | 0.8 | 0.8 | 0.8 | 0.5 | N |  |  | RE | X | 88 | 1948 | 2 | 2006 | N | Electric Utility | 1 | X | DFO | [9 empty] | N | N |  | 1H | [7 empty] | N | N | N
11736 | City of Marshall - (IL) | 949 | Marshall (IL) | IL | Clark | 2 | Petroleum Liquids | IC |  | S | X | X | AMIL.IP.IMEA | AMIL.IP.IMEA | 0.9 | 0.8 | 0.8 | 0.8 | 0.5 | N |  |  | RE | X | 88 | 1948 | 2 | 2006 | N | Electric Utility | 1 | X | DFO | [9 empty] | N | N |  | 10M | [7 empty] | N
11736 | City of Marshall - (IL) | 949 | Marshall (IL) | IL | Clark | 3 | Petroleum Liquids | IC |  | S | X | X | AMIL.IP.IMEA | AMIL.IP.IMEA | 1.2 | 0.8 | 1.1 | 1.1 | 0.5 | N |  |  | RE | X | 88 | 1953 | 2 | 2006 | N | Electric Utility | 1 | X | DFO | [9 empty] | N | N |  | 10M | [7 empty] | N | N
14840 | City of Peru - (IL) | 955 | Peru (IL) | IL | LaSalle | 10 | Petroleum Liquids | IC |  | S | X | X | AMIL.IP.IMEA | AMIL.IP.IMEA | 2 | 0.8 | 2 | 2 | 0.2 | N |  |  | RE | X | 2 | 2003 | 4 | 2011 | N | Electric Utility | 1 | X | DFO | [9 empty] | N | [10 empty] | N |  | N
14840 | City of Peru - (IL) | 955 | Peru (IL) | IL | LaSalle | 3 | Petroleum Liquids | IC |  | S | X | X | AMIL.IP.IMEA | AMIL.IP.IMEA | 1.8 |  | 1.8 | 1.8 |  | N |  |  | RE | X | 5 | 2002 | 11 | 2010 | N | Electric Utility | 1 | X | DFO | [10 empty] | N | [9 empty] | N
14840 | City of Peru - (IL) | 955 | Peru (IL) | IL | LaSalle | 4 | Natural Gas Steam Turbine | ST |  | S | X | X | AMIL.IP.IMEA | AMIL.IP.IMEA | 7.5 |  | 8.6 | 8.6 |  | N |  |  | RE | X | 88 | 1960 | 5 | 2002 | N | Electric Utility | 1 | X | NG | [10 empty] | N
14840 | City of Peru - (IL) | 955 | Peru (IL) | IL | LaSalle | 7 | Petroleum Liquids | IC |  | S | X | X | AMIL.IP.IMEA | AMIL.IP.IMEA | 1.8 |  | 1.8 | 1.8 |  | N |  |  | RE | X | 5 | 2002 | 11 | 2010 | N | Electric Utility | 1 | X | DFO | [9 empty] | N | N
14840 | City of Peru - (IL) | 955 | Peru (IL) | IL | LaSalle | 8 | Petroleum Liquids | IC |  | S | X | X | AMIL.IP.IMEA | AMIL.IP.IMEA | 2 |  | 2 | 2 |  | N |  |  | RE | X | 2 | 2003 | 11 | 2010 | N | Electric Utility | 1 | X | DFO | [9 empty] | N
14840 | City of Peru - (IL) | 955 | Peru (IL) | IL | LaSalle | 9 | Petroleum Liquids | IC |  | S | X | X | AMIL.IP.IMEA | AMIL.IP.IMEA | 2 |  | 2 | 2 |  | N |  |  | RE | X | 2 | 2003 | 11 | 2010 | N | Electric Utility | 1 | X | DFO | [9 empty] | N
14840 | City of Peru - (IL) | 955 | Peru (IL) | IL | LaSalle | IC1 | Petroleum Liquids | IC |  | S | X | X | AMIL.IP.IMEA | AMIL.IP.IMEA | 6.3 |  | 6 | 6 |  | N |  |  | RE | X | 9 | 1973 | 12 | 2011 | N | Electric Utility | 1 | X | DFO | [10 empty] | N |  | 1H
14840 | City of Peru - (IL) | 955 | Peru (IL) | IL | LaSalle | IC2 | Petroleum Liquids | IC |  | S | X | X | AMIL.IP.IMEA | AMIL.IP.IMEA | 1.8 |  | 1.8 | 1.8 |  | N |  |  | RE | X | 6 | 2000 | 11 | 2010 | N | Electric Utility | 1 | X | DFO | [10 empty] | N
14840 | City of Peru - (IL) | 955 | Peru (IL) | IL | LaSalle | IC3 | Petroleum Liquids | IC |  | S | X | X | AMIL.IP.IMEA | AMIL.IP.IMEA | 1.8 |  | 1.8 | 1.8 |  | N |  |  | RE | X | 6 | 2000 | 4 | 2011 | N | Electric Utility | 1 | X | DFO | [10 empty] | N
18445 | City of Tallahassee - (FL) | 956 | C H Corn Hydroelectric Facility | FL | Leon | 1 | Conventional Hydroelectric | HY |  | S | X | X | N/A | N/A | 4.4 | 0.9 | 4 | 4 | 1 | N |  |  | RE | X | 9 | 1985 | 2 | 2019 | N | Electric Utility | 1 | X | WAT | [9 empty] | N | N |  | 10M | [7 empty] | N
18445 | City of Tallahassee - (FL) | 956 | C H Corn Hydroelectric Facility | FL | Leon | 2 | Conventional Hydroelectric | HY |  | S | X | X | N/A | N/A | 4.4 | 0.9 | 4 | 4 | 1 | N |  |  | RE | X | 8 | 1985 | 2 | 2019 | N | Electric Utility | 1 | X | WAT | [9 empty] | N | N |  | 10M | [7 empty] | N
18445 | City of Tallahassee - (FL) | 956 | C H Corn Hydroelectric Facility | FL | Leon | 3 | Conventional Hydroelectric | HY |  | S | X | X | N/A | N/A | 3.4 | 0.9 | 3 | 3 | 0.5 | N |  |  | RE | X | 1 | 1986 | 2 | 2019 | N | Electric Utility | 1 | X | WAT | [9 empty] | N | N |  | 10M | [7 empty] | N
15686 | Village of Rantoul - (IL) | 958 | Rantoul | IL | Champaign | 1 | Petroleum Liquids | IC |  | S | X | X |  |  | 1.2 |  | 0.7 | 0.8 |  | N |  |  | RE | X | 1 | 1951 | 12 | 2013 | N | Electric Utility | 1 | X | DFO | [9 empty] | N | N | [9 empty] | N | N
15686 | Village of Rantoul - (IL) | 958 | Rantoul | IL | Champaign | 2 | Petroleum Liquids | IC |  | S | X | X |  |  | 1.2 | 0.9 | 0.7 | 0.8 | 0.6 | N |  |  | RE | X | 1 | 1951 | 12 | 2014 | N | Electric Utility | 1 | X | DFO | [9 empty] | N | N |  | 1H | [7 empty] | N | N
15686 | Village of Rantoul - (IL) | 958 | Rantoul | IL | Champaign | 3 | Petroleum Liquids | IC |  | S | X | X |  |  | 1.2 | 0.9 | 0.7 | 0.8 | 0.6 | N |  |  | RE | X | 4 | 1953 | 1 | 2013 | N | Electric Utility | 1 | X | DFO | [9 empty] | N | N |  | 1H | [7 empty] | N | N
15686 | Village of Rantoul - (IL) | 958 | Rantoul | IL | Champaign | 4 | Petroleum Liquids | IC |  | S | X | X |  |  | 1.2 | 0.9 | 0.7 | 0.7 | 0.6 | N |  |  | RE | X | 2 | 1954 | 12 | 2014 | N | Electric Utility | 1 | X | DFO | [9 empty] | N | N |  | 1H | [7 empty] | N | N
15686 | Village of Rantoul - (IL) | 958 | Rantoul | IL | Champaign | 5 | Petroleum Liquids | IC |  | S | X | X |  |  | 1.5 |  | 0.7 | 0.8 |  | N |  |  | RE | X | 7 | 1964 | 10 | 2012 | N | Electric Utility | 1 | X | DFO | NG | [8 empty] | N | N |  | 1H | [7 empty] | N | N
15686 | Village of Rantoul - (IL) | 958 | Rantoul | IL | Champaign | 7 | Petroleum Liquids | IC |  | S | X | X |  |  | 5.2 | 0.9 | 4.7 | 4.7 | 0.6 | N |  |  | RE | X | 8 | 1967 | 3 | 2017 | N | Electric Utility | 1 | X | DFO | [9 empty] | N | N |  | 1H | [7 empty] | N
15686 | Village of Rantoul - (IL) | 958 | Rantoul | IL | Champaign | 8 | Petroleum Liquids | IC |  | S | X | X |  |  | 4 | 0.9 | 3 | 3 | 0.6 | N |  |  | RE | X | 7 | 1964 | 3 | 2017 | N | Electric Utility | 1 | X | DFO | [9 empty] | N | N |  | 1H | [7 empty] | N
15772 | City of Red Bud - (IL) | 959 | Red Bud | IL | Randolph | 5 | Petroleum Liquids | IC |  | S | X | X | AMIL.IP.IMEA | AMIL.IP.IMEA | 0.5 |  | 0.4 | 0.4 |  | N |  |  | RE | X | 3 | 1948 | 10 | 2001 | N | Electric Utility | 1 | X | DFO | [9 empty] | N | N |  | 10M | [7 empty] | N
15772 | City of Red Bud - (IL) | 959 | Red Bud | IL | Randolph | 6 | Petroleum Liquids | IC |  | S | X | X | AMIL.IP.IMEA | AMIL.IP.IMEA | 1 |  | 0.9 | 0.9 |  | N |  |  | RE | X | 9 | 1953 | 10 | 2001 | N | Electric Utility | 1 | X | DFO | [9 empty] | N | N | [9 empty] | N | N
16179 | Rochelle Municipal Utilities | 960 | North Ninth Street | IL | Ogle | 5 | Natural Gas Internal Combustion Engine | IC |  | S | X | X | PJM/ComEd.ROCHELLE | PJM/ComEd.ROCHELLE | 1 | 0.8 | 0.8 | 0.8 |  | N |  |  | RE | X | 6 | 1949 | 10 | 2002 | N | Electric Utility | 1 | X | NG | DFO | [9 empty] | N
16179 | Rochelle Municipal Utilities | 961 | South Main Street | IL | Ogle | S1 | Natural Gas Steam Turbine | ST |  | S | X | X |  |  | 11.5 |  | 11.5 | 11.5 |  | N |  |  | RE | X | 2 | 1962 | 8 | 2003 | Y | Electric Utility | 1 | T | NG | BIT
17828 | City of Springfield - (IL) | 963 | Dallman | IL | Sangamon | 1 | Conventional Steam Coal | ST |  | S | X | X | CWLP.DALLMA91 | CWLP.DALLMAN91 | 90.2 | 0.9 | 64 | 64 | 45 | N |  |  | RE | X | 6 | 1968 | 12 | 2020 | N | Electric Utility | 1 | X | BIT | [5 empty] | NG |  |  |  | N | N |  | OVER |  | N |  | Y | Y |  |  | N | N | N
17828 | City of Springfield - (IL) | 963 | Dallman | IL | Sangamon | 2 | Conventional Steam Coal | ST |  | S | X | X | CWLP.DALLMA92 | CWLP.DALLMA92 | 90.2 | 0.95 | 60 | 60 | 48 | N |  |  | RE | X | 6 | 1972 | 12 | 2020 | N | Electric Utility | 1 | X | BIT | [5 empty] | NG |  |  |  | N | N |  | OVER |  | N |  | Y | Y |  |  | N | N | N
17828 | City of Springfield - (IL) | 964 | Lakeside | IL | Sangamon | 6 | Conventional Steam Coal | ST |  | S | X | X |  |  | 37.5 | 0.9 | 38 | 39 |  | N |  |  | RE | X | 4 | 1961 | 10 | 2009 | N | Electric Utility | 1 | X | BIT | OBS | DFO |  |  |  | DFO |  |  |  | N | [7 empty] | Y |  |  |  | N | N
17828 | City of Springfield - (IL) | 964 | Lakeside | IL | Sangamon | 7 | Conventional Steam Coal | ST |  | S | X | X |  |  | 37.5 | 0.9 | 38 | 39 |  | N |  |  | RE | X | 12 | 1965 | 10 | 2009 | N | Electric Utility | 1 | X | BIT | OBS | DFO |  |  |  | DFO |  |  |  | N | [7 empty] | Y |  |  |  | N | N
17632 | Southern Illinois Power Coop | 976 | Marion | IL | Williamson | 4 | Conventional Steam Coal | ST |  | S | X | X | SIPC.5MRN_PN14 | SIPC.5MRN_PN14 | 173 | 0.9 | 170 | 170 | 105 | N |  |  | RE | X | 10 | 1978 | 11 | 2020 | N | Electric Utility | 1 | X | BIT | DFO | PC |  |  |  | DFO |  |  |  | N | N |  | OVER |  | Y |  |  | Y |  |  | N | N | N
9324 | Indiana Michigan Power Co | 988 | Tanners Creek | IN | Dearborn | 1 | Conventional Steam Coal | ST |  | S | X | X | 40243865 | 34497125 | 152.5 | 0.8 | 145 | 145 | 50 |  |  |  | RE | X | 3 | 1951 | 6 | 2015 | N | Electric Utility | 1 | X | BIT | [5 empty] | DFO |  |  |  | N |  |  | OVER |  | Y |  |  | Y |  |  |  | N
9324 | Indiana Michigan Power Co | 988 | Tanners Creek | IN | Dearborn | 2 | Conventional Steam Coal | ST |  | S | X | X | 40243867 | 34497125 | 152.5 | 0.8 | 145 | 145 | 50 |  |  |  | RE | X | 11 | 1952 | 6 | 2015 | N | Electric Utility | 1 | X | BIT | [5 empty] | DFO |  |  |  | N |  |  | OVER |  | Y |  |  | Y |  |  |  | N
9324 | Indiana Michigan Power Co | 988 | Tanners Creek | IN | Dearborn | 3 | Conventional Steam Coal | ST |  | S | X | X | 40243861 | 34497125 | 215.4 | 0.8 | 200 | 205 | 65 |  |  |  | RE | X | 12 | 1954 | 6 | 2015 | N | Electric Utility | 1 | X | BIT | [5 empty] | DFO |  |  |  | N |  |  | OVER |  | Y |  |  | Y |  |  |  | N
9324 | Indiana Michigan Power Co | 988 | Tanners Creek | IN | Dearborn | 4 | Conventional Steam Coal | ST |  | S | X | X | 40243863 | 34497125 | 579.7 | 0.85 | 500 | 500 | 300 |  |  |  | RE | X | 7 | 1964 | 6 | 2015 | N | Electric Utility | 1 | X | BIT | SUB |  |  |  |  | DFO |  |  |  | N |  |  | OVER |  | N |  | Y |  | Y |  |  | N
9273 | Indianapolis Power & Light Co | 990 | Harding Street | IN | Marion | 3 | Petroleum Liquids | ST |  | S | X | X |  |  | 43.8 | 0.8 | 35 | 35 | 10 | N |  |  | RE | X | 9 | 1941 | 6 | 2013 | N | Electric Utility | 1 | X | DFO | [5 empty] | DFO |  |  |  | N | N |  | 12H |  | N |  |  | N |  |  | N
9273 | Indianapolis Power & Light Co | 990 | Harding Street | IN | Marion | 4 | Petroleum Liquids | ST |  | S | X | X |  |  | 43.8 | 0.8 | 35 | 35 | 10 | N |  |  | RE | X | 6 | 1947 | 6 | 2013 | N | Electric Utility | 1 | X | DFO | [5 empty] | DFO |  |  |  | N | N |  | 12H |  |  |  |  | N |  |  | N
9273 | Indianapolis Power & Light Co | 990 | Harding Street | IN | Marion | GT3 | Petroleum Liquids | GT |  | S | X | X | IPL.16STOUTR1 | IPL.16STOUTR1 | 26 | 0.9 | 10 | 10 | 5 | N |  |  | RE | X | 5 | 1973 | 6 | 2013 | N | Electric Utility | 1 | X | DFO | [10 empty] | N |  | 1H | [7 empty] | N | N
9273 | Indianapolis Power & Light Co | 991 | Eagle Valley (IN) | IN | Morgan | 2 | Petroleum Liquids | ST |  | S | X | X |  |  | 46 |  | 39 | 39 |  | N |  |  | RE | X | 5 | 1950 | 6 | 2013 | N | Electric Utility | 1 | X | DFO | [5 empty] | DFO |  |  |  | N | N |  | 12H
9273 | Indianapolis Power & Light Co | 991 | Eagle Valley (IN) | IN | Morgan | 3 | Conventional Steam Coal | ST |  | S | X | X |  |  | 50 | 0.85 | 40 | 40 | 34 | N |  |  | RE | X | 12 | 1951 | 4 | 2016 | N | Electric Utility | 1 | X | BIT | [5 empty] | DFO |  |  |  | N | N |  | OVER |  | Y |  |  | Y
9273 | Indianapolis Power & Light Co | 991 | Eagle Valley (IN) | IN | Morgan | 4 | Conventional Steam Coal | ST |  | S | X | X |  |  | 69 | 0.85 | 56 | 57 | 32 | N |  |  | RE | X | 1 | 1953 | 4 | 2016 | N | Electric Utility | 1 | X | BIT | [5 empty] | DFO |  |  |  | N | N |  | OVER |  | Y |  |  | Y
9273 | Indianapolis Power & Light Co | 991 | Eagle Valley (IN) | IN | Morgan | 5 | Conventional Steam Coal | ST |  | S | X | X |  |  | 69 | 0.85 | 62 | 63 | 32 | N |  |  | RE | X | 12 | 1953 | 4 | 2016 | N | Electric Utility | 1 | X | BIT | [5 empty] | DFO |  |  |  | N | N |  | OVER |  | Y |  |  | Y
9273 | Indianapolis Power & Light Co | 991 | Eagle Valley (IN) | IN | Morgan | 6 | Conventional Steam Coal | ST |  | S | X | X |  |  | 113.6 | 0.85 | 99 | 100 | 54 | N |  |  | RE | X | 10 | 1956 | 4 | 2016 | N | Electric Utility | 1 | X | BIT | [5 empty] | DFO |  |  |  | N | N |  | OVER |  | Y |  |  | Y
9273 | Indianapolis Power & Light Co | 991 | Eagle Valley (IN) | IN | Morgan | IC1 | Petroleum Liquids | IC |  | S | X | X |  |  | 2.7 | 0.85 | 3 | 3 | 2.7 | N |  |  | RE | X | 4 | 1967 | 4 | 2016 | N | Electric Utility | 1 | X | DFO | [9 empty] | N |  |  | OVER
9273 | Indianapolis Power & Light Co | 991 | Eagle Valley (IN) | IN | Morgan | ST1 | Petroleum Liquids | ST |  | S | X | X |  |  | 46 |  | 39 | 39 |  | N |  |  | RE | X | 3 | 1949 | 6 | 2013 | N | Electric Utility | 1 | X | DFO | [5 empty] | DFO |  |  |  | N | N |  | 12H
3599 | Citizens Thermal Energy | 992 | CC Perry K | IN | Marion | 4 | Natural Gas Steam Turbine | ST |  | S | X | X |  |  | 15 | 1 | 10 | 10 | 1 | N |  |  | RE | X | 1 | 1925 | 5 | 2014 | N | IPP CHP | 3 | X | NG | PUR | DFO |  |  |  | NG |  |  |  | N | N |  | 12H |  | N | [5 empty] | N | N | N
13756 | Northern Indiana Pub Serv Co | 995 | Bailly | IN | Porter | 10 | Natural Gas Fired Combustion Turbine | GT |  | S | X | X | NIPSBAILLP10 | NIPSBAILLP10 | 37.5 | 0.85 | 31 | 31 | 20 | N |  |  | RE | X | 11 | 1968 | 7 | 2020 | N | Electric Utility | 1 | X | NG | [9 empty] | N | N |  | 12H |  | N | [5 empty] | N
13756 | Northern Indiana Pub Serv Co | 995 | Bailly | IN | Porter | 7 | Conventional Steam Coal | ST |  | S | X | X | NIPSBAILLP7 | NIPSBAILLP7 | 190.4 | 0.85 | 160 | 160 | 100 |  |  |  | RE | X | 11 | 1962 | 6 | 2018 | N | Electric Utility | 1 | X | BIT | NG |  |  |  |  | NG |  |  |  | N | N |  | OVER |  |  |  | Y | Y |  |  | Y | Y | N
13756 | Northern Indiana Pub Serv Co | 995 | Bailly | IN | Porter | 8 | Conventional Steam Coal | ST |  | S | X | X | NIPSBAILLP8 | NIPSBAILLP8 | 413.1 | 0.85 | 320 | 320 | 150 |  |  |  | RE | X | 7 | 1968 | 6 | 2018 | N | Electric Utility | 1 | X | BIT | NG |  |  |  |  | NG |  |  |  | N | N |  | OVER |  |  |  | Y |  | Y |  | Y | Y | N
13756 | Northern Indiana Pub Serv Co | 996 | Dean H Mitchell | IN | Lake | 11 | Conventional Steam Coal | ST |  | S | X | X |  |  | 127.5 |  | 110 | 110 |  |  |  |  | RE | X | 5 | 1970 | 9 | 2010 | N | Electric Utility | 1 | X | SUB | NG |  |  |  |  | NG |  |  |  | N |  |  |  |  | Y |  |  | Y |  |  |  | Y
13756 | Northern Indiana Pub Serv Co | 996 | Dean H Mitchell | IN | Lake | 4 | Natural Gas Steam Turbine | ST |  | S | X | X |  |  | 138.1 |  | 125 | 125 |  |  |  |  | RE | X | 12 | 1956 | 9 | 2010 | N | Electric Utility | 1 | X | NG | SUB |  |  |  |  | NG |  |  |  | N | [11 empty] | Y | N
13756 | Northern Indiana Pub Serv Co | 996 | Dean H Mitchell | IN | Lake | 5 | Conventional Steam Coal | ST |  | S | X | X |  |  | 128 |  | 125 | 125 |  |  |  |  | RE | X | 5 | 1959 | 9 | 2010 | N | Electric Utility | 1 | X | SUB | NG |  |  |  |  | NG |  |  |  | N |  |  |  |  | Y |  |  | Y |  |  |  | Y
13756 | Northern Indiana Pub Serv Co | 996 | Dean H Mitchell | IN | Lake | 6 | Conventional Steam Coal | ST |  | S | X | X |  |  | 128 |  | 125 | 125 |  |  |  |  | RE | X | 9 | 1959 | 9 | 2010 | N | Electric Utility | 1 | X | SUB | NG |  |  |  |  | NG |  |  |  | N |  |  |  |  | Y |  |  | Y |  |  |  | Y
13756 | Northern Indiana Pub Serv Co | 996 | Dean H Mitchell | IN | Lake | 9A | Natural Gas Fired Combustion Turbine | GT |  | S | X | X |  |  | 16 |  | 17 | 17 |  |  |  |  | RE | X | 12 | 1966 | 10 | 2013 | N | Electric Utility | 1 | X | NG | [9 empty] | N
13756 | Northern Indiana Pub Serv Co | 997 | Michigan City | IN | LaPorte | 2 | Natural Gas Steam Turbine | ST |  | S | X | X |  |  | 70 |  | 60 | 60 |  |  |  |  | RE | X | 11 | 1950 | 9 | 2010 | N | Electric Utility | 1 | X | NG | [9 empty] | N | [7 empty] | N
13756 | Northern Indiana Pub Serv Co | 997 | Michigan City | IN | LaPorte | 3 | Natural Gas Steam Turbine | ST |  | S | X | X |  |  | 70 |  | 60 | 60 |  |  |  |  | RE | X | 10 | 1951 | 9 | 2010 | N | Electric Utility | 1 | X | NG | [9 empty] | N | [7 empty] | N
15470 | Duke Energy Indiana, LLC | 1002 | Connersville | IN | Fayette | 1 | Petroleum Liquids | GT |  | S | X | X | CP/Comm Pricing | CP/Comm Pricing | 41.8 | 0.9 | 37 | 49 | 2 |  |  |  | RE | X | 5 | 1972 | 6 | 2018 | N | Electric Utility | 1 | X | DFO | [9 empty] | N | N |  | 12H | [7 empty] | N
15470 | Duke Energy Indiana, LLC | 1002 | Connersville | IN | Fayette | 2 | Petroleum Liquids | GT |  | S | X | X | CP/Comm Pricing | CP/Comm Pricing | 41.8 | 0.9 | 37 | 49 | 2 |  |  |  | RE | X | 5 | 1972 | 6 | 2018 | N | Electric Utility | 1 | X | DFO | [9 empty] | N | N |  | 12H | [7 empty] | N
15470 | Duke Energy Indiana, LLC | 1004 | Edwardsport | IN | Knox | 6 | Petroleum Liquids | ST |  | S | X | X |  |  | 35 | 0.8 | 40 | 40 |  |  |  |  | RE | X | 7 | 1944 | 3 | 2011 | N | Electric Utility | 1 | X | DFO | [5 empty] | DFO |  |  |  | N | N
15470 | Duke Energy Indiana, LLC | 1004 | Edwardsport | IN | Knox | 7 | Conventional Steam Coal | ST |  | S | X | X |  |  | 40.2 | 0.8 | 45 | 45 |  |  |  |  | RE | X | 1 | 1949 | 3 | 2011 | N | Electric Utility | 1 | X | BIT | [9 empty] | N | N |  |  |  | Y
15470 | Duke Energy Indiana, LLC | 1004 | Edwardsport | IN | Knox | 8 | Conventional Steam Coal | ST |  | S | X | X |  |  | 69 | 0.8 | 75 | 75 |  |  |  |  | RE | X | 12 | 1951 | 3 | 2011 | N | Electric Utility | 1 | X | BIT | [9 empty] | N | N |  |  |  | Y
15470 | Duke Energy Indiana, LLC | 1006 | Miami Wabash | IN | Wabash | 1 | Petroleum Liquids | GT |  | S | X | X | CP/Comm Pricing | CP/Comm Pricing | 18 | 0.85 | 14 | 17 | 3 |  |  |  | RE | X | 6 | 1968 | 6 | 2018 | N | Electric Utility | 1 | X | DFO | [9 empty] | N | N |  | 12H | [7 empty] | N | N
15470 | Duke Energy Indiana, LLC | 1006 | Miami Wabash | IN | Wabash | 2 | Petroleum Liquids | GT |  | S | X | X | CP/Comm Pricing | CP/Comm Pricing | 18 | 0.85 | 12 | 17 | 3 |  |  |  | RE | X | 6 | 1968 | 6 | 2018 | N | Electric Utility | 1 | X | DFO | [9 empty] | N | N |  | 12H | [7 empty] | N | N
15470 | Duke Energy Indiana, LLC | 1006 | Miami Wabash | IN | Wabash | 3 | Petroleum Liquids | GT |  | S | X | X | CP/Comm Pricing | CP/Comm Pricing | 18 | 0.85 | 12 | 15 | 3 |  |  |  | RE | X | 6 | 1968 | 6 | 2018 | N | Electric Utility | 1 | X | DFO | [9 empty] | N | N |  | 12H | [7 empty] | N | N
15470 | Duke Energy Indiana, LLC | 1006 | Miami Wabash | IN | Wabash | 4 | Petroleum Liquids | GT |  | S | X | X |  |  | 18 | 0.85 | 16 | 17 | 3 |  |  |  | RE | X | 6 | 1968 | 6 | 2011 | N | Electric Utility | 1 | X | DFO | [9 empty] | N | N | [9 empty] | N
15470 | Duke Energy Indiana, LLC | 1006 | Miami Wabash | IN | Wabash | 5 | Petroleum Liquids | GT |  | S | X | X | CP/Comm Pricing | CP/Comm Pricing | 16.3 | 0.85 | 14 | 17 | 3 |  |  |  | RE | X | 8 | 1969 | 6 | 2018 | N | Electric Utility | 1 | X | DFO | [9 empty] | N | N |  | 12H | [7 empty] | N | N
15470 | Duke Energy Indiana, LLC | 1006 | Miami Wabash | IN | Wabash | 6 | Petroleum Liquids | GT |  | S | X | X | CP/Comm Pricing | CP/Comm Pricing | 16.3 | 0.85 | 12 | 17 | 3 |  |  |  | RE | X | 7 | 1969 | 6 | 2018 | N | Electric Utility | 1 | X | DFO | [9 empty] | N | N |  | 12H | [7 empty] | N | N
15470 | Duke Energy Indiana, LLC | 1008 | R Gallagher | IN | Floyd | 1 | Conventional Steam Coal | ST |  | S | X | X |  |  | 150 | 0.85 | 140 | 140 |  |  |  |  | RE | X | 6 | 1959 | 2 | 2012 | N | Electric Utility | 1 | X | BIT | [9 empty] | N | N |  |  |  | Y | [5 empty] | N
15470 | Duke Energy Indiana, LLC | 1008 | R Gallagher | IN | Floyd | 3 | Conventional Steam Coal | ST |  | S | X | X |  |  | 150 | 0.85 | 140 | 140 |  |  |  |  | RE | X | 4 | 1960 | 2 | 2012 | N | Electric Utility | 1 | X | BIT | [9 empty] | N | N |  |  |  | Y | [5 empty] | N
15470 | Duke Energy Indiana, LLC | 1010 | Wabash River | IN | Vigo | 2 | Conventional Steam Coal | ST |  | S | X | X | CP/Comm Pricing | CP/Comm Pricing | 112.5 | 0.85 | 85 | 85 | 50 |  |  |  | RE | X | 8 | 1953 | 4 | 2016 | N | Electric Utility | 1 | X | BIT | [5 empty] | DFO |  |  |  | N | N |  | OVER |  | Y |  |  | Y |  |  | Y | N | N
15470 | Duke Energy Indiana, LLC | 1010 | Wabash River | IN | Vigo | 3 | Conventional Steam Coal | ST |  | S | X | X | CP/Comm Pricing | CP/Comm Pricing | 123.2 | 0.85 | 85 | 85 | 50 |  |  |  | RE | X | 9 | 1954 | 4 | 2016 | N | Electric Utility | 1 | X | BIT | [5 empty] | DFO |  |  |  | N | N |  | OVER |  | Y |  |  | Y |  |  | Y | N | N
15470 | Duke Energy Indiana, LLC | 1010 | Wabash River | IN | Vigo | 4 | Conventional Steam Coal | ST |  | S | X | X | CP/Comm Pricing | CP/Comm Pricing | 112.5 | 0.85 | 85 | 85 | 50 |  |  |  | RE | X | 1 | 1955 | 4 | 2016 | N | Electric Utility | 1 | X | BIT | [5 empty] | DFO |  |  |  | N | N |  | OVER |  | Y |  |  | Y |  |  | Y | N | N
15470 | Duke Energy Indiana, LLC | 1010 | Wabash River | IN | Vigo | 5 | Conventional Steam Coal | ST |  | S | X | X | CP/Comm Pricing | CP/Comm Pricing | 125 | 0.85 | 95 | 95 | 57 |  |  |  | RE | X | 5 | 1956 | 4 | 2016 | N | Electric Utility | 1 | X | BIT | [5 empty] | DFO |  |  |  | N | N |  | OVER |  | Y |  |  | Y |  |  | Y | N | N
15470 | Duke Energy Indiana, LLC | 1010 | Wabash River | IN | Vigo | 6 | Conventional Steam Coal | ST |  | S | X | X | CP/Comm Pricing | CP/Comm Pricing | 387 | 0.85 | 318 | 318 | 130 |  |  |  | RE | X | 8 | 1968 | 12 | 2016 | N | Electric Utility | 1 | X | BIT | [5 empty] | DFO |  |  |  | N | N |  | OVER |  | Y |  |  | Y |  |  | Y | N | N
15470 | Duke Energy Indiana, LLC | 1010 | Wabash River | IN | Vigo | 71 | Petroleum Liquids | IC |  | S | X | X |  |  | 2.7 | 0.85 | 3 | 3 | 3 |  |  |  | RE | X | 5 | 1967 | 12 | 2016 | N | Electric Utility | 1 | X | DFO | [9 empty] | N | N |  | 1H | [7 empty] | N | N | N
15470 | Duke Energy Indiana, LLC | 1010 | Wabash River | IN | Vigo | 72 | Petroleum Liquids | IC |  | S | X | X |  |  | 2.7 | 0.85 | 3 | 3 | 3 |  |  |  | RE | X | 5 | 1967 | 12 | 2016 | N | Electric Utility | 1 | X | DFO | [9 empty] | N | N |  | 1H | [7 empty] | N | N | N
15470 | Duke Energy Indiana, LLC | 1010 | Wabash River | IN | Vigo | 73 | Petroleum Liquids | IC |  | S | X | X |  |  | 2.7 | 0.85 | 2 | 2 | 2 |  |  |  | RE | X | 5 | 1967 | 12 | 2016 | N | Electric Utility | 1 | X | DFO | [9 empty] | N | N |  | 1H | [7 empty] | N | N | N
17633 | Southern Indiana Gas & Elec Co | 1011 | Broadway (IN) | IN | Vanderburgh | 1 | Natural Gas Fired Combustion Turbine | GT |  | S | X | X | SIGE.10BGGTN1 | SIGE.10BGGTN1 | 53.1 | 0.9 | 50 | 60 | 10 | N |  |  | RE | X | 9 | 1971 | 2 | 2018 | N | Electric Utility | 1 | X | NG | [9 empty] | N | N |  | 12H | [7 empty] | N
17633 | Southern Indiana Gas & Elec Co | 1011 | Broadway (IN) | IN | Vanderburgh | 2 | Natural Gas Fired Combustion Turbine | GT |  | S | X | X | SIGE.10BGGTN2 | SIGE.10BGGTN2 | 88.8 | 0.9 | 65 | 75 | 10 | N |  |  | RE | X | 5 | 1981 | 12 | 2019 | N | Electric Utility | 1 | X | NG | [9 empty] | N | N |  | 12H | [7 empty] | N
17633 | Southern Indiana Gas & Elec Co | 1012 | F B Culley | IN | Warrick | 1 | Conventional Steam Coal | ST |  | S | X | X |  |  | 46 |  | 42 | 42 |  | N |  |  | RE | X | 6 | 1955 | 12 | 2006 | N | Electric Utility | 1 | X | BIT | NG | [8 empty] | N
17633 | Southern Indiana Gas & Elec Co | 1013 | Northeast (IN) | IN | Vanderburgh | 1 | Natural Gas Fired Combustion Turbine | GT |  | S | X | X | SIGE.10NEGTN1 | SIGE.10NEGTN1 | 10.7 | 0.85 | 10 | 12 | 2 | N |  |  | RE | X | 6 | 1963 | 5 | 2019 | N | Electric Utility | 1 | X | NG | [9 empty] | N | N |  | 1H | [7 empty] | N | N | N
17633 | Southern Indiana Gas & Elec Co | 1013 | Northeast (IN) | IN | Vanderburgh | 2 | Natural Gas Fired Combustion Turbine | GT |  | S | X | X | SIGE.10NEGTN1 | SIGE.10NEGTN1 | 11.5 | 0.85 | 10 | 12 | 2 | N |  |  | RE | X | 6 | 1964 | 5 | 2019 | N | Electric Utility | 1 | X | NG | [9 empty] | N | N |  | 1H | [7 empty] | N | N | N
14839 | City of Peru - (IN) | 1037 | Peru (IN) | IN | Miami | 2 | Conventional Steam Coal | ST |  | S | X | X |  |  | 22 | 0.85 | 20 | 20 | 5 | N |  |  | RE | X | 2 | 1959 | 12 | 2015 | N | Electric Utility | 1 | X | BIT | DFO |  |  |  |  | BIT | DFO |  |  | N | N |  | 12H | N | Y |  |  | Y |  |  |  | N | N
14839 | City of Peru - (IN) | 1037 | Peru (IN) | IN | Miami | 3 | Conventional Steam Coal | ST |  | S | X | X |  |  | 12.5 | 0.8 | 12 | 12 | 2.5 | N |  |  | RE | X | 6 | 1949 | 12 | 2015 | N | Electric Utility | 1 | X | BIT | DFO |  |  |  |  | BIT | DFO |  |  | N | N |  | 12H | N | Y |  |  | Y |  |  |  | N | N
15860 | City of Rensselaer - (IN) | 1038 | Rensselaer City Light Plant | IN | Jasper | 7 | Petroleum Liquids | IC |  | S | X | X |  |  | 3 |  | 2.5 | 2.5 | 0 |  |  |  | RE | X | 1 | 1964 | 9 | 2003 | N | Electric Utility | 1 | X | DFO | [12 empty] | 1H
9267 | Hoosier Energy R E C, Inc | 1043 | Frank E Ratts | IN | Pike | 1 | Conventional Steam Coal | ST |  | S | X | X | HE.RATTS1 | HE.RATTS1 | 116.6 | 0.872 | 110 | 115 | 55 | N |  |  | RE | X | 4 | 1970 | 3 | 2015 | N | Electric Utility | 1 | X | BIT | DFO |  |  |  |  | DFO |  |  |  | N | N |  | 12H |  | Y |  |  | Y |  |  | N | N | N
9267 | Hoosier Energy R E C, Inc | 1043 | Frank E Ratts | IN | Pike | 2 | Conventional Steam Coal | ST |  | S | X | X | HE.RATTS2 | HE.RATTS2 | 116.6 | 0.872 | 100 | 105 | 65 |  |  |  | RE | X | 4 | 1970 | 3 | 2015 | N | Electric Utility | 1 | X | BIT | DFO |  |  |  |  | DFO |  |  |  | N | N |  | 12H |  | Y |  |  | Y |  |  | N | N | N
9417 | Interstate Power and Light Co | 1046 | Dubuque | IA | Dubuque | 3 | Natural Gas Steam Turbine | ST |  | S | X | X | ALTW.8THST3 | ALTW.8THST3 | 28.7 | 0.8 | 31.8 | 32.3 | 8 | N |  |  | RE | X | 1 | 1952 | 6 | 2017 | N | Electric Utility | 1 | X | NG | [5 empty] | NG |  |  |  | N | N |  | 12H |  | N |  |  | N |  |  | N | N | N
9417 | Interstate Power and Light Co | 1046 | Dubuque | IA | Dubuque | 4 | Natural Gas Steam Turbine | ST |  | S | X | X | ALTW.8THST4 | ALTW.8THST4 | 37.5 | 0.85 | 38 | 38.3 | 8 | N |  |  | RE | X | 1 | 1959 | 6 | 2017 | N | Electric Utility | 1 | X | NG | [5 empty] | NG |  |  |  | N | N |  | 12H |  | N |  |  | N |  |  | N | N | N
9417 | Interstate Power and Light Co | 1046 | Dubuque | IA | Dubuque | IC1 | Petroleum Liquids | IC |  | S | X | X |  |  | 2 | 0.8 | 2 | 2 | 1.4 | N |  |  | RE | X | 1 | 1966 | 6 | 2017 | N | Electric Utility | 1 | X | DFO | [9 empty] | N | N |  | 1H | [7 empty] | N | N | N
9417 | Interstate Power and Light Co | 1046 | Dubuque | IA | Dubuque | IC2 | Petroleum Liquids | IC |  | S | X | X |  |  | 2 | 0.8 | 1.4 | 1.4 | 1.4 | N |  |  | RE | X | 1 | 1966 | 6 | 2017 | N | Electric Utility | 1 | X | DFO | [9 empty] | N | N |  | 1H | [7 empty] | N | N | N
9417 | Interstate Power and Light Co | 1046 | Dubuque | IA | Dubuque | ST2 | Conventional Steam Coal | ST |  | S | X | X |  |  | 15 | 0.8 | 11.8 | 13.2 |  | N |  |  | RE | X | 1 | 1929 | 11 | 2010 | N | Electric Utility | 1 | X | SUB | NG | DFO |  |  |  | NG |  |  |  | N |  |  |  |  | Y |  |  | Y |  |  | Y | N | Y
9417 | Interstate Power and Light Co | 1047 | Lansing | IA | Allamakee | 1 | Conventional Steam Coal | ST |  | S | X | X |  |  | 15 |  | 14.1 | 14.1 |  | N |  |  | RE | X | 1 | 1948 | 2 | 2006 | N | Electric Utility | 1 | X | SUB | BIT | [8 empty] | N |  |  |  |  | N |  |  | N |  |  | N
9417 | Interstate Power and Light Co | 1047 | Lansing | IA | Allamakee | 2 | Conventional Steam Coal | ST |  | S | X | X |  |  | 11.5 | 0.85 | 11 | 11.2 |  | N |  |  | RE | X | 1 | 1949 | 11 | 2010 | N | Electric Utility | 1 | X | SUB | BIT |  |  |  |  | DFO |  |  |  | N |  |  |  |  | N |  |  | N |  |  | Y | Y
9417 | Interstate Power and Light Co | 1047 | Lansing | IA | Allamakee | 3 | Conventional Steam Coal | ST |  | S | X | X |  |  | 37.5 | 0.85 | 29.4 | 29.5 |  | N |  |  | RE | X | 1 | 1957 | 6 | 2013 | N | Electric Utility | 1 | X | SUB | BIT |  |  |  |  | DFO |  |  |  | N |  |  |  |  | Y |  |  | Y |  |  | Y | Y
9417 | Interstate Power and Light Co | 1047 | Lansing | IA | Allamakee | IC1 | Petroleum Liquids | IC |  | S | X | X |  |  | 1 | 0.8 | 1.2 | 1.2 | 0.5 | N |  |  | RE | X | 1 | 1970 | 3 | 2014 | N | Electric Utility | 1 | X | DFO | [9 empty] | N | N |  | 1H | [7 empty] | N | N | N
9417 | Interstate Power and Light Co | 1047 | Lansing | IA | Allamakee | IC2 | Petroleum Liquids | IC |  | S | X | X |  |  | 1 | 0.8 | 1.1 | 1.1 | 0.5 | N |  |  | RE | X | 1 | 1971 | 3 | 2014 | N | Electric Utility | 1 | X | DFO | [9 empty] | N | N |  | 1H | [7 empty] | N |  | N
9417 | Interstate Power and Light Co | 1048 | Milton L Kapp | IA | Clinton | 1 | Natural Gas Steam Turbine | ST |  | S | X | X |  |  | 18.8 | 0.87 | 8.8 | 8.8 |  | N |  |  | RE | X | 1 | 1947 | 11 | 2010 | N | Electric Utility | 1 | X | NG | [5 empty] | NG |  |  |  | N | [7 empty] | N |  |  | N
9417 | Interstate Power and Light Co | 1048 | Milton L Kapp | IA | Clinton | 2 | Natural Gas Steam Turbine | ST |  | S | X | X | ALTW.BVRCH2 | ALTW.BVRCH2 | 218.5 | 0.85 | 112.3 | 116 | 44 | N |  |  | RE | X | 1 | 1967 | 6 | 2018 | N | Electric Utility | 1 | X | NG | [5 empty] | NG |  |  |  | N | N |  | 12H |  | N |  |  | N |  |  | N | N | N
9417 | Interstate Power and Light Co | 1052 | Ames Diesel Generating Station | IA | Story | 1 | Petroleum Liquids | IC |  | S | X | X |  |  | 1 |  | 1 | 1 |  | N |  |  | RE | X | 1 | 1960 | 7 | 2008 | N | Electric Utility | 1 | X | DFO | [9 empty] | N
9417 | Interstate Power and Light Co | 1052 | Ames Diesel Generating Station | IA | Story | 2 | Petroleum Liquids | IC |  | S | X | X |  |  | 1 |  | 1 | 1 |  | N |  |  | RE | X | 1 | 1960 | 7 | 2008 | N | Electric Utility | 1 | X | DFO | [9 empty] | N
9417 | Interstate Power and Light Co | 1058 | Sixth Street | IA | Linn | 1 | Conventional Steam Coal | ST |  | S | X | X |  |  | 10 |  | 9.4 | 9.4 |  | N |  |  | RE | X | 5 | 1921 | 11 | 2010 | N | Electric Utility | 1 | X | BIT | [9 empty] | N |  |  |  |  | Y |  |  | Y
9417 | Interstate Power and Light Co | 1058 | Sixth Street | IA | Linn | 2 | Conventional Steam Coal | ST |  | S | X | X |  |  | 6 |  | 2.8 | 3.9 |  | N |  |  | RE | X | 11 | 1930 | 11 | 2010 | Y | Electric Utility | 1 | T | SUB | BIT | NG | [7 empty] | N |  |  |  |  | Y |  |  | Y |  |  |  | Y | N
9417 | Interstate Power and Light Co | 1058 | Sixth Street | IA | Linn | 4 | Conventional Steam Coal | ST |  | S | X | X |  |  | 15 |  | 12.6 | 12.5 |  | N |  |  | RE | X | 6 | 1942 | 11 | 2010 | Y | Electric Utility | 1 | T | SUB | NG | [8 empty] | N |  |  |  |  | Y |  |  | Y |  |  |  | Y | N
9417 | Interstate Power and Light Co | 1058 | Sixth Street | IA | Linn | 6 | Conventional Steam Coal | ST |  | S | X | X |  |  | 10 |  | 8 | 3 |  | N |  |  | RE | X | 1 | 1925 | 11 | 2010 | N | Electric Utility | 1 | X | BIT | [9 empty] | N |  |  |  |  | Y |  |  | Y
9417 | Interstate Power and Light Co | 1058 | Sixth Street | IA | Linn | 7 | Conventional Steam Coal | ST |  | S | X | X |  |  | 15 |  | 14.7 | 7.8 |  | N |  |  | RE | X | 3 | 1945 | 11 | 2010 | Y | Electric Utility | 1 | T | SUB | NG | [8 empty] | N |  |  |  |  | Y |  |  | Y |  |  |  | Y | N
9417 | Interstate Power and Light Co | 1058 | Sixth Street | IA | Linn | 8 | Conventional Steam Coal | ST |  | S | X | X |  |  | 28.7 |  | 29.2 | 26.8 |  | N |  |  | RE | X | 10 | 1950 | 11 | 2010 | Y | Electric Utility | 1 | T | SUB | NG | [8 empty] | N |  |  |  |  | Y |  |  | Y |  |  |  | Y | N
55269 | NextEra Energy Duane Arnold LLC | 1060 | Duane Arnold Energy Center | IA | Linn | 1 | Nuclear | ST |  | J | X | X | ALTW.DAEC | ALTW.DAEC | 679.5 | 0.95 | 601.4 | 622.1 | 60 | N |  |  | RE | X | 2 | 1975 | 11 | 2020 | N | IPP Non-CHP | 2 | X | NUC | [9 empty] | N | N |  | OVER | [7 empty] | N | N | N
9417 | Interstate Power and Light Co | 1073 | Prairie Creek | IA | Linn | 2 | Conventional Steam Coal | ST |  | S | X | X |  |  | 23 |  | 18.4 | 20.7 |  | N |  |  | RE | X | 5 | 1951 | 11 | 2010 | Y | Electric Utility | 1 | T | SUB | NG | [8 empty] | N | [7 empty] | N |  |  | Y | Y | N
9417 | Interstate Power and Light Co | 1077 | Sutherland | IA | Marshall | 1 | Natural Gas Steam Turbine | ST |  | S | X | X | ALTW.SUTH1 | ALTW.SUTH1 | 37.5 | 0.85 | 22 | 22.1 | 12 | N |  |  | RE | X | 5 | 1955 | 6 | 2017 | N | Electric Utility | 1 | X | NG | [9 empty] | N | N |  | 12H |  | N |  |  | N |  |  | N | N | N
9417 | Interstate Power and Light Co | 1077 | Sutherland | IA | Marshall | 2 | Conventional Steam Coal | ST |  | S | X | X |  |  | 37.5 |  | 29.5 | 29.7 |  | N |  |  | RE | X | 5 | 1955 | 11 | 2010 | N | Electric Utility | 1 | X | SUB | NG | PC | [7 empty] | N |  |  |  |  | N |  |  | N |  |  | N | N | N
9417 | Interstate Power and Light Co | 1077 | Sutherland | IA | Marshall | 3 | Natural Gas Steam Turbine | ST |  | S | X | X | ALTW.SUTH3 | ALTW.SUTH3 | 81.6 | 0.85 | 80.8 | 81.5 | 24 | N |  |  | RE | X | 1 | 1961 | 6 | 2017 | N | Electric Utility | 1 | X | NG | [9 empty] | N | N |  | 12H |  |  |  |  | N |  |  | N | N | N
12341 | MidAmerican Energy Co | 1081 | Riverside | IA | Scott | 3HS | Conventional Steam Coal | ST |  | S | X | X |  |  | 5 | 0.85 | 4 | 4 |  | N |  |  | RE | X | 5 | 1949 | 8 | 2013 | N | Electric Utility | 1 | X | SUB | NG |  |  |  |  | NG |  |  |  | N |  |  | OVER |  | Y |  |  | Y |  |  |  | Y | N
12341 | MidAmerican Energy Co | 1082 | Walter Scott Jr Energy Center | IA | Pottawattamie | 1 | Conventional Steam Coal | ST |  | S | X | X | MEC.WSEC1 | MEC.WSEC1 | 49 | 0.85 | 37.4 | 37.4 | 25 | N |  |  | RE | X | 3 | 1954 | 3 | 2015 | N | Electric Utility | 1 | X | SUB | NG | [8 empty] | N |  |  | OVER |  | Y |  |  | Y |  |  |  | Y | N
12341 | MidAmerican Energy Co | 1082 | Walter Scott Jr Energy Center | IA | Pottawattamie | 2 | Conventional Steam Coal | ST |  | S | X | X | MEC.WSEC2 | MEC.WSEC2 | 81.6 | 0.85 | 80.8 | 80.8 | 40 | N |  |  | RE | X | 10 | 1958 | 3 | 2015 | N | Electric Utility | 1 | X | SUB | NG | [8 empty] | N |  |  | OVER |  | Y |  |  | Y |  |  |  | Y | N
12341 | MidAmerican Energy Co | 1091 | George Neal North | IA | Woodbury | 1 | Conventional Steam Coal | ST |  | S | X | X | MEC.NEALN 1 | MEC.NEALN1 | 147 | 0.85 | 134.3 | 134.3 | 65 | N |  |  | RE | X | 5 | 1964 | 4 | 2016 | N | Electric Utility | 1 | X | SUB | NG |  |  |  |  | NG |  |  |  | N |  |  | OVER |  | Y |  |  | Y |  |  | N | Y | N
12341 | MidAmerican Energy Co | 1091 | George Neal North | IA | Woodbury | 2 | Conventional Steam Coal | ST |  | S | X | X | MEC.NEALN2 | MEC.NEAL2 | 349.2 | 0.9 | 283.7 | 283.7 | 90 | N |  |  | RE | X | 5 | 1972 | 4 | 2016 | N | Electric Utility | 1 | X | SUB | NG |  |  |  |  | NG |  |  |  | N |  |  | OVER |  | Y |  |  | Y |  |  | N | N | N
9417 | Interstate Power and Light Co | 1105 | Centerville | IA | Appanoose | 1 | Petroleum Liquids | IC |  | S | X | X |  |  | 2 | 0.8 | 2 | 2 | 2 | N |  |  | RE | X | 1 | 1963 | 11 | 2017 | N | Electric Utility | 1 | X | DFO | [9 empty] | N | N |  | 1H | [7 empty] | N | N | N
9417 | Interstate Power and Light Co | 1105 | Centerville | IA | Appanoose | 2 | Petroleum Liquids | IC |  | S | X | X |  |  | 2 | 0.8 | 1.7 | 1.7 | 1.7 | N |  |  | RE | X | 1 | 1963 | 11 | 2017 | N | Electric Utility | 1 | X | DFO | [9 empty] | N | N |  | 1H | [7 empty] | N | N | N
9417 | Interstate Power and Light Co | 1105 | Centerville | IA | Appanoose | 3 | Petroleum Liquids | IC |  | S | X | X |  |  | 2 | 0.8 | 1.9 | 1.9 | 1.9 | N |  |  | RE | X | 1 | 1963 | 11 | 2017 | N | Electric Utility | 1 | X | DFO | [9 empty] | N | N |  | 1H | [7 empty] | N | N | N
9417 | Interstate Power and Light Co | 1105 | Centerville | IA | Appanoose | GT1 | Petroleum Liquids | GT |  | S | X | X | ALTW.NCENT1 | ALTW.NCENT1 | 27 | 0.85 | 20.3 | 24.1 | 10 | N |  |  | RE | X | 8 | 1990 | 11 | 2017 | N | Electric Utility | 1 | X | DFO | [10 empty] | N |  | 1H | [7 empty] | N | N | N
9417 | Interstate Power and Light Co | 1105 | Centerville | IA | Appanoose | GT2 | Petroleum Liquids | GT |  | S | X | X | ALTW.NCENT2 | ALTW.NCENT2 | 27 | 0.85 | 26.3 | 30.1 | 10 | N |  |  | RE | X | 9 | 1990 | 11 | 2017 | N | Electric Utility | 1 | X | DFO | [10 empty] | N |  | 1H | [7 empty] | N | N | N
309 | City of Algona - (IA) | 1120 | Algona | IA | Kossuth | 3 | Petroleum Liquids | IC |  | S | X | X |  |  | 0.7 |  | 0.6 | 0.6 |  | N |  |  | RE | X | 1 | 1938 | 9 | 2003 | N | Electric Utility | 1 | X | DFO | NG | [21 empty] | Y
309 | City of Algona - (IA) | 1120 | Algona | IA | Kossuth | 4 | Petroleum Liquids | IC |  | S | X | X |  |  | 1 |  | 0.8 | 0.8 |  | N |  |  | RE | X | 1 | 1941 | 4 | 2002 | N | Electric Utility | 1 | X | DFO | NG
309 | City of Algona - (IA) | 1120 | Algona | IA | Kossuth | 5 | Petroleum Liquids | IC |  | S | X | X |  |  | 1.5 |  | 1.1 | 1.1 |  | N |  |  | RE | X | 1 | 1947 | 6 | 2002 | N | Electric Utility | 1 | X | DFO | NG
405 | City of Alta - (IA) | 1121 | Alta Municipal Utilities | IA | Buena Vista | 3 | Petroleum Liquids | IC |  | S | X | X |  |  | 1.1 | 1 | 1 | 1.1 | 0 | N |  |  | RE | X | 6 | 1990 | 11 | 2014 | N | Electric Utility | 1 | X | DFO | [9 empty] | N | N |  | 10M | [8 empty] | N | Y
682 | City of Anita - (IA) | 1123 | Anita | IA | Cass | 1 | Petroleum Liquids | IC |  | S | X | X |  |  | 0.1 |  | 0.1 | 0.1 |  | N |  |  | RE | X | 10 | 1939 | 1 | 2003 | N | Electric Utility | 1 | X | DFO | [9 empty] | N | N |  | 10M | [7 empty] | N | N | N
965 | Atlantic Municipal Utilities | 1124 | Atlantic | IA | Cass | 1 | Petroleum Liquids | IC |  | S | X | X | Behind the meter | Behind the meter | 5.3 | 0.85 | 4 | 4 | 0.5 | N |  |  | RE | X | 9 | 1966 | 12 | 2016 | N | Electric Utility | 1 | X | DFO | NG | [8 empty] | N | N | 0 | 12H | [7 empty] | Y | N | Y
1172 | Bancroft Municipal Utilities | 1125 | Bancroft | IA | Kossuth | 4 | Petroleum Liquids | IC |  | S | X | X |  |  | 0.3 | 0.9 | 0.3 | 0.3 | 0.1 | N |  |  | RE | X | 1 | 1948 | 2 | 2014 | N | Electric Utility | 1 | X | DFO | [9 empty] | N | N |  | 1H | [8 empty] | N | N
1515 | City of Bellevue - (IA) | 1126 | Bellevue | IA | Jackson | 1 | Petroleum Liquids | IC |  | S | X | X | ALTW.ALTW | ALTW.ALTW | 0.6 | 0.8 | 0.5 | 0.5 | 0.1 | N |  |  | RE | X | 7 | 1947 | 5 | 2018 | N | Electric Utility | 1 | X | DFO | [9 empty] | N | N |  | 1H | [7 empty] | N | N | N
2287 | City of Brooklyn - (IA) | 1128 | Brooklyn | IA | Poweshiek | 1 | Petroleum Liquids | IC |  | S | X | X |  |  | 0.2 |  | 0.2 | 0.2 |  |  |  |  | RE | X | 12 | 1940 | 9 | 2011 | N | Electric Utility | 1 | X | DFO | [9 empty] | N | N | [9 empty] | N | N
2287 | City of Brooklyn - (IA) | 1128 | Brooklyn | IA | Poweshiek | 2 | Petroleum Liquids | IC |  | S | X | X |  |  | 0.2 |  | 0.2 | 0.2 |  |  |  |  | RE | X | 12 | 1940 | 9 | 2011 | N | Electric Utility | 1 | X | DFO | [9 empty] | N | N | [9 empty] | N | N
2287 | City of Brooklyn - (IA) | 1128 | Brooklyn | IA | Poweshiek | 3 | Petroleum Liquids | IC |  | S | X | X |  |  | 0.3 |  | 0.2 | 0.2 |  |  |  |  | RE | X | 10 | 1947 | 9 | 2011 | N | Electric Utility | 1 | X | DFO | [9 empty] | N | N | [9 empty] | N | N
2287 | City of Brooklyn - (IA) | 1128 | Brooklyn | IA | Poweshiek | 4 | Natural Gas Internal Combustion Engine | IC |  | S | X | X |  |  | 0.5 |  | 0.5 | 0.5 |  |  |  |  | RE | X | 6 | 1955 | 5 | 2010 | N | Electric Utility | 1 | X | NG | DFO | [8 empty] | N | [10 empty] | N | N
2287 | City of Brooklyn - (IA) | 1128 | Brooklyn | IA | Poweshiek | 5 | Natural Gas Internal Combustion Engine | IC |  | S | X | X |  |  | 1.1 |  | 1 | 1.1 |  |  |  |  | RE | X | 8 | 1964 | 9 | 2011 | N | Electric Utility | 1 | X | NG | DFO | [8 empty] | N | [10 empty] | Y | Y
3900 | City of Coggon - (IA) | 1132 | Coggon | IA | Linn | 3 | Petroleum Liquids | IC |  | S | X | X |  |  | 0.2 |  | 0.2 | 0.2 |  |  |  |  | RE | X | 1 | 1945 | 1 | 2003 | N | Electric Utility | 1 | X | DFO
3900 | City of Coggon - (IA) | 1132 | Coggon | IA | Linn | 4 | Petroleum Liquids | IC |  | S | X | X |  |  | 0.6 | 0.8 | 0.6 | 0.6 | 0 |  |  |  | RE | X | 10 | 1987 | 1 | 2014 | N | Electric Utility | 1 | X | DFO | [12 empty] | 1H | [7 empty] | N | N | N
3900 | City of Coggon - (IA) | 1132 | Coggon | IA | Linn | IC1 | Petroleum Liquids | IC |  | S | X | X |  |  | 0.6 | 0.8 | 0.6 | 0.6 | 0 |  |  |  | RE | X | 10 | 1957 | 2 | 2016 | N | Electric Utility | 1 | X | DFO | [10 empty] | N |  | 12H | [7 empty] | N | N | N
4375 | City of Corning - (IA) | 1134 | Corning | IA | Adams | 1 | Petroleum Liquids | IC |  | S | X | X |  |  | 0.6 |  | 0.6 | 0.6 |  |  |  |  | RE | X | 7 | 1945 | 3 | 2006 | N | Electric Utility | 1 | X | DFO | [9 empty] | N
4375 | City of Corning - (IA) | 1134 | Corning | IA | Adams | 2 | Petroleum Liquids | IC |  | S | X | X |  |  | 0.9 |  | 0.9 | 0.9 |  |  |  |  | RE | X | 7 | 1950 | 3 | 2006 | N | Electric Utility | 1 | X | DFO | [9 empty] | N
4375 | City of Corning - (IA) | 1134 | Corning | IA | Adams | 3 | Petroleum Liquids | IC |  | S | X | X |  |  | 1.3 |  | 1.3 | 1.3 |  |  |  |  | RE | X | 7 | 1955 | 3 | 2006 | N | Electric Utility | 1 | X | DFO | [9 empty] | N
4375 | City of Corning - (IA) | 1134 | Corning | IA | Adams | 4 | Petroleum Liquids | IC |  | S | X | X |  |  | 0.4 |  | 0.4 | 0.4 |  |  |  |  | RE | X | 7 | 1938 | 3 | 2006 | N | Electric Utility | 1 | X | DFO | [9 empty] | N
4919 | City of Dayton - (IA) | 1135 | Dayton (IA) | IA | Webster | 1 | Petroleum Liquids | IC |  | S | X | X |  |  | 0.6 |  | 0.6 | 0.6 |  | N |  |  | RE | X | 5 | 1959 | 7 | 2001 | N | Electric Utility | 1 | X | DFO | NG | [8 empty] | N | N | [10 empty] | N
4919 | City of Dayton - (IA) | 1135 | Dayton (IA) | IA | Webster | 4 | Petroleum Liquids | IC |  | S | X | X |  |  | 0.1 |  | 0.1 | 0.1 |  | N |  |  | RE | X | 7 | 1939 | 6 | 2002 | N | Electric Utility | 1 | X | DFO | [9 empty] | N | N | [10 empty] | N
5998 | City of Estherville - (IA) | 1137 | Estherville | IA | Emmet | 6 | Petroleum Liquids | IC |  | S | X | X |  |  | 2 |  | 1.7 | 1.7 | 0 | N |  |  | RE | X | 1 | 1950 | 6 | 2013 | N | Electric Utility | 1 | X | DFO | [9 empty] | N | N | [9 empty] | Y | N | Y
7424 | Gowrie Municipal Utilities | 1141 | Gowrie | IA | Webster | 1 | Petroleum Liquids | IC |  | S | X | X |  |  | 1.2 |  | 1.1 | 1.1 |  |  |  |  | RE | X | 7 | 1959 | 5 | 2013 | N | Electric Utility | 1 | X | DFO | [9 empty] | N | N | [10 empty] | N | N
7424 | Gowrie Municipal Utilities | 1141 | Gowrie | IA | Webster | 2 | Petroleum Liquids | IC |  | S | X | X |  |  | 1.2 |  | 1.1 | 1.1 |  |  |  |  | RE | X | 7 | 1968 | 5 | 2013 | N | Electric Utility | 1 | X | DFO | [9 empty] | N | N | [10 empty] | N | N
7486 | City of Grand Junction - (IA) | 1143 | Grand Junction | IA | Greene | 1 | Petroleum Liquids | IC |  | S | X | X |  |  | 0.5 |  | 0.4 | 0.4 | 1 | N |  |  | RE | X | 7 | 1952 | 12 | 1994 | N | Electric Utility | 1 | X | DFO | NG | [11 empty] | 1H | [7 empty] | N | N | N
7626 | City of Greenfield - (IA) | 1144 | Greenfield Light Plant | IA | Adair | 3 | Petroleum Liquids | IC |  | S | X | X | ALTW.ALTW | ALTW.ALTW | 1.3 | 0.8 | 1 | 1 | 0.5 | N |  |  | RE | X | 7 | 1952 | 12 | 2018 | N | Electric Utility | 1 | X | DFO | [9 empty] | N | N |  | 1H | [7 empty] | N | N | N
7626 | City of Greenfield - (IA) | 1144 | Greenfield Light Plant | IA | Adair | 4 | Petroleum Liquids | IC |  | S | X | X | ALTW.ALTW | ALTW.ALTW | 1.8 | 0.8 | 1.8 | 1.8 | 1.2 | N |  |  | RE | X | 8 | 1961 | 12 | 2018 | N | Electric Utility | 1 | X | DFO | [9 empty] | N | N |  | 1H | [7 empty] | N | N | N
7626 | City of Greenfield - (IA) | 1144 | Greenfield Light Plant | IA | Adair | 5 | Petroleum Liquids | IC |  | S | X | X | ALTW.ALTW | ALTW.ALTW | 3 | 0.8 | 2.7 | 2.7 | 1.6 | N |  |  | RE | X | 7 | 1973 | 12 | 2018 | N | Electric Utility | 1 | X | DFO | [9 empty] | N | N |  | 1H | [7 empty] | N | N | N
9275 | Indianola Municipal Utilities | 1150 | Indianola | IA | Warren | 1 | Petroleum Liquids | IC |  | S | X | X |  |  | 0.8 |  | 0.6 | 0.6 |  | N |  |  | RE | X | 1 | 1946 | 6 | 2012 | N | Electric Utility | 1 | X | DFO | NG | [8 empty] | N | N |  | 10M | [7 empty] | Y | Y | Y
9275 | Indianola Municipal Utilities | 1150 | Indianola | IA | Warren | 2 | Petroleum Liquids | IC |  | S | X | X |  |  | 1.4 |  | 1.3 | 1.3 |  | N |  |  | RE | X | 1 | 1949 | 6 | 2012 | N | Electric Utility | 1 | X | DFO | NG | [8 empty] | N | N |  | 10M | [7 empty] | Y | Y | Y
9275 | Indianola Municipal Utilities | 1150 | Indianola | IA | Warren | 3 | Petroleum Liquids | IC |  | S | X | X |  |  | 1.1 |  | 1 | 1 |  | N |  |  | RE | X | 1 | 1953 | 2 | 2006 | N | Electric Utility | 1 | X | DFO | NG | [8 empty] | N | N |  | 10M | [7 empty] | Y | Y | Y
9275 | Indianola Municipal Utilities | 1150 | Indianola | IA | Warren | 4 | Petroleum Liquids | IC |  | S | X | X |  |  | 1.5 |  | 1.3 | 1.3 |  | N |  |  | RE | X | 1 | 1961 | 6 | 2012 | N | Electric Utility | 1 | X | DFO | NG | [8 empty] | N | N |  | 1H | [7 empty] | Y | Y | Y
10608 | City of Lake Park - (IA) | 1153 | Lake Park | IA | Dickinson | 1 | Petroleum Liquids | IC |  | S | X | X |  |  | 0.7 |  | 0.5 | 0.5 |  |  |  |  | RE | X | 88 | 1950 | 3 | 2002 | N | Electric Utility | 1 | X | DFO | [20 empty] | N
10608 | City of Lake Park - (IA) | 1153 | Lake Park | IA | Dickinson | 2 | Petroleum Liquids | IC |  | S | X | X |  |  | 1 |  | 0.8 | 0.8 |  |  |  |  | RE | X | 88 | 1958 | 3 | 2002 | N | Electric Utility | 1 | X | DFO | [20 empty] | N
10606 | City of Lake Mills | 1154 | Lake Mills | IA | Winnebago | 1A | Petroleum Liquids | IC |  | S | X | X | miso |  | 3 | 0.8 | 3 | 3 | 1 | N |  |  | RE | X | 1 | 1969 | 10 | 2020 | N | Electric Utility | 1 | X | DFO | NG | [8 empty] | N | N |  | 1H | [7 empty] | Y | N | Y
10606 | City of Lake Mills | 1154 | Lake Mills | IA | Winnebago | 5 | Petroleum Liquids | IC |  | S | X | X |  |  | 0.9 | 0.8 | 0.9 | 0.9 | 0.5 | N |  |  | RE | X | 1 | 1956 | 10 | 2020 | N | Electric Utility | 1 | X | DFO | NG | [8 empty] | N | N |  | 1H | [7 empty] | Y | N | Y
10542 | La Porte City Utilities | 1156 | La Porte | IA | Black Hawk | 2 | Petroleum Liquids | IC |  | S | X | X |  |  | 1.1 |  | 1.1 | 1.1 |  | N |  |  | RE | X | 10 | 1963 | 12 | 2013 | N | Electric Utility | 1 | X | DFO | [9 empty] | N |  |  | 10M
10542 | La Porte City Utilities | 1156 | La Porte | IA | Black Hawk | 5 | Petroleum Liquids | IC |  | S | X | X |  |  | 0.8 |  | 0.8 | 0.8 |  | N |  |  | RE | X | 9 | 1956 | 12 | 2013 | N | Electric Utility | 1 | X | DFO | [9 empty] | N | N
11611 | City of Maquoketa - (IA) | 1162 | Maquoketa 1 | IA | Jackson | 1 | Natural Gas Internal Combustion Engine | IC |  | S | X | X |  |  | 1.4 |  | 1 | 1 |  | N |  |  | RE | X | 3 | 1947 | 8 | 2002 | N | Electric Utility | 1 | X | NG | DFO | [8 empty] | N |  |  | 1H | [7 empty] | Y
11611 | City of Maquoketa - (IA) | 1162 | Maquoketa 1 | IA | Jackson | 2 | Petroleum Liquids | IC |  | S | X | X |  |  | 0.8 |  | 0.6 | 0.6 |  | N |  |  | RE | X | 11 | 1938 | 5 | 2002 | N | Electric Utility | 1 | X | DFO | [9 empty] | N |  |  | 1H | [7 empty] | N
12114 | City of McGregor- (IA) | 1163 | McGregor | IA | Clayton | 3 | Petroleum Liquids | IC |  | S | X | X |  |  | 0.5 | 0.8 | 0.5 | 0.5 | 0.3 | N |  |  | RE | X | 7 | 1955 | 9 | 2019 | N | Electric Utility | 1 | X | DFO | [10 empty] | N |  | 1H | [7 empty] | N | N | N
12541 | City of Milford - (IA) | 1164 | Milford | IA | Dickinson | 3 | Petroleum Liquids | IC |  | S | X | X | WAUEMLFRDTCBUNMILFORD | WAUE.NMCA.MILFORD | 0.3 |  | 0.3 | 0.3 | 0.3 | N |  |  | RE | X | 1 | 1938 | 12 | 2003 | N | Electric Utility | 1 | X | DFO | [9 empty] | N | [10 empty] | N | N
13038 | City of Mt Pleasant - (IA) | 1166 | Mt Pleasant | IA | Henry | 5 | Natural Gas Steam Turbine | ST |  | S | X | X | AMIL.HEN_AMT_P | AMIL.HEN_AMT_P | 7.5 |  | 7.5 | 7.5 |  | N |  |  | RE | X | 10 | 1966 | 6 | 2001 | N | Electric Utility | 1 | X | NG | DFO | [8 empty] | N | N |  | 10M | [7 empty] | N | N | N
13038 | City of Mt Pleasant - (IA) | 1166 | Mt Pleasant | IA | Henry | D | Petroleum Liquids | IC |  | S | X | X | AMIL.HEN_AMT_P | AMIL.HEN_AMT_P | 1 | 0.8 | 1 | 1 |  | N |  |  | RE | X | 88 | 1966 | 1 | 2002 | N | Electric Utility | 1 | X | DFO | [9 empty] | N | N | 0 | 10M | [7 empty] | N | N | N
14645 | City of Pella - (IA) | 1175 | Pella | IA | Marion | 5 | Conventional Steam Coal | ST |  | S | X | X |  |  | 11.5 |  |  |  |  | N |  |  | RE | X | 5 | 1964 | 6 | 2012 | N | Electric Utility | 1 | X | SUB | NG |  |  |  |  | SUB | NG |  |  | N | [7 empty] | Y
14645 | City of Pella - (IA) | 1175 | Pella | IA | Marion | 6 | Conventional Steam Coal | ST |  | S | X | X |  |  | 26.5 |  |  |  |  | N |  |  | RE | X | 7 | 1972 | 6 | 2012 | N | Electric Utility | 1 | X | SUB | NG |  |  |  |  | SUB | NG |  |  | N | [7 empty] | Y
15349 | City of Preston | 1176 | Preston (IA) | IA | Jackson | 1 | Petroleum Liquids | IC |  | S | X | X | NA | NA | 0.7 | 0.9 | 0.7 | 0.7 | 0.7 | N |  |  | RE | X | 12 | 1968 | 1 | 2014 | N | Electric Utility | 1 | X | DFO | NG | [8 empty] | N | N |  | 10M |  |  |  | N |  |  |  | N | N | N
15349 | City of Preston | 1176 | Preston (IA) | IA | Jackson | 2 | Petroleum Liquids | IC |  | S | X | X |  |  | 0.7 | 0.9 | 0.7 | 0.7 | 0.7 | N |  |  | RE | X | 12 | 1968 | 1 | 2014 | N | Electric Utility | 1 | X | DFO | NG | [8 empty] | N | N |  | 10M | [7 empty] | N | N | N
15377 | City of Primghar - (IA) | 1177 | Primghar | IA | O'Brien | 2 | Petroleum Liquids | IC |  | S | X | X |  |  | 0.1 |  | 0.1 | 0.1 |  | N |  |  | RE | X | 88 | 1938 | 7 | 2004 | N | Electric Utility | 1 | X | DFO | [9 empty] | N | N | [10 empty] | N | N
18204 | City of Strawberry Point | 1189 | Strawberry Point | IA | Clayton | 3 | Petroleum Liquids | IC |  | S | X | X |  |  | 0.9 |  | 0.8 | 0.8 |  |  |  |  | RE | X | 0 | 1937 | 7 | 2001 | N | Electric Utility | 1 | X | DFO | NG
18204 | City of Strawberry Point | 1189 | Strawberry Point | IA | Clayton | 4 | Petroleum Liquids | IC |  | S | X | X |  |  | 0.9 |  | 0.8 | 0.8 |  |  |  |  | RE | X | 88 | 1947 | 7 | 2001 | N | Electric Utility | 1 | X | DFO | NG
18204 | City of Strawberry Point | 1189 | Strawberry Point | IA | Clayton | 6 | Petroleum Liquids | IC |  | S | X | X |  |  | 1 |  | 1 | 1 |  |  |  |  | RE | X | 88 | 1965 | 7 | 2001 | N | Electric Utility | 1 | X | DFO | NG
19062 | City of Traer - (IA) | 1192 | Traer Main | IA | Tama | 5 | Petroleum Liquids | IC |  | S | X | X |  |  | 0.6 | 0.8 | 0.5 | 0.5 | 0.3 | N |  |  | RE | X | 1 | 1969 | 12 | 2019 | N | Electric Utility | 1 | X | DFO | [9 empty] | N |  |  | 1H | [7 empty] | N | N | N
19843 | City of Villisca - (IA) | 1193 | Villisca Municipal Power Plant | IA | Montgomery | 1 | Petroleum Liquids | IC |  | S | X | X |  |  | 0.8 |  | 0.8 | 0.8 |  | N |  |  | RE | X | 7 | 1948 | 1 | 2002 | N | Electric Utility | 1 | X | DFO | [20 empty] | N
19843 | City of Villisca - (IA) | 1193 | Villisca Municipal Power Plant | IA | Montgomery | 2 | Petroleum Liquids | IC |  | S | X | X |  |  | 0.3 |  | 0.3 | 0.3 |  | N |  |  | RE | X | 7 | 1936 | 1 | 2002 | N | Electric Utility | 1 | X | DFO | [20 empty] | N
19843 | City of Villisca - (IA) | 1193 | Villisca Municipal Power Plant | IA | Montgomery | 3 | Natural Gas Internal Combustion Engine | IC |  | S | X | X |  |  | 0.3 |  | 0.3 | 0.3 |  | N |  |  | RE | X | 7 | 1936 | 1 | 2002 | N | Electric Utility | 1 | X | NG | DFO | [19 empty] | N
19843 | City of Villisca - (IA) | 1193 | Villisca Municipal Power Plant | IA | Montgomery | 4 | Petroleum Liquids | IC |  | S | X | X |  |  | 0.6 |  | 0.6 | 0.6 |  | N |  |  | RE | X | 7 | 1939 | 1 | 2002 | N | Electric Utility | 1 | X | DFO | [20 empty] | N
20380 | City of West Liberty - (IA) | 1200 | West Liberty | IA | Muscatine | 1 | Petroleum Liquids | IC |  | S | X | X | AMIL.WLBRWEST | AMIL.WLBRWEST | 0.8 | 0.8 | 0.7 | 0.7 | 0.5 | N |  |  | RE | X | 6 | 1948 | 1 | 2011 | N | Electric Utility | 1 | X | DFO | [9 empty] | N | N |  | 1H | [7 empty] | N | N | N
20789 | City of Wilton | 1202 | Wilton | IA | Muscatine | 1 | Petroleum Liquids | IC |  | S | X | X |  |  | 1 |  | 0.9 | 0.9 |  |  |  |  | RE | X | 10 | 1958 | 11 | 2001 | N | Electric Utility | 1 | X | DFO
3258 | Central Iowa Power Cooperative | 1206 | Summit Lake | IA | Union | IC1 | Petroleum Liquids | IC |  | S | X | X |  |  | 1 |  | 1.1 | 1.1 |  |  |  |  | RE | X | 11 | 1948 | 1 | 2007 | N | Electric Utility | 1 | X | DFO | [9 empty] | N
3258 | Central Iowa Power Cooperative | 1206 | Summit Lake | IA | Union | IC2 | Petroleum Liquids | IC |  | S | X | X |  |  | 1 |  | 1.1 | 1.1 |  |  |  |  | RE | X | 11 | 1948 | 1 | 2007 | N | Electric Utility | 1 | X | DFO | [9 empty] | N | [10 empty] | N
3258 | Central Iowa Power Cooperative | 1206 | Summit Lake | IA | Union | IC4 | Petroleum Liquids | IC |  | S | X | X |  |  | 1 |  | 1 | 1 |  |  |  |  | RE | X | 11 | 1948 | 1 | 2007 | N | Electric Utility | 1 | X | DFO | [9 empty] | N | [10 empty] | N
3258 | Central Iowa Power Cooperative | 1206 | Summit Lake | IA | Union | IC5 | Petroleum Liquids | IC |  | S | X | X |  |  | 1 |  | 1 | 1 |  |  |  |  | RE | X | 11 | 1948 | 1 | 2007 | N | Electric Utility | 1 | X | DFO | [9 empty] | N | [10 empty] | N
3258 | Central Iowa Power Cooperative | 1218 | Fair Station | IA | Muscatine | 1 | Conventional Steam Coal | ST |  | S | X | X | ALTW.FAIR1 |  | 25 | 0.85 | 23 | 24 | 11 |  |  |  | RE | X | 1 | 1960 | 11 | 2013 | N | Electric Utility | 1 | X | BIT | NG |  |  |  |  | NG |  |  |  | N | N |  | OVER |  | Y |  |  | Y |  |  |  | Y | N
3258 | Central Iowa Power Cooperative | 1218 | Fair Station | IA | Muscatine | 2 | Conventional Steam Coal | ST |  | S | X | X | ALTW.FAIR2 |  | 37.5 | 0.85 | 41 | 42 | 14 |  |  |  | RE | X | 4 | 1967 | 11 | 2013 | N | Electric Utility | 1 | X | BIT | NG |  |  |  |  | NG |  |  |  | N | N |  | OVER |  | Y |  |  | Y |  |  |  | Y | N
5860 | Empire District Electric Co | 1239 | Riverton | KS | Cherokee | 7 | Natural Gas Steam Turbine | ST |  | S | X | X | EDERIV1671UN7_RA | EDERIV1671UN7_RA | 37.5 | 1 | 38 | 38 | 17 | N |  |  | RE | X | 6 | 1950 | 9 | 2014 | N | Electric Utility | 1 | X | NG | BIT |  |  |  |  | NG |  |  |  | N |  |  | OVER | [8 empty] | Y | N
5860 | Empire District Electric Co | 1239 | Riverton | KS | Cherokee | 8 | Natural Gas Steam Turbine | ST |  | S | X | X | EDERIV1671UN8_RA | EDERIV1671UN8_RA | 50 | 1 | 54 | 54 | 25 | N |  |  | RE | X | 6 | 1954 | 6 | 2015 | N | Electric Utility | 1 | X | NG | BIT | PC |  |  |  | NG |  |  |  | N |  |  | OVER | [8 empty] | Y | N
5860 | Empire District Electric Co | 1239 | Riverton | KS | Cherokee | 9 | Natural Gas Fired Combustion Turbine | GT |  | S | X | X |  |  | 12.5 | 1 | 12 | 12 | 4 | N |  |  | RE | X | 6 | 1964 | 6 | 2015 | N | Electric Utility | 1 | X | NG | DFO | [8 empty] | N |  |  | OVER | [8 empty] | N | Y
10005 | Evergy Kansas South, Inc | 1240 | Gordon Evans Energy Center | KS | Sedgwick | 1 | Natural Gas Steam Turbine | ST |  | S | X | X | WR.GEEC.1 | WR.GEEC.1 | 136 | 0.85 | 154 | 154 | 35 | N |  |  | RE | X | 6 | 1961 | 10 | 2018 | N | Electric Utility | 1 | X | NG | [5 empty] | NG |  |  |  | N | N |  | OVER | [7 empty] | N
10005 | Evergy Kansas South, Inc | 1240 | Gordon Evans Energy Center | KS | Sedgwick | 2 | Natural Gas Steam Turbine | ST |  | S | X | X | WR.GEEC.2 | WR.GEEC.2 | 390 | 0.9 | 376 | 376 | 85 | N |  |  | RE | X | 6 | 1967 | 10 | 2018 | N | Electric Utility | 1 | X | NG | [5 empty] | NG |  |  |  | N | N |  | OVER | [7 empty] | N
10005 | Evergy Kansas South, Inc | 1242 | Murray Gill | KS | Sedgwick | 1 | Natural Gas Steam Turbine | ST |  | S | X | X | WR.MGILL.1 | WR.MGILL.1 | 46 | 0.85 | 37 | 37 | 22 | N |  |  | RE | X | 5 | 1952 | 12 | 2014 | N | Electric Utility | 1 | X | NG | [9 empty] | N | N |  | 12H | [8 empty] | N | N
10005 | Evergy Kansas South, Inc | 1242 | Murray Gill | KS | Sedgwick | 2 | Natural Gas Steam Turbine | ST |  | S | X | X | WR.MGILL.2 | WR.MGILL.2 | 75 | 0.85 | 48 | 48 | 22 | N |  |  | RE | X | 2 | 1954 | 12 | 2014 | N | Electric Utility | 1 | X | NG | [9 empty] | N | N |  | 12H | [8 empty] | N | N
10005 | Evergy Kansas South, Inc | 1242 | Murray Gill | KS | Sedgwick | 3 | Natural Gas Steam Turbine | ST |  | S | X | X | WR.MGILL.3 | WR.MGILL.3 | 114 | 0.85 | 104 | 104 | 24 | N |  |  | RE | X | 6 | 1956 | 11 | 2018 | N | Electric Utility | 1 | X | NG | [5 empty] | NG |  |  |  | N | N |  | 12H | [7 empty] | N | N | N
10005 | Evergy Kansas South, Inc | 1242 | Murray Gill | KS | Sedgwick | 4 | Natural Gas Steam Turbine | ST |  | S | X | X | WR.MGILL.4 | WR.MGILL.4 | 114 | 0.85 | 86 | 90 | 24 |  |  |  | RE | X | 4 | 1959 | 11 | 2018 | N | Electric Utility | 1 | X | NG | [5 empty] | NG |  |  |  | N | N |  | 12H | [7 empty] | N | N | N
10005 | Evergy Kansas South, Inc | 1243 | Neosho | KS | Labette | 3 | Natural Gas Steam Turbine | ST |  | S | X | X |  |  | 69 |  | 62 | 62 |  | N |  |  | RE | X | 11 | 1954 | 6 | 2012 | N | Electric Utility | 1 | X | NG | RFO | [8 empty] | N
22500 | Evergy Kansas Central, Inc | 1248 | Hutchinson Energy Center | KS | Reno | ST1 | Natural Gas Steam Turbine | ST |  | S | X | X |  |  | 23 |  | 17 | 17 |  |  |  |  | RE | X | 6 | 1950 | 3 | 2007 | N | Electric Utility | 1 | X | NG | RFO | [8 empty] | N
22500 | Evergy Kansas Central, Inc | 1248 | Hutchinson Energy Center | KS | Reno | ST2 | Natural Gas Steam Turbine | ST |  | S | X | X |  |  | 23 |  | 16 | 16 |  |  |  |  | RE | X | 6 | 1950 | 3 | 2007 | N | Electric Utility | 1 | X | NG | RFO | [8 empty] | N
22500 | Evergy Kansas Central, Inc | 1248 | Hutchinson Energy Center | KS | Reno | ST3 | Natural Gas Steam Turbine | ST |  | S | X | X |  |  | 35 |  | 28 | 28 |  |  |  |  | RE | X | 9 | 1951 | 3 | 2007 | N | Electric Utility | 1 | X | NG | RFO | [8 empty] | N
22500 | Evergy Kansas Central, Inc | 1248 | Hutchinson Energy Center | KS | Reno | ST4 | Natural Gas Steam Turbine | ST |  | S | X | X | WR.HEC.4 | WR.HEC.4 | 172 | 0.85 | 176 | 176 | 30 |  |  |  | RE | X | 5 | 1965 | 11 | 2015 | N | Electric Utility | 1 | X | NG | [9 empty] | N | N |  | OVER
22500 | Evergy Kansas Central, Inc | 1250 | Lawrence Energy Center | KS | Douglas | 2 | Conventional Steam Coal | ST |  | S | X | X |  |  | 38 |  | 26 | 26 |  | N |  |  | RE | X | 12 | 1952 | 11 | 2000 | N | Electric Utility | 1 | X | BIT | NG | [8 empty] | N
22500 | Evergy Kansas Central, Inc | 1250 | Lawrence Energy Center | KS | Douglas | 3 | Conventional Steam Coal | ST |  | S | X | X | WR.LEC.3 | WR.LEC.3 | 49 | 0.8 | 48 | 48 | 30 | N |  |  | RE | X | 1 | 1955 | 11 | 2015 | N | Electric Utility | 1 | X | SUB | NG | [8 empty] | N | N |  | OVER |  | Y |  |  | Y |  |  | N | Y | N
22500 | Evergy Kansas Central, Inc | 1251 | Abilene Energy Center Combustion Turbine | KS | Dickinson | GT1 | Natural Gas Fired Combustion Turbine | GT |  | S | X | X |  |  | 77 |  | 68 | 68 |  | N |  |  | RE | X | 7 | 1973 | 12 | 2012 | N | Electric Utility | 1 | X | NG | [9 empty] | N
22500 | Evergy Kansas Central, Inc | 1252 | Tecumseh Energy Center | KS | Shawnee | 1 | Petroleum Liquids | GT |  | S | X | X |  |  | 29 |  | 18 | 18 |  | N |  |  | RE | X | 6 | 1972 | 1 | 2012 | N | Electric Utility | 1 | X | DFO
22500 | Evergy Kansas Central, Inc | 1252 | Tecumseh Energy Center | KS | Shawnee | 2 | Petroleum Liquids | GT |  | S | X | X |  |  | 29 |  | 19 | 19 |  |  |  |  | RE | X | 6 | 1972 | 1 | 2012 | N | Electric Utility | 1 | X | DFO
22500 | Evergy Kansas Central, Inc | 1252 | Tecumseh Energy Center | KS | Shawnee | 7 | Conventional Steam Coal | ST |  | S | X | X | WR.TEC.7 | WR.TEC.7 | 82 | 0.85 | 66 | 66 | 32 |  |  |  | RE | X | 8 | 1957 | 10 | 2018 | N | Electric Utility | 1 | X | SUB | NG |  |  |  |  | NG |  |  |  | N | N |  | 12H |  | Y |  |  | Y |  |  | Y | Y | N
22500 | Evergy Kansas Central, Inc | 1252 | Tecumseh Energy Center | KS | Shawnee | 8 | Conventional Steam Coal | ST |  | S | X | X | WR.TEC.8 | WR.TEC.8 | 150 | 0.85 | 130 | 130 | 50 |  |  |  | RE | X | 4 | 1962 | 11 | 2015 | N | Electric Utility | 1 | X | SUB | NG | [8 empty] | N | N |  | 12H |  | Y |  |  | Y |  |  |  | Y | N
911 | City of Ashland - (KS) | 1259 | Ashland | KS | Clark | 4 | Petroleum Liquids | IC |  | S | X | X |  |  | 1.2 | 0.9 | 1.1 | 1.1 | 0.6 | N |  |  | RE | X | 4 | 1958 | 1 | 2014 | N | Electric Utility | 1 | X | DFO | [9 empty] | N | N |  | 1H | [7 empty] | N |  | N
1148 | City of Baldwin City- (KS) | 1262 | Baldwin City Plant No 1 | KS | Douglas | 3 | Petroleum Liquids | IC |  | S | X | X |  |  | 1.1 | 0.8 | 0.7 | 0.7 | 0.5 | N |  |  | RE | X | 5 | 1956 | 12 | 2017 | N | Electric Utility | 1 | X | DFO | [9 empty] | N | N |  | 1H | [7 empty] | N | N | N
1512 | City of Belleville - (KS) | 1263 | Belleville | KS | Republic | 1 | Petroleum Liquids | IC |  | S | X | X |  |  | 0.6 |  | 0.6 | 0.6 |  | N |  |  | RE | X | 88 | 1946 | 12 | 1998 | N | Electric Utility | 1 | X | DFO | NG | [8 empty] | N | N |  | 1H | [7 empty] | Y | Y | Y
1512 | City of Belleville - (KS) | 1263 | Belleville | KS | Republic | 2 | Petroleum Liquids | IC |  | S | X | X |  |  | 0.6 |  | 0.6 | 0.6 |  | N |  |  | RE | X | 88 | 1946 | 12 | 1999 | N | Electric Utility | 1 | X | DFO | NG | [8 empty] | N | N |  | 1H | [7 empty] | Y | Y | Y
1512 | City of Belleville - (KS) | 1263 | Belleville | KS | Republic | 3 | Petroleum Liquids | IC |  | S | X | X |  |  | 0.3 |  | 0.3 | 0.3 |  | N |  |  | RE | X | 88 | 1946 | 12 | 2001 | N | Electric Utility | 1 | X | DFO | NG | [8 empty] | N | N |  | 1H | [7 empty] | Y | Y | Y
2547 | City of Burlingame - (KS) | 1265 | Burlingame | KS | Osage | 2 | Petroleum Liquids | IC |  | S | X | X |  |  | 0.5 |  | 0.4 | 0.4 |  | N |  |  | RE | X | 88 | 1951 | 3 | 2002 | N | Electric Utility | 1 | X | DFO | [9 empty] | N | [10 empty] | N
2551 | City of Burlington - (KS) | 1266 | Burlington (KS) | KS | Coffey | 1 | Petroleum Liquids | IC |  | S | X | X |  |  | 0.3 |  | 0.2 | 0.2 |  |  |  |  | RE | X | 88 | 1935 | 11 | 2002 | N | Electric Utility | 1 | X | DFO | [21 empty] | N | N
2551 | City of Burlington - (KS) | 1266 | Burlington (KS) | KS | Coffey | 3 | Natural Gas Internal Combustion Engine | IC |  | S | X | X |  |  | 0.8 |  | 0.8 | 0.8 |  |  |  |  | RE | X | 88 | 1954 | 3 | 2003 | N | Electric Utility | 1 | X | NG | DFO | [11 empty] | 1H
2551 | City of Burlington - (KS) | 1266 | Burlington (KS) | KS | Coffey | 4 | Petroleum Liquids | IC |  | S | X | X |  |  | 0.3 |  | 0.2 | 0.2 | 0.7 |  |  |  | RE | X | 88 | 1946 | 3 | 2003 | N | Electric Utility | 1 | X | DFO
3355 | City of Chanute | 1267 | Chanute 1 | KS | Neosho | 4 | Natural Gas Steam Turbine | ST |  | S | X | X |  |  | 4 |  | 4 | 4.2 |  | N |  |  | RE | X | 8 | 1949 | 12 | 2004 | N | Electric Utility | 1 | X | NG | [9 empty] | N
3355 | City of Chanute | 1267 | Chanute 1 | KS | Neosho | 5 | Natural Gas Internal Combustion Engine | IC |  | S | X | X |  |  | 1.7 |  | 1.5 | 1.7 |  | N |  |  | RE | X | 8 | 1955 | 12 | 2004 | N | Electric Utility | 1 | X | NG | DFO | [8 empty] | N
3355 | City of Chanute | 1267 | Chanute 1 | KS | Neosho | 6 | Natural Gas Steam Turbine | ST |  | S | X | X |  |  | 10 |  | 9.8 | 10 |  | N |  |  | RE | X | 8 | 1957 | 12 | 2004 | N | Electric Utility | 1 | X | NG | [9 empty] | N
3710 | City of Clay Center - (KS) | 1270 | Clay Center | KS | Clay | 4 | Natural Gas Steam Turbine | ST |  | S | X | X | SPP | SPP | 1.5 | 1 | 1.5 | 1.5 | 0.5 | N |  |  | RE | X | 88 | 1942 | 1 | 2005 | N | Electric Utility | 1 | X | NG | DFO | [8 empty] | N |  |  | 10M | [7 empty] | N | Y | Y
3892 | City of Coffeyville - (KS) | 1271 | Coffeyville | KS | Montgomery | 6 | Natural Gas Steam Turbine | ST |  | S | X | X | GRDACOFFEYGRUN6 | GRDACOFFEYGRUN6 | 18.7 | 0.85 | 16 | 18.5 | 6 | N |  |  | RE | X | 8 | 1956 | 7 | 2019 | N | Electric Utility | 1 | X | NG | [5 empty] | NG |  |  |  | N |  |  | 12H | [7 empty] | N | N
3913 | City of Colby - (KS) | 1272 | Colby City of | KS | Thomas | 3 | Petroleum Liquids | IC |  | S | X | X |  |  | 2.5 | 0.8 | 1.8 | 1.8 | 1.8 |  |  |  | RE | X | 7 | 1963 | 4 | 2018 | N | Electric Utility | 1 | X | DFO | NG | [8 empty] | N | N |  | 1H | [7 empty] | Y | Y | Y
12524 | Midwest Energy Inc | 1275 | Ellis | KS | Ellis | 1 | Natural Gas Internal Combustion Engine | IC |  | S | X | X |  |  | 1 | 0.8 | 1 | 1 |  | N |  |  | RE | X | 7 | 1960 | 12 | 2007 | N | Electric Utility | 1 | X | NG | DFO | [8 empty] | N | N
12524 | Midwest Energy Inc | 1275 | Ellis | KS | Ellis | 2 | Natural Gas Internal Combustion Engine | IC |  | S | X | X |  |  | 2 | 0.8 | 2 | 2 |  | N |  |  | RE | X | 7 | 1965 | 12 | 2007 | N | Electric Utility | 1 | X | NG | DFO | [8 empty] | N
12524 | Midwest Energy Inc | 1275 | Ellis | KS | Ellis | 3 | Natural Gas Internal Combustion Engine | IC |  | S | X | X |  |  | 0.5 | 0.8 | 0.5 | 0.5 |  | N |  |  | RE | X | 6 | 1947 | 12 | 2007 | N | Electric Utility | 1 | X | NG | DFO | [8 empty] | N
12524 | Midwest Energy Inc | 1275 | Ellis | KS | Ellis | 4 | Natural Gas Internal Combustion Engine | IC |  | S | X | X |  |  | 0.5 | 0.8 | 0.5 | 0.5 |  | N |  |  | RE | X | 7 | 1954 | 12 | 2007 | N | Electric Utility | 1 | X | NG | DFO | [8 empty] | N
12524 | Midwest Energy Inc | 1275 | Ellis | KS | Ellis | 5 | Natural Gas Internal Combustion Engine | IC |  | S | X | X |  |  | 1.5 | 0.8 | 1 | 1 |  | N |  |  | RE | X | 5 | 1973 | 12 | 2007 | N | Electric Utility | 1 | X | NG | DFO | [8 empty] | N
5957 | City of Erie - (KS) | 1276 | Erie | KS | Neosho | 1 | Petroleum Liquids | IC |  | S | X | X |  |  | 0.7 |  | 0.6 | 0.6 |  | N |  |  | RE | X | 11 | 1953 | 2 | 1996 | N | Electric Utility | 1 | X | DFO | [20 empty] | N | N | N
5957 | City of Erie - (KS) | 1276 | Erie | KS | Neosho | 2 | Petroleum Liquids | IC |  | S | X | X |  |  | 0.7 |  | 0.6 | 0.6 |  | N |  |  | RE | X | 11 | 1958 | 11 | 2000 | N | Electric Utility | 1 | X | DFO | [20 empty] | N | N | N
5957 | City of Erie - (KS) | 1276 | Erie | KS | Neosho | 4 | Petroleum Liquids | IC |  | S | X | X |  |  | 1 |  | 0.9 | 0.9 |  | N |  |  | RE | X | 4 | 1964 | 10 | 2004 | N | Electric Utility | 1 | X | DFO | [20 empty] | N
5957 | City of Erie - (KS) | 1276 | Erie | KS | Neosho | 5 | Petroleum Liquids | IC |  | S | X | X |  |  | 1.5 |  | 1.4 | 1.4 |  | N |  |  | RE | X | 3 | 1992 | 4 | 2006 | N | Electric Utility | 1 | X | DFO | [20 empty] | N
8490 | City of Herington - (KS) | 1283 | Herington | KS | Dickinson | 1 | Petroleum Liquids | IC |  | S | X | X |  |  | 2.1 |  | 1.6 | 1.8 |  |  |  |  | RE | X | 2 | 1968 | 12 | 2013 | N | Electric Utility | 1 | X | DFO | NG | [8 empty] | N | [11 empty] | N | Y
8490 | City of Herington - (KS) | 1283 | Herington | KS | Dickinson | 2 | Petroleum Liquids | IC |  | S | X | X |  |  | 1.4 |  | 1 | 1.1 |  |  |  |  | RE | X | 5 | 1962 | 12 | 2013 | N | Electric Utility | 1 | X | DFO | NG | [8 empty] | N | [11 empty] | N | Y
8490 | City of Herington - (KS) | 1283 | Herington | KS | Dickinson | 3 | Petroleum Liquids | IC |  | S | X | X |  |  | 4.3 |  | 3.1 | 3.5 |  |  |  |  | RE | X | 5 | 1973 | 12 | 2013 | N | Electric Utility | 1 | X | DFO | NG | [8 empty] | N | [11 empty] | N | Y
8490 | City of Herington - (KS) | 1283 | Herington | KS | Dickinson | 4 | Petroleum Liquids | IC |  | S | X | X |  |  | 0.1 |  | 0.1 | 0.1 |  |  |  |  | RE | X | 10 | 1947 | 1 | 2001 | N | Electric Utility | 1 | X | DFO | [9 empty] | N
8490 | City of Herington - (KS) | 1283 | Herington | KS | Dickinson | 5 | Petroleum Liquids | IC |  | S | X | X |  |  | 1.1 |  | 0.9 | 1 |  | N |  |  | RE | X | 4 | 1951 | 12 | 2013 | N | Electric Utility | 1 | X | DFO | NG | [8 empty] | N | [11 empty] | N | Y
8703 | City of Hoisington - (KS) | 1286 | Hoisington | KS | Barton | 1 | Petroleum Liquids | IC |  | S | X | X |  |  | 0.2 | 0.2 | 0.2 | 0.2 |  |  |  |  | RE | X | 8 | 1940 | 2 | 2004 | N | Electric Utility | 1 | X | DFO | [12 empty] | 1H | [7 empty] | N
9011 | City of Hugoton - (KS) | 1289 | Hugoton 1 | KS | Stevens | 1 | Petroleum Liquids | IC |  | S | X | X |  |  | 0.8 |  | 0.6 | 0.6 |  | N |  |  | RE | X | 1 | 1949 | 9 | 2004 | N | Electric Utility | 1 | X | DFO | NG | [8 empty] | N | [11 empty] | N | N
9011 | City of Hugoton - (KS) | 1289 | Hugoton 1 | KS | Stevens | 6 | Petroleum Liquids | IC |  | S | X | X |  |  | 1.4 |  | 1.2 | 1.2 |  | N |  |  | RE | X | 1 | 1959 | 1 | 2011 | N | Electric Utility | 1 | X | DFO | NG | [8 empty] | N | [11 empty] | Y | Y
9418 | City of Iola - (KS) | 1291 | Iola | KS | Allen | 11 | Petroleum Liquids | IC |  | S | X | X |  |  | 2.1 |  | 2 | 2 |  | N |  |  | RE | X | 7 | 1988 | 3 | 2013 | N | Electric Utility | 1 | X | DFO | [9 empty] | N | N | [9 empty] | N
9418 | City of Iola - (KS) | 1291 | Iola | KS | Allen | 12 | Petroleum Liquids | IC |  | S | X | X |  |  | 2.1 |  | 2 | 2 |  | N |  |  | RE | X | 7 | 1988 | 3 | 2013 | N | Electric Utility | 1 | X | DFO | [9 empty] | N | [10 empty] | N
9418 | City of Iola - (KS) | 1291 | Iola | KS | Allen | 13 | Petroleum Liquids | IC |  | S | X | X |  |  | 2.1 |  | 2 | 2 |  | N |  |  | RE | X | 7 | 1988 | 3 | 2013 | N | Electric Utility | 1 | X | DFO | [9 empty] | N | N | [9 empty] | N
9418 | City of Iola - (KS) | 1291 | Iola | KS | Allen | 4 | Natural Gas Steam Turbine | ST |  | S | X | X |  |  | 3.5 |  | 4.3 | 4.3 |  | N |  |  | RE | X | 88 | 1949 | 10 | 2010 | N | Electric Utility | 1 | X | NG | RFO | [8 empty] | N | N | [9 empty] | N | N
9418 | City of Iola - (KS) | 1291 | Iola | KS | Allen | 5 | Natural Gas Steam Turbine | ST |  | S | X | X |  |  | 5 |  | 5.3 | 5.3 |  | N |  |  | RE | X | 88 | 1957 | 10 | 2010 | N | Electric Utility | 1 | X | NG | RFO | [8 empty] | N | [10 empty] | N | N
9732 | City of Jetmore | 1292 | Jetmore | KS | Hodgeman | 1 | Petroleum Liquids | IC |  | S | X | X |  |  | 1 | 0.8 | 1 | 1 |  |  |  |  | RE | X | 1 | 1960 | 12 | 2014 | N | Electric Utility | 1 | X | DFO | NG | [8 empty] | N | N | 0 | 1H | [8 empty] | Y | Y
9732 | City of Jetmore | 1292 | Jetmore | KS | Hodgeman | 2 | Petroleum Liquids | IC |  | S | X | X |  |  | 0.4 | 0.8 | 0.4 | 0.4 |  |  |  |  | RE | X | 1 | 1951 | 12 | 2014 | N | Electric Utility | 1 | X | DFO | NG | [8 empty] | N | N |  | 1H | [8 empty] | Y | Y
9732 | City of Jetmore | 1292 | Jetmore | KS | Hodgeman | 3 | Petroleum Liquids | IC |  | S | X | X |  |  | 0.2 |  | 0.2 | 0.2 |  |  |  |  | RE | X | 1 | 1946 | 1 | 2010 | N | Electric Utility | 1 | X | DFO
9732 | City of Jetmore | 1292 | Jetmore | KS | Hodgeman | 4 | Petroleum Liquids | IC |  | S | X | X |  |  | 0.8 |  | 0.8 | 0.8 |  |  |  |  | RE | X | 1 | 1964 | 1 | 2010 | N | Electric Utility | 1 | X | DFO
9732 | City of Jetmore | 1292 | Jetmore | KS | Hodgeman | 5 | Petroleum Liquids | IC |  | S | X | X |  |  | 1.5 | 0.8 | 1.5 | 1.5 |  |  |  |  | RE | X | 1 | 1966 | 12 | 2014 | N | Electric Utility | 1 | X | DFO | NG | [8 empty] | N | N |  | 1H | [8 empty] | Y | Y
9732 | City of Jetmore | 1292 | Jetmore | KS | Hodgeman | 6 | Petroleum Liquids | IC |  | S | X | X |  |  | 1.2 | 0.8 | 1.2 | 1.2 |  |  |  |  | RE | X | 1 | 1966 | 12 | 2014 | N | Electric Utility | 1 | X | DFO | [9 empty] | N | N |  | OVER | [8 empty] | N
9732 | City of Jetmore | 1292 | Jetmore | KS | Hodgeman | 7 | Petroleum Liquids | IC |  | S | X | X |  |  | 0.9 | 0.8 | 0.9 | 0.9 |  |  |  |  | RE | X | 1 | 1966 | 12 | 2014 | N | Electric Utility | 1 | X | DFO | [9 empty] | N | N | 0 | OVER | [8 empty] | N
9996 | City of Kansas City - (KS) | 1295 | Quindaro | KS | Wyandotte | GT1 | Natural Gas Fired Combustion Turbine | GT |  | S | X | X | kacy | kacy | 17.9 | 0.97 | 13 | 13 | 5 |  |  |  | RE | X | 6 | 1969 | 2 | 2016 | N | Electric Utility | 1 | X | NG | DFO |  |  |  |  | NG |  |  |  | N | N |  | 1H |  |  |  |  | N |  |  | N | N | Y
10321 | City of Kingman - (KS) | 1296 | Kingman Municipal Power and Light Plant | KS | Kingman | 1 | Natural Gas Internal Combustion Engine | IC |  | S | X | X |  |  | 1.4 |  | 1.2 | 1.2 |  | N |  |  | RE | X | 9 | 1955 | 6 | 2008 | N | Electric Utility | 1 | X | NG | DFO | [8 empty] | N | N |  | 1H | [7 empty] | N
10321 | City of Kingman - (KS) | 1296 | Kingman Municipal Power and Light Plant | KS | Kingman | 5 | Natural Gas Internal Combustion Engine | IC |  | S | X | X |  |  | 1 |  | 0.8 | 0.9 |  | N |  |  | RE | X | 5 | 1953 | 6 | 2008 | N | Electric Utility | 1 | X | NG | DFO | [8 empty] | N | N |  | 1H | [7 empty] | Y | N | Y
10559 | City of La Crosse - (KS) | 1297 | La Crosse | KS | Rush | 3 | Petroleum Liquids | IC |  | S | X | X |  |  | 0.6 |  | 0.6 | 0.6 |  | N |  |  | RE | X | 9 | 1950 | 12 | 1992 | N | Electric Utility | 1 | X | DFO | NG | [11 empty] | 1H | [7 empty] | Y | N | Y
10713 | City of Larned - (KS) | 1298 | Gas Turbine (KS) | KS | Pawnee | GT1 | Natural Gas Fired Combustion Turbine | GT |  | S | X | X |  |  | 1.3 |  | 1 | 1 |  |  |  |  | RE | X | 88 | 1955 | 12 | 2010 | N | Electric Utility | 1 | X | NG
10713 | City of Larned - (KS) | 1299 | Larned | KS | Pawnee | 1 | Natural Gas Steam Turbine | ST |  | S | X | X |  |  | 1.5 |  | 1.5 | 1.5 |  |  |  |  | RE | X | 88 | 1939 | 12 | 2010 | N | Electric Utility | 1 | X | NG | RFO | [19 empty] | N
10713 | City of Larned - (KS) | 1299 | Larned | KS | Pawnee | 2 | Natural Gas Steam Turbine | ST |  | S | X | X |  |  | 3 |  | 3 | 3 |  |  |  |  | RE | X | 88 | 1948 | 12 | 2010 | N | Electric Utility | 1 | X | NG | RFO | [19 empty] | N
10713 | City of Larned - (KS) | 1299 | Larned | KS | Pawnee | 3 | Natural Gas Steam Turbine | ST |  | S | X | X |  |  | 8.3 |  | 9 | 9 |  |  |  |  | RE | X | 12 | 1966 | 12 | 2010 | N | Electric Utility | 1 | X | NG | [20 empty] | N
11017 | City of Lincoln Center - (KS) | 1300 | Lincoln | KS | Lincoln | 6 | Natural Gas Internal Combustion Engine | IC |  | S | X | X |  |  | 2.5 | 0.8 | 2.2 | 2.2 | 1.5 | N |  |  | RE | X | 8 | 1979 | 5 | 2017 | N | Electric Utility | 1 | X | NG | DFO | [8 empty] | N | N |  | 1H | [7 empty] | N | N | N
12208 | City of McPherson - (KS) | 1305 | McPherson 2 | KS | McPherson | 1 | Natural Gas Steam Turbine | ST |  | S | X | X |  |  | 32 |  | 26.6 | 26.6 |  | N |  |  | RE | X | 6 | 1963 | 12 | 2006 | N | Electric Utility | 1 | X | NG | RFO | [8 empty] | N | [10 empty] | Y | N | Y
21533 | City of Minneapolis - (KS) | 1307 | Minneapolis City of | KS | Ottawa | 1 | Petroleum Liquids | IC |  | S | X | X |  |  | 0.4 | 0.8 | 0.4 | 0.4 | 0 | N |  |  | RE | X | 88 | 1936 | 1 | 2009 | N | Electric Utility | 1 | X | DFO | [9 empty] | N | N | [9 empty] | N | N | N
21533 | City of Minneapolis - (KS) | 1307 | Minneapolis City of | KS | Ottawa | 2 | Natural Gas Internal Combustion Engine | IC |  | S | X | X |  |  | 0.7 | 0.8 | 0.5 | 0.5 | 0 | N |  |  | RE | X | 88 | 1947 | 1 | 2009 | N | Electric Utility | 1 | X | NG | DFO | [8 empty] | N | N | [9 empty] | N | N
13095 | City of Mulvane - (KS) | 1308 | Mulvane Power Plant | KS | Sumner | 1 | Petroleum Liquids | IC |  | S | X | X |  |  | 0.3 | 0.8 | 0.2 | 0.3 | 0.1 |  |  |  | RE | X | 8 | 1949 | 1 | 2016 | N | Electric Utility | 1 | X | DFO | [9 empty] | N | N |  | 12H | [7 empty] | N |  | N
13095 | City of Mulvane - (KS) | 1308 | Mulvane Power Plant | KS | Sumner | 2 | Petroleum Liquids | IC |  | S | X | X |  |  | 0.3 | 0.8 | 0.2 | 0.2 | 0.1 |  |  |  | RE | X | 8 | 1945 | 1 | 2016 | N | Electric Utility | 1 | X | DFO | [9 empty] | N | N |  | 12H | [7 empty] | N |  | N
13095 | City of Mulvane - (KS) | 1308 | Mulvane Power Plant | KS | Sumner | 3 | Natural Gas Internal Combustion Engine | IC |  | S | X | X |  |  | 1.3 | 0.8 | 1.2 | 1.2 | 0.5 |  |  |  | RE | X | 8 | 1963 | 1 | 2016 | N | Electric Utility | 1 | X | NG | DFO | [8 empty] | N | N |  | 12H | [7 empty] | Y |  | Y
13095 | City of Mulvane - (KS) | 1308 | Mulvane Power Plant | KS | Sumner | 4 | Natural Gas Internal Combustion Engine | IC |  | S | X | X |  |  | 1.3 | 0.8 | 1.2 | 1.2 | 0.5 |  |  |  | RE | X | 5 | 1958 | 1 | 2016 | N | Electric Utility | 1 | X | NG | DFO | [8 empty] | N |  |  | 12H | [9 empty] | Y
13095 | City of Mulvane - (KS) | 1308 | Mulvane Power Plant | KS | Sumner | 5 | Petroleum Liquids | IC |  | S | X | X |  |  | 0.8 | 0.8 | 0.6 | 0.6 | 0.3 |  |  |  | RE | X | 11 | 1955 | 1 | 2016 | N | Electric Utility | 1 | X | DFO | [9 empty] | N |  |  | 12H | [9 empty] | N
13095 | City of Mulvane - (KS) | 1308 | Mulvane Power Plant | KS | Sumner | 6 | Natural Gas Internal Combustion Engine | IC |  | S | X | X |  |  | 2 | 0.8 | 1.9 | 2 | 1.2 |  |  |  | RE | X | 11 | 1967 | 1 | 2016 | N | Electric Utility | 1 | X | NG | DFO | [8 empty] | N |  |  | 12H | [9 empty] | Y
13095 | City of Mulvane - (KS) | 1308 | Mulvane Power Plant | KS | Sumner | 7 | Petroleum Liquids | IC |  | S | X | X |  |  | 0.6 | 0.8 | 0.6 | 0.6 | 0.2 |  |  |  | RE | X | 10 | 2004 | 1 | 2016 | N | Electric Utility | 1 | X | DFO | [9 empty] | N |  |  | 12H | [9 empty] | N
13095 | City of Mulvane - (KS) | 1308 | Mulvane Power Plant | KS | Sumner | 8 | Petroleum Liquids | IC |  | S | X | X |  |  | 0.6 | 0.8 | 0.5 | 0.5 | 0.2 |  |  |  | RE | X | 10 | 2004 | 1 | 2016 | N | Electric Utility | 1 | X | DFO | [9 empty] | N |  |  | 12H | [9 empty] | N
14199 | City of Osage City - (KS) | 1313 | Osage City | KS | Osage | 9 | Petroleum Liquids | IC |  | S | X | X |  |  | 0.8 | 0.8 | 0.7 | 0.7 | 0.4 | N |  |  | RE | X | 6 | 2001 | 1 | 2009 | N | Electric Utility | 1 | X | DFO | [9 empty] | N | [10 empty] | N | N | N
14203 | City of Osawatomie - (KS) | 1314 | Osawatomie City of | KS | Miami | 3 | Petroleum Liquids | IC |  | S | X | X |  |  | 0.4 |  | 0.3 | 0.3 |  | N |  |  | RE | X | 88 | 1934 | 4 | 1990 | N | Electric Utility | 1 | X | DFO | [9 empty] | N | N |  | 10M | [7 empty] | Y | Y | Y
14229 | City of Ottawa - (KS) | 1316 | Ottawa | KS | Franklin | GT1 | Natural Gas Fired Combustion Turbine | GT |  | S | X | X |  |  | 11.5 | 0.8 | 8 | 9 | 3 | N |  |  | RE | X | 12 | 1967 | 8 | 2020 | N | Electric Utility | 1 | X | NG | [9 empty] | N | N |  | 12H | [7 empty] | N | N | N
15321 | City of Pratt- (KS) | 1317 | Pratt | KS | Pratt | 1 | Natural Gas Steam Turbine | ST |  | S | X | X |  |  | 3 | 0.8 | 3 | 3 | 1.5 | N |  |  | RE | X | 88 | 1938 | 5 | 2004 | N | Electric Utility | 1 | X | NG | DFO | [8 empty] | N
15321 | City of Pratt- (KS) | 1317 | Pratt | KS | Pratt | 3 | Natural Gas Steam Turbine | ST |  | S | X | X |  |  | 5 | 0.8 | 5.8 | 5.8 | 2.5 | N |  |  | RE | X | 3 | 1953 | 12 | 2012 | N | Electric Utility | 1 | X | NG | [5 empty] | NG |  |  |  | N |  |  | OVER
17872 | City of St Francis - (KS) | 1321 | St Francis | KS | Cheyenne | 3 | Petroleum Liquids | IC |  | S | X | X |  |  | 0.8 | 0.8 | 0.8 | 0.8 | 0.4 | N |  |  | RE | X | 11 | 1960 | 2 | 2016 | N | Electric Utility | 1 | X | DFO | NG | [8 empty] | N | N |  | 10M | [7 empty] | Y | Y | Y
17879 | City of St. John - (KS) | 1322 | St John | KS | Stafford | 3 | Petroleum Liquids | IC |  | S | X | X |  |  | 0.9 |  | 0.9 | 0.9 |  |  |  |  | RE | X | 88 | 1952 | 12 | 2005 | N | Electric Utility | 1 | X | DFO | [10 empty] | N |  | 10M | [7 empty] | N |  | N
17924 | City of Stafford - (KS) | 1325 | Stafford | KS | Stafford | 1 | Petroleum Liquids | IC |  | S | X | X |  |  | 0.9 | 0.97 | 0.9 | 0.9 | 0.9 | N |  |  | RE | X | 9 | 1960 | 9 | 2011 | N | Electric Utility | 1 | X | DFO | NG | [20 empty] | Y
17924 | City of Stafford - (KS) | 1325 | Stafford | KS | Stafford | 2 | Petroleum Liquids | IC |  | S | X | X |  |  | 0.9 | 0.97 | 0.9 | 0.9 | 0.9 | N |  |  | RE | X | 2 | 1953 | 9 | 2011 | N | Electric Utility | 1 | X | DFO | NG | [11 empty] | 10M | [8 empty] | Y | N
17924 | City of Stafford - (KS) | 1325 | Stafford | KS | Stafford | 3 | Petroleum Liquids | IC |  | S | X | X |  |  | 0.8 | 0.97 | 0.8 | 0.8 | 0.9 | N |  |  | RE | X | 8 | 1958 | 9 | 2011 | N | Electric Utility | 1 | X | DFO | NG | [8 empty] | N | N |  | 10M | [7 empty] | Y | Y | N
18137 | City of Stockton - (KS) | 1327 | Stockton | KS | Rooks | 4 | Natural Gas Internal Combustion Engine | IC |  | S | X | X |  |  | 0.5 | 0.8 | 0.5 | 0.5 | 0.4 | N |  |  | RE | X | 5 | 1951 | 12 | 2020 | N | Electric Utility | 1 | X | NG | DFO | [8 empty] | N | N |  | 1H | [7 empty] | Y | Y | N
20315 | City of Wellington - (KS) | 1330 | Wellington 1 | KS | Sumner | 5 | Petroleum Liquids | IC |  | S | X | X |  |  | 1 |  | 1 | 1 | 0 | N |  |  | RE | X | 88 | 1956 | 2 | 2005 | N | Electric Utility | 1 | X | DFO | NG | [8 empty] | N | N | [9 empty] | N | N | N
20813 | City of Winfield - (KS) | 1332 | West 14th Street | KS | Cowley | IC1 | Petroleum Liquids | IC |  | S | X | X |  |  | 1.6 | [7 empty] | CN | X |  |  |  |  | N | Electric Utility | 1 | X | DFO | [9 empty] | N |  |  | 10M | [7 empty] | N | N | N
12524 | Midwest Energy Inc | 1334 | Great Bend - Midwest Energy | KS | Barton | 1 | Natural Gas Internal Combustion Engine | IC |  | S | X | X |  |  | 1 | 1 | 1 | 1 | 0.5 | N |  |  | RE | X | 1 | 1947 | 12 | 2013 | N | Electric Utility | 1 | X | NG | DFO | [8 empty] | N | N |  | 1H | [8 empty] | Y
12524 | Midwest Energy Inc | 1334 | Great Bend - Midwest Energy | KS | Barton | 2 | Natural Gas Internal Combustion Engine | IC |  | S | X | X |  |  | 1 | 1 | 1 | 1 | 0.5 | N |  |  | RE | X | 1 | 1947 | 12 | 2013 | N | Electric Utility | 1 | X | NG | DFO | [8 empty] | N | N |  | 1H | [8 empty] | Y
12524 | Midwest Energy Inc | 1334 | Great Bend - Midwest Energy | KS | Barton | 3 | Natural Gas Internal Combustion Engine | IC |  | S | X | X |  |  | 1 | 1 | 1 | 1 | 0.5 | N |  |  | RE | X | 1 | 1949 | 12 | 2013 | N | Electric Utility | 1 | X | NG | DFO | [8 empty] | N | N |  | 1H | [8 empty] | Y
12524 | Midwest Energy Inc | 1334 | Great Bend - Midwest Energy | KS | Barton | 4 | Natural Gas Internal Combustion Engine | IC |  | S | X | X |  |  | 1 | 1 | 1 | 1 | 0.5 | N |  |  | RE | X | 1 | 1949 | 12 | 2013 | N | Electric Utility | 1 | X | NG | DFO | [8 empty] | N | N |  | 1H | [8 empty] | Y
12524 | Midwest Energy Inc | 1334 | Great Bend - Midwest Energy | KS | Barton | 5 | Natural Gas Internal Combustion Engine | IC |  | S | X | X |  |  | 3 | 1 | 3 | 3 | 1.5 | N |  |  | RE | X | 1 | 1954 | 12 | 2013 | N | Electric Utility | 1 | X | NG | DFO | [8 empty] | N | N |  | 1H | [8 empty] | Y
12524 | Midwest Energy Inc | 1334 | Great Bend - Midwest Energy | KS | Barton | 6 | Natural Gas Internal Combustion Engine | IC |  | S | X | X |  |  | 3 | 1 | 3 | 3 | 1.5 | N |  |  | RE | X | 1 | 1954 | 12 | 2012 | N | Electric Utility | 1 | X | NG | DFO | [8 empty] | N | N |  | 1H
18315 | Sunflower Electric Power Corp | 1336 | Garden City | KS | Finney | GC3 | Natural Gas Steam Turbine | ST |  | S | X | X |  |  | 11.5 | 0.85 | 8.7 | 8.7 |  | N |  |  | RE | X | 5 | 1962 | 12 | 2013 | N | Electric Utility | 1 | X | NG | [9 empty] | N | N |  | OVER | [7 empty] | N | N | N
22053 | Kentucky Power Co | 1353 | Big Sandy | KY | Lawrence | 2 | Conventional Steam Coal | ST |  | S | X | X |  |  | 816.3 | 0.9 | 800 | 800 | 300 | N |  |  | RE | X | 10 | 1969 | 5 | 2015 | N | Electric Utility | 1 | X | BIT | [5 empty] | DFO |  |  |  | N | N |  | OVER |  | Y |  |  |  | Y |  | N
10171 | Kentucky Utilities Co | 1355 | E W Brown | KY | Mercer | 1 | Conventional Steam Coal | ST |  | S | X | X |  |  | 113.6 | 0.85 | 106 | 107 | 36 | N |  |  | RE | X | 5 | 1957 | 2 | 2019 | N | Electric Utility | 1 | X | BIT | [5 empty] | DFO |  |  |  | N | N |  | OVER |  | Y |  |  | Y |  |  | N | N | N
10171 | Kentucky Utilities Co | 1355 | E W Brown | KY | Mercer | 2 | Conventional Steam Coal | ST |  | S | X | X |  |  | 179.5 | 0.85 | 166 | 168 | 64 | N |  |  | RE | X | 6 | 1963 | 2 | 2019 | N | Electric Utility | 1 | X | BIT | [5 empty] | DFO |  |  |  | N | N |  | OVER |  | Y |  |  | Y |  |  | N | N | N
10171 | Kentucky Utilities Co | 1357 | Green River | KY | Muhlenberg | 1 | Conventional Steam Coal | ST |  | S | X | X |  |  | 37.5 |  | 22 | 22 |  |  |  |  | RE | X | 1 | 1950 | 12 | 2003 | N | Electric Utility | 1 | X | BIT | DFO | [8 empty] | N
10171 | Kentucky Utilities Co | 1357 | Green River | KY | Muhlenberg | 2 | Conventional Steam Coal | ST |  | S | X | X |  |  | 37.5 |  | 22 | 22 |  |  |  |  | RE | X | 3 | 1950 | 12 | 2003 | N | Electric Utility | 1 | X | BIT | DFO | [8 empty] | N
10171 | Kentucky Utilities Co | 1357 | Green River | KY | Muhlenberg | 3 | Conventional Steam Coal | ST |  | S | X | X |  |  | 75 | 0.85 | 68 | 71 | 37 |  |  |  | RE | X | 4 | 1954 | 10 | 2015 | N | Electric Utility | 1 | X | BIT | [5 empty] | DFO |  |  |  | N | N |  | OVER |  | Y |  |  | Y |  |  |  | N | N
10171 | Kentucky Utilities Co | 1357 | Green River | KY | Muhlenberg | 4 | Conventional Steam Coal | ST |  | S | X | X |  |  | 113.6 | 0.85 | 93 | 98 | 37 |  |  |  | RE | X | 7 | 1959 | 10 | 2015 | N | Electric Utility | 1 | X | BIT | [5 empty] | DFO |  |  |  | N | N |  | OVER |  | Y |  |  | Y |  |  |  | N | N
10171 | Kentucky Utilities Co | 1358 | Haefling | KY | Fayette | 3 | Natural Gas Fired Combustion Turbine | GT |  | S | X | X |  |  | 20.7 | 0.85 | 12 | 14 | 2 | N |  |  | RE | X | 10 | 1970 | 12 | 2013 | N | Electric Utility | 1 | X | NG | DFO | [8 empty] | N | N |  | 1H | [7 empty] | Y | Y | Y
10171 | Kentucky Utilities Co | 1360 | Pineville | KY | Bell | 3 | Conventional Steam Coal | ST |  | S | X | X |  |  | 37.5 |  | 32 | 33 |  |  |  |  | RE | X | 7 | 1951 | 1 | 2002 | N | Electric Utility | 1 | X | BIT
10171 | Kentucky Utilities Co | 1361 | Tyrone | KY | Woodford | 1 | Petroleum Liquids | ST |  | S | X | X |  |  | 31.2 |  | 27 | 30 |  |  |  |  | RE | X | 10 | 1947 | 2 | 2007 | N | Electric Utility | 1 | X | DFO | [5 empty] | DFO |  |  |  | N | [7 empty] | Y
10171 | Kentucky Utilities Co | 1361 | Tyrone | KY | Woodford | 2 | Petroleum Liquids | ST |  | S | X | X |  |  | 31.2 |  | 31 | 33 |  |  |  |  | RE | X | 6 | 1948 | 2 | 2007 | N | Electric Utility | 1 | X | DFO | [5 empty] | DFO |  |  |  | N | [7 empty] | Y
10171 | Kentucky Utilities Co | 1361 | Tyrone | KY | Woodford | 3 | Conventional Steam Coal | ST |  | S | X | X |  |  | 75 |  | 71 | 73 |  |  |  |  | RE | X | 7 | 1953 | 2 | 2013 | N | Electric Utility | 1 | X | BIT | [5 empty] | DFO |  |  |  | N |  |  |  |  | Y |  |  | Y
11249 | Louisville Gas & Electric Co | 1363 | Cane Run | KY | Jefferson | 11 | Natural Gas Fired Combustion Turbine | GT |  | S | X | X |  |  | 16.3 | 0.85 | 14 | 14 | 14 |  |  |  | RE | X | 6 | 1968 | 12 | 2019 | N | Electric Utility | 1 | X | NG | [9 empty] | N | N |  | 1H | [7 empty] | N | N | N
11249 | Louisville Gas & Electric Co | 1363 | Cane Run | KY | Jefferson | 4 | Conventional Steam Coal | ST |  | S | X | X |  |  | 163.2 | 0.85 | 155 | 155 | 65 |  |  |  | RE | X | 5 | 1962 | 6 | 2015 | N | Electric Utility | 1 | X | BIT | NG |  |  |  |  | NG |  |  |  | N | N |  | OVER |  | Y |  |  | Y |  |  |  | N | N
11249 | Louisville Gas & Electric Co | 1363 | Cane Run | KY | Jefferson | 5 | Conventional Steam Coal | ST |  | S | X | X |  |  | 209.4 | 0.85 | 168 | 168 | 65 |  |  |  | RE | X | 5 | 1966 | 6 | 2015 | N | Electric Utility | 1 | X | BIT | NG |  |  |  |  | NG |  |  |  | N | N |  | OVER |  | Y |  |  | Y |  |  |  | N | N
11249 | Louisville Gas & Electric Co | 1363 | Cane Run | KY | Jefferson | 6 | Conventional Steam Coal | ST |  | S | X | X |  |  | 272 | 0.85 | 240 | 240 | 80 |  |  |  | RE | X | 5 | 1969 | 4 | 2015 | N | Electric Utility | 1 | X | BIT | NG |  |  |  |  | NG |  |  |  | N | N |  | OVER |  | Y |  |  | Y |  |  |  | N | N
11249 | Louisville Gas & Electric Co | 1367 | Waterside GT | KY | Jefferson | 7 | Natural Gas Fired Combustion Turbine | GT |  | S | X | X |  |  | 20 |  | 11 | 13 |  |  |  |  | RE | X | 6 | 1964 | 8 | 2006 | N | Electric Utility | 1 | X | NG | [9 empty] | N
11249 | Louisville Gas & Electric Co | 1367 | Waterside GT | KY | Jefferson | 8 | Natural Gas Fired Combustion Turbine | GT |  | S | X | X |  |  | 25 |  | 11 | 13 |  |  |  |  | RE | X | 2 | 1964 | 8 | 2006 | N | Electric Utility | 1 | X | NG | [9 empty] | N
14268 | City of Owensboro - (KY) | 1374 | Elmer Smith | KY | Daviess | 1 | Conventional Steam Coal | ST |  | S | X | X |  |  | 163.2 | 0.85 | 137 | 142.3 | 85 | N |  |  | RE | X | 4 | 1964 | 6 | 2020 | N | Electric Utility | 1 | X | BIT | TDF | PC |  |  |  | DFO |  |  |  | N | N |  | OVER |  | N |  | Y | Y |  |  | Y | Y | N
14268 | City of Owensboro - (KY) | 1374 | Elmer Smith | KY | Daviess | 2 | Conventional Steam Coal | ST |  | S | X | X |  |  | 282.1 | 0.9 | 262.8 | 265.5 | 90 | N |  |  | RE | X | 3 | 1974 | 6 | 2020 | N | Electric Utility | 1 | X | BIT | PC |  |  |  |  | NG | PG |  |  | N | N |  | OVER |  | Y |  |  | Y |  |  | Y | Y | N
18642 | Tennessee Valley Authority | 1378 | Paradise | KY | Muhlenberg | 1 | Conventional Steam Coal | ST |  | S | X | X |  |  | 704 | 0.9 | 628 | 659 | 404 | N |  |  | RE | X | 11 | 1963 | 4 | 2017 | N | Electric Utility | 1 | X | BIT | [5 empty] | DFO |  |  |  | N | N |  | OVER |  | Y |  |  | Y |  |  | N
18642 | Tennessee Valley Authority | 1378 | Paradise | KY | Muhlenberg | 2 | Conventional Steam Coal | ST |  | S | X | X |  |  | 704 | 0.9 | 602 | 633 | 401 | N |  |  | RE | X | 5 | 1963 | 4 | 2017 | N | Electric Utility | 1 | X | BIT | [5 empty] | DFO |  |  |  | N | N |  | OVER |  | Y |  |  | Y |  |  | N
18642 | Tennessee Valley Authority | 1378 | Paradise | KY | Muhlenberg | 3 | Conventional Steam Coal | ST |  | S | X | X |  |  | 1150.2 | 0.9 | 971 | 1017 | 736 | N |  |  | RE | X | 2 | 1970 | 1 | 2020 | N | Electric Utility | 1 | X | BIT | RC | RC |  |  |  | DFO |  |  |  | N | N |  | OVER |  | Y |  |  |  | Y |  | N
18642 | Tennessee Valley Authority | 1379 | Shawnee | KY | McCracken | 10 | Conventional Steam Coal | ST |  | S | X | X |  |  | 175 | 0.9 | 124 | 127 |  | N |  |  | RE | X | 10 | 1956 | 6 | 2014 | N | Electric Utility | 1 | X | BIT | [5 empty] | DFO |  |  |  | N | N |  | OVER | Y | N |  |  | Y |  |  | N
1692 | Big Rivers Electric Corp | 1381 | Kenneth C Coleman | KY | Hancock | 1 | Conventional Steam Coal | ST |  | S | X | X |  |  | 205 | 0.85 | 150 | 150 | 65 | N |  |  | RE | X | 9 | 1969 | 9 | 2020 | N | Electric Utility | 1 | X | BIT | NG |  |  |  |  | NG | PG |  |  | N | N |  | 12H |  | Y |  |  | Y |  |  | N | N | N
1692 | Big Rivers Electric Corp | 1381 | Kenneth C Coleman | KY | Hancock | 2 | Conventional Steam Coal | ST |  | S | X | X |  |  | 205 | 0.85 | 138 | 138 | 50 | N |  |  | RE | X | 7 | 1970 | 9 | 2020 | N | Electric Utility | 1 | X | BIT | NG |  |  |  |  | NG | PG |  |  | N | N |  | 12H |  | Y |  |  | Y |  |  | N | N | N
1692 | Big Rivers Electric Corp | 1381 | Kenneth C Coleman | KY | Hancock | 3 | Conventional Steam Coal | ST |  | S | X | X |  |  | 192 | 0.9 | 155 | 155 | 68 | N |  |  | RE | X | 12 | 1971 | 9 | 2020 | N | Electric Utility | 1 | X | BIT | NG |  |  |  |  | NG | PG |  |  | N | N |  | 12H |  | Y |  |  | Y |  |  | N | N | N
1692 | Big Rivers Electric Corp | 1382 | HMP&L Station Two Henderson | KY | Henderson | 1 | Conventional Steam Coal | ST |  | W | X | X | BREC.HMP1 | BREC.HMP1 | 200 | 0.9 | 153 | 153 | 56 | N |  |  | RE | X | 6 | 1973 | 2 | 2019 | N | Electric Utility | 1 | X | BIT | DFO |  |  |  |  | DFO |  |  |  | N | N |  | OVER |  | Y |  |  | Y |  |  | Y | Y | N
1692 | Big Rivers Electric Corp | 1382 | HMP&L Station Two Henderson | KY | Henderson | 2 | Conventional Steam Coal | ST |  | W | X | X | BREC.HMP2 | BREC.HMP2 | 205 | 0.9 | 159 | 159 | 56 | N |  |  | RE | X | 4 | 1974 | 2 | 2019 | N | Electric Utility | 1 | X | BIT | DFO |  |  |  |  | DFO |  |  |  | N | N |  | OVER |  | Y |  |  | Y |  |  | Y | Y | N
1692 | Big Rivers Electric Corp | 1383 | Robert A Reid | KY | Webster | 1 | Conventional Steam Coal | ST |  | S | X | X | BREC.REID1 | BREC.REID1 | 96 | 0.85 | 65 | 65 | 40 | N |  |  | RE | X | 1 | 1966 | 9 | 2020 | N | Electric Utility | 1 | X | BIT | [5 empty] | DFO |  |  |  | N | N |  | OVER |  | Y |  |  | Y |  |  | N
5580 | East Kentucky Power Coop, Inc | 1385 | Dale | KY | Clark | 1 | Conventional Steam Coal | ST |  | S | X | X |  |  | 27 | 0.85 | 23 | 23 | 7 | N |  |  | RE | X | 12 | 1954 | 4 | 2015 | N | Electric Utility | 1 | X | BIT | [5 empty] | DFO |  |  |  | N | N |  | OVER |  | Y |  |  | Y |  |  | N | N | N
5580 | East Kentucky Power Coop, Inc | 1385 | Dale | KY | Clark | 2 | Conventional Steam Coal | ST |  | S | X | X |  |  | 27 | 0.85 | 23 | 23 | 7 | N |  |  | RE | X | 12 | 1954 | 4 | 2015 | N | Electric Utility | 1 | X | BIT | [5 empty] | DFO |  |  |  | N | N |  | OVER |  | Y |  |  | Y |  |  | N | N | N
5580 | East Kentucky Power Coop, Inc | 1385 | Dale | KY | Clark | 3 | Conventional Steam Coal | ST |  | S | X | X |  |  | 81 | 0.85 | 74 | 75 | 24 | N |  |  | RE | X | 10 | 1957 | 4 | 2016 | N | Electric Utility | 1 | X | BIT | [5 empty] | DFO |  |  |  | N | N |  | OVER |  | Y |  |  | Y |  |  | N | N | N
5580 | East Kentucky Power Coop, Inc | 1385 | Dale | KY | Clark | 4 | Conventional Steam Coal | ST |  | S | X | X |  |  | 81 | 0.85 | 75 | 75 | 24 | N |  |  | RE | X | 8 | 1960 | 4 | 2016 | N | Electric Utility | 1 | X | BIT | [5 empty] | DFO |  |  |  | N | N |  | OVER |  | Y |  |  | Y |  |  | N | N | N
11241 | Entergy Louisiana LLC | 1393 | R S Nelson | LA | Calcasieu | 3 | Natural Gas Steam Turbine | ST |  | S | X | X |  |  | 163.2 | 0.85 | 146 | 146 | 25 |  |  |  | RE | X | 1 | 1960 | 1 | 2017 | N | Electric Utility | 1 | X | NG | [5 empty] | NG |  |  |  | N |  |  | OVER | [7 empty] | N | N | N
11241 | Entergy Louisiana LLC | 1394 | Willow Glen | LA | Iberville | 1 | Natural Gas Steam Turbine | ST |  | S | X | X |  |  | 163.2 | 0.85 | 152 | 155 | 54 |  |  |  | RE | X | 1 | 1960 | 10 | 2016 | N | Electric Utility | 1 | X | NG | [5 empty] | NG |  |  |  | N |  |  | OVER | [8 empty] | N | N
11241 | Entergy Louisiana LLC | 1394 | Willow Glen | LA | Iberville | 2 | Natural Gas Steam Turbine | ST |  | S | X | X | EES.W_GLEN2 | EES.W_GLEN2 | 239.4 | 0.85 | 180 | 180 | 35 |  |  |  | RE | X | 1 | 1964 | 3 | 2018 | N | Electric Utility | 1 | X | NG | DFO |  |  |  |  | NG |  |  |  | N |  |  | OVER | [7 empty] | N | N | N
11241 | Entergy Louisiana LLC | 1394 | Willow Glen | LA | Iberville | 3 | Natural Gas Steam Turbine | ST |  | S | X | X |  |  | 591.8 | 0.87 | 450 | 460 | 225 |  |  |  | RE | X | 12 | 1968 | 10 | 2016 | N | Electric Utility | 1 | X | NG | RFO | DFO |  |  |  | NG |  |  |  | N |  |  | OVER | [8 empty] | N | N
11241 | Entergy Louisiana LLC | 1394 | Willow Glen | LA | Iberville | 4 | Natural Gas Steam Turbine | ST |  | S | X | X | EES.W_GLEN4 | EES.W_GLEN4 | 591.8 | 0.87 | 482 | 490 | 225 |  |  |  | RE | X | 1 | 1973 | 3 | 2018 | N | Electric Utility | 1 | X | NG | RFO | DFO |  |  |  | NG |  |  |  | N |  |  | OVER | [7 empty] | Y | Y | N
11241 | Entergy Louisiana LLC | 1394 | Willow Glen | LA | Iberville | 5 | Natural Gas Steam Turbine | ST |  | S | X | X |  |  | 591.8 | 0.87 | 485 | 485 | 160 |  |  |  | RE | X | 1 | 1976 | 10 | 2016 | N | Electric Utility | 1 | X | NG | RFO | DFO |  |  |  | NG |  |  |  | N |  |  | OVER | [8 empty] | Y | N
3265 | Cleco Power LLC | 1400 | Teche | LA | St Mary | 1 | Natural Gas Steam Turbine | ST |  | S | X | X | CLEC.TPS1 |  | 23 | 0.85 | 15 | 18 | 8 | N |  |  | RE | X | 7 | 1953 | 9 | 2016 | N | Electric Utility | 1 | X | NG | [5 empty] | NG |  |  |  | N | N |  | 12H | [7 empty] | N | N | N
3265 | Cleco Power LLC | 1400 | Teche | LA | St Mary | 2 | Natural Gas Steam Turbine | ST |  | S | X | X |  |  | 54.4 |  | 33 | 33 |  | N |  |  | RE | X | 5 | 1956 | 12 | 2011 | N | Electric Utility | 1 | X | NG | [5 empty] | NG |  |  |  | N | [10 empty] | N
11241 | Entergy Louisiana LLC | 1401 | Buras | LA | Plaquemines | 8 | Natural Gas Fired Combustion Turbine | GT |  | S | X | X | EES.BURAS8_CT | EES.BURAS8_CT | 20.7 | 0.85 | 11 | 11 | 2 |  |  |  | RE | X | 2 | 1971 | 10 | 2018 | N | Electric Utility | 1 | X | NG | DFO | [8 empty] | N |  |  | 1H | [7 empty] | Y | Y | Y
11241 | Entergy Louisiana LLC | 1402 | Little Gypsy | LA | St Charles | 1 | Natural Gas Steam Turbine | ST |  | S | X | X | EES.L_GYPSY1 | EES.L_GYPSY1 | 247.7 | 0.85 | 227.9 | 244 | 40 |  |  |  | RE | X | 3 | 1961 | 6 | 2015 | N | Electric Utility | 1 | X | NG | DFO |  |  |  |  | NG |  |  |  | N |  |  | 12H | [8 empty] | N | N
11241 | Entergy Louisiana LLC | 1403 | Nine Mile Point | LA | Jefferson | 1 | Natural Gas Steam Turbine | ST |  | S | X | X |  |  | 69 |  | 50 | 50 |  |  |  |  | RE | X | 5 | 1951 | 9 | 2011 | N | Electric Utility | 1 | X | NG | RFO | [8 empty] | N
11241 | Entergy Louisiana LLC | 1403 | Nine Mile Point | LA | Jefferson | 2 | Natural Gas Steam Turbine | ST |  | S | X | X |  |  | 112.5 |  | 107 | 107 |  |  |  |  | RE | X | 7 | 1953 | 9 | 2011 | N | Electric Utility | 1 | X | NG | DFO | [8 empty] | N | [11 empty] | Y | Y
11241 | Entergy Louisiana LLC | 1403 | Nine Mile Point | LA | Jefferson | 3 | Natural Gas Steam Turbine | ST |  | S | X | X | EES.NINEMILE3 | EES.NINEMILE3 | 169.8 | 0.85 | 100.4 | 103 | 23 |  |  |  | RE | X | 11 | 1955 | 11 | 2016 | N | Electric Utility | 1 | X | NG | [5 empty] | NG |  |  |  | N |  |  | OVER | [9 empty] | N
11241 | Entergy Louisiana LLC | 1404 | Sterlington | LA | Ouachita | 6 | Natural Gas Steam Turbine | ST |  | S | X | X |  |  | 247.7 |  | 212 | 223 |  |  |  |  | RE | X | 6 | 1958 | 8 | 2012 | N | Electric Utility | 1 | X | NG | DFO | [8 empty] | N
11241 | Entergy Louisiana LLC | 1404 | Sterlington | LA | Ouachita | 7B | Natural Gas Fired Combined Cycle | CT | PB01 | S | X | Y | EES.STERL7 | EES.STERL7 | 66 | 0.9 | 44 | 55 | 5 |  |  |  | RE | X | 4 | 1973 | 1 | 2019 | N | Electric Utility | 1 | X | NG | DFO | [8 empty] | N |  |  | 1H | [7 empty] | Y | Y | Y
11241 | Entergy Louisiana LLC | 1404 | Sterlington | LA | Ouachita | 7C | Natural Gas Fired Combined Cycle | CA | PB01 | S | N | X | EES.STERL7 | EES.STERL7 | 101 | 0.9 | 47.6 | 53.4 | 10 |  |  |  | RE | X | 9 | 1974 | 6 | 2017 | N | Electric Utility | 1 | X | NG | DFO | [8 empty] | N |  |  | 1H | [7 empty] | Y | N | N
13478 | Entergy New Orleans, LLC | 1407 | A B Paterson | LA | Orleans | 3 | Natural Gas Steam Turbine | ST |  | S | X | X |  |  | 51.7 |  | 40 | 56 |  |  |  |  | RE | X | 4 | 1950 | 9 | 2010 | N | Electric Utility | 1 | X | NG | RFO | [8 empty] | N
13478 | Entergy New Orleans, LLC | 1407 | A B Paterson | LA | Orleans | 4 | Natural Gas Steam Turbine | ST |  | S | X | X |  |  | 81.2 |  | 72 | 72 |  |  |  |  | RE | X | 12 | 1954 | 9 | 2010 | N | Electric Utility | 1 | X | NG | RFO | [8 empty] | N
13478 | Entergy New Orleans, LLC | 1407 | A B Paterson | LA | Orleans | 5 | Petroleum Liquids | GT |  | S | X | X |  |  | 16 |  | 11 | 16 |  |  |  |  | RE | X | 9 | 1967 | 9 | 2010 | N | Electric Utility | 1 | X | DFO | [9 empty] | N
13478 | Entergy New Orleans, LLC | 1409 | Michoud | LA | Orleans | 1 | Natural Gas Steam Turbine | ST |  | S | X | X |  |  | 115.2 |  | 65 | 65 |  |  |  |  | RE | X | 5 | 1957 | 9 | 2011 | N | Electric Utility | 1 | X | NG | RFO | [8 empty] | N
13478 | Entergy New Orleans, LLC | 1409 | Michoud | LA | Orleans | 2 | Natural Gas Steam Turbine | ST |  | S | X | X | EES.MICHOUD2 | EES.MICHOUD2 | 261.8 | 0.85 | 241.6 | 235 | 40 |  |  |  | RE | X | 2 | 1963 | 6 | 2016 | N | Electric Utility | 1 | X | NG | [9 empty] | N |  |  | OVER | [8 empty] | N
13478 | Entergy New Orleans, LLC | 1409 | Michoud | LA | Orleans | 3 | Natural Gas Steam Turbine | ST |  | S | X | X | EES.MICHOUD3 | EES.MICHOUD3 | 582.2 | 0.85 | 543.8 | 539 | 180 |  |  |  | RE | X | 8 | 1967 | 6 | 2016 | N | Electric Utility | 1 | X | NG | RFO | [8 empty] | N |  |  | OVER | [8 empty] | Y | N
17698 | Southwestern Electric Power Co | 1417 | Lieberman | LA | Caddo | 1 | Natural Gas Steam Turbine | ST |  | S | X | X |  |  | 25 | 0.8 | 25 | 25 | 11 | N |  |  | RE | X | 7 | 1947 | 12 | 2014 | N | Electric Utility | 1 | X | NG | [9 empty] | N | N |  | OVER | [8 empty] | N
17698 | Southwestern Electric Power Co | 1417 | Lieberman | LA | Caddo | 2 | Natural Gas Steam Turbine | ST |  | S | X | X |  |  | 25 | 0.8 | 26 | 26 | 11 | N |  |  | RE | X | 4 | 1949 | 5 | 2020 | N | Electric Utility | 1 | X | NG | [5 empty] | NG |  |  |  | N | N |  | OVER | [7 empty] | N | N | N
3265 | Cleco Power LLC | 1435 | Franklin (LA) | LA | St Mary | GT1 | Natural Gas Fired Combustion Turbine | GT |  | S | X | X |  |  | 10 | 0.9 | 8 | 8 | 8 | N |  |  | RE | X | 1 | 1973 | 10 | 2015 | N | Electric Utility | 1 | X | NG | [9 empty] | N | N |  | 12H
8884 | Terrebonne Parish Consol Gov't | 1439 | Houma | LA | Terrebonne | 10 | Natural Gas Internal Combustion Engine | IC |  | S | X | X |  |  | 4.5 |  | 3.7 | 3.7 |  |  |  |  | RE | X | 8 | 1958 | 12 | 2010 | N | Electric Utility | 1 | X | NG | DFO | [8 empty] | N | [11 empty] | Y | Y
8884 | Terrebonne Parish Consol Gov't | 1439 | Houma | LA | Terrebonne | 11 | Natural Gas Internal Combustion Engine | IC |  | S | X | X |  |  | 4.5 |  | 3.7 | 3.7 |  |  |  |  | RE | X | 0 | 1958 | 12 | 2010 | N | Electric Utility | 1 | X | NG | DFO | [8 empty] | N | [11 empty] | Y | Y
8884 | Terrebonne Parish Consol Gov't | 1439 | Houma | LA | Terrebonne | 12 | Natural Gas Internal Combustion Engine | IC |  | S | X | X |  |  | 4.5 |  | 3.3 | 3.3 |  |  |  |  | RE | X | 8 | 1958 | 12 | 2010 | N | Electric Utility | 1 | X | NG | DFO | [8 empty] | N | [11 empty] | Y | Y
8884 | Terrebonne Parish Consol Gov't | 1439 | Houma | LA | Terrebonne | 6 | Natural Gas Internal Combustion Engine | IC |  | S | X | X |  |  | 1.4 |  | 1 | 1 |  |  |  |  | RE | X | 8 | 1948 | 12 | 2010 | N | Electric Utility | 1 | X | NG | DFO | [8 empty] | N
8884 | Terrebonne Parish Consol Gov't | 1439 | Houma | LA | Terrebonne | 7 | Natural Gas Internal Combustion Engine | IC |  | S | X | X |  |  | 1.4 |  | 1 | 1 |  |  |  |  | RE | X | 8 | 1948 | 12 | 2010 | N | Electric Utility | 1 | X | NG | DFO | [8 empty] | N
8884 | Terrebonne Parish Consol Gov't | 1439 | Houma | LA | Terrebonne | 8 | Natural Gas Internal Combustion Engine | IC |  | S | X | X |  |  | 1.4 |  | 1 | 1 |  |  |  |  | RE | X | 8 | 1948 | 12 | 2010 | N | Electric Utility | 1 | X | NG | DFO | [8 empty] | N
8884 | Terrebonne Parish Consol Gov't | 1439 | Houma | LA | Terrebonne | 9 | Natural Gas Internal Combustion Engine | IC |  | S | X | X |  |  | 2.7 |  | 2.5 | 2.5 |  |  |  |  | RE | X | 0 | 1953 | 12 | 2010 | N | Electric Utility | 1 | X | NG | DFO | [8 empty] | N | [11 empty] | Y | Y
50111 | Lafayette Utilities System | 1443 | Louis Doc Bonin | LA | Lafayette | 1 | Natural Gas Steam Turbine | ST |  | S | X | X |  |  | 53.9 | 1 | 40 | 40 | 27 |  |  |  | RE | X | 4 | 1965 | 4 | 2017 | N | Electric Utility | 1 | X | NG | [5 empty] | NG |  |  |  | N | N |  | OVER | [7 empty] | N | N | N
50111 | Lafayette Utilities System | 1443 | Louis Doc Bonin | LA | Lafayette | 2 | Natural Gas Steam Turbine | ST |  | S | X | X | LAFA.BONIN2 | LAFA.BONIN2 | 100 | 1 | 70 | 70 | 40 |  |  |  | RE | X | 6 | 1970 | 4 | 2017 | N | Electric Utility | 1 | X | NG | [5 empty] | NG |  |  |  | N | N |  | OVER | [7 empty] | N | N | N
50111 | Lafayette Utilities System | 1443 | Louis Doc Bonin | LA | Lafayette | 3 | Natural Gas Steam Turbine | ST |  | S | X | X | LAFA.BONIN3 | LAFA.BONIN3 | 187 | 1 | 146 | 146 | 70 |  |  |  | RE | X | 1 | 1977 | 4 | 2017 | N | Electric Utility | 1 | X | NG | [5 empty] | NG |  |  |  | N | N |  | OVER | [7 empty] | N | N | N
50111 | Lafayette Utilities System | 1445 | Rodemacher | LA | Lafayette | 3 | Natural Gas Steam Turbine | ST |  | S | X | X |  |  | 13.3 | 1 | 13 | 13 |  |  |  |  | RE | X | 0 | 1950 | 1 | 1997 | N | Electric Utility | 1 | X | NG | [9 empty] | N | N |  | OVER
50111 | Lafayette Utilities System | 1445 | Rodemacher | LA | Lafayette | 4 | Natural Gas Steam Turbine | ST |  | S | X | X |  |  | 25.4 | 1 | 25 | 25 |  |  |  |  | RE | X | 0 | 1950 | 1 | 1997 | N | Electric Utility | 1 | X | NG | [9 empty] | N | N |  | OVER
11241 | Entergy Louisiana LLC | 1448 | Monroe (LA) | LA | Ouachita | 10 | Natural Gas Steam Turbine | ST |  | S | X | X |  |  | 25 |  | 22 | 23 |  |  |  |  | RE | X | 1 | 1961 | 10 | 2011 | N | Electric Utility | 1 | X | NG | DFO | [8 empty] | N
11241 | Entergy Louisiana LLC | 1448 | Monroe (LA) | LA | Ouachita | 11 | Natural Gas Steam Turbine | ST |  | S | X | X |  |  | 37.5 |  | 33 | 41 |  |  |  |  | RE | X | 1 | 1965 | 10 | 2011 | N | Electric Utility | 1 | X | NG | DFO | [8 empty] | N
11241 | Entergy Louisiana LLC | 1448 | Monroe (LA) | LA | Ouachita | 12 | Natural Gas Steam Turbine | ST |  | S | X | X |  |  | 75 |  | 71 | 74 |  |  |  |  | RE | X | 1 | 1968 | 10 | 2011 | N | Electric Utility | 1 | X | NG | DFO | [8 empty] | N
26253 | Louisiana Energy & Power Authority | 1449 | Morgan City | LA | St Mary | 1 | Natural Gas Steam Turbine | ST |  | W | X | X | NA | NA | 6 |  | 5.8 | 5.8 |  | N |  |  | RE | X | 6 | 1963 | 12 | 2012 | N | Electric Utility | 1 | X | NG | [9 empty] | N
26253 | Louisiana Energy & Power Authority | 1449 | Morgan City | LA | St Mary | 2 | Natural Gas Steam Turbine | ST |  | W | X | X | NA | NA | 6 |  | 5.8 | 5.8 |  | N |  |  | RE | X | 6 | 1963 | 12 | 2012 | N | Electric Utility | 1 | X | NG | [9 empty] | N
26253 | Louisiana Energy & Power Authority | 1449 | Morgan City | LA | St Mary | 3 | Natural Gas Steam Turbine | ST |  | W | X | X | LEPA.MRGCTY_G3 | LEPA.MRGCTY_G3 | 20.8 | 0.9 | 18 | 18 | 8 | N |  |  | RE | X | 5 | 1970 | 6 | 2015 | N | Electric Utility | 1 | X | NG | [5 empty] | NG |  |  |  | N | N |  | 12H | [8 empty] | N | N
26253 | Louisiana Energy & Power Authority | 1449 | Morgan City | LA | St Mary | 4 | Natural Gas Steam Turbine | ST |  | W | X | X | LEPA.MRGCTY_G4 | LEPA.MRGCTY_G4 | 37.5 | 0.9 | 33 | 33 | 8 | N |  |  | RE | X | 5 | 1970 | 6 | 2015 | N | Electric Utility | 1 | X | NG | [5 empty] | NG |  |  |  | N | N |  | 12H | [8 empty] | N | N
26253 | Louisiana Energy & Power Authority | 1455 | Plaquemine | LA | Iberville | 1 | Natural Gas Steam Turbine | ST |  | W | X | X | LEPA.PLAQ_G1 | LEPA.PLAQ_G1 | 20 | 0.9 | 17.5 | 17.5 | 6 | N |  |  | RE | X | 12 | 1971 | 6 | 2015 | N | Electric Utility | 1 | X | NG | [9 empty] | N | N |  | 12H | [8 empty] | N | N
26253 | Louisiana Energy & Power Authority | 1455 | Plaquemine | LA | Iberville | 2 | Natural Gas Steam Turbine | ST |  | W | X | X | LEPA.PLAQ_G2 | LEPA.PLAQ_G2 | 24 | 0.9 | 20.4 | 20.4 | 7 | N |  |  | RE | X | 1 | 1976 | 6 | 2015 | N | Electric Utility | 1 | X | NG | [9 empty] | N | N |  | 12H | [8 empty] | N | N
56797 | Penobscot River Restoration Trust | 1472 | Howland Hydro Station | ME | Penobscot | HL01 | Conventional Hydroelectric | HY |  | S | X | X |  |  | 0.6 | 0.8 | 0.6 | 0.6 | 0.3 | N |  |  | RE | X | 7 | 1921 | 1 | 2015 | N | IPP Non-CHP | 2 | X | WAT | [9 empty] | N | N | 0 | 12H
56797 | Penobscot River Restoration Trust | 1472 | Howland Hydro Station | ME | Penobscot | HL02 | Conventional Hydroelectric | HY |  | S | X | X |  |  | 0.6 | 0.8 | 0.6 | 0.6 | 0.1 | N |  |  | RE | X | 7 | 1916 | 1 | 2015 | N | IPP Non-CHP | 2 | X | WAT | [9 empty] | N | N | 0 | 12H
56797 | Penobscot River Restoration Trust | 1472 | Howland Hydro Station | ME | Penobscot | HL03 | Conventional Hydroelectric | HY |  | S | X | X |  |  | 0.6 | 0.8 | 0.6 | 0.6 | 0.1 | N |  |  | RE | X | 7 | 1916 | 1 | 2015 | N | IPP Non-CHP | 2 | X | WAT | [9 empty] | N | N | 0 | 12H
39006 | Brookfield White Pine Hydro LLC | 1480 | Androscoggin 3 | ME | Androscoggin | 328 | Conventional Hydroelectric | HY |  | S | X | X |  |  | 4.9 | 0.9 | 4.9 | 4.9 | 0.1 | N |  |  | RE | X | 1 | 1928 | 8 | 2020 | N | IPP Non-CHP | 2 | X | WAT | [12 empty] | 10M
10963 | Lewiston City of | 1487 | Continental Mills | ME | Androscoggin | CM1 | Conventional Hydroelectric | HY |  | S | X | X |  |  | 0.4 | 0.9 | 0.4 | 0.4 | 0.1 | N |  |  | RE | X | 1 | 1920 | 9 | 2006 | N | IPP Non-CHP | 2 | X | WAT | [11 empty] | 0 | 10M
10963 | Lewiston City of | 1487 | Continental Mills | ME | Androscoggin | CM2 | Conventional Hydroelectric | HY |  | S | X | X |  |  | 0.4 | 0.9 | 0.4 | 0.4 | 0.1 | N |  |  | RE | X | 1 | 1920 | 9 | 2006 | N | IPP Non-CHP | 2 | X | WAT | [11 empty] | 0 | 10M
10963 | Lewiston City of | 1487 | Continental Mills | ME | Androscoggin | CM3 | Conventional Hydroelectric | HY |  | S | X | X |  |  | 0.4 | 0.9 | 0.4 | 0.4 | 0.1 | N |  |  | RE | X | 1 | 1920 | 9 | 2006 | N | IPP Non-CHP | 2 | X | WAT | [9 empty] | N | N | 0 | OVER
10963 | Lewiston City of | 1487 | Continental Mills | ME | Androscoggin | CM5 | Conventional Hydroelectric | HY |  | S | X | X |  |  | 0.1 | 0.9 | 0.1 | 0.1 | 0.1 | N |  |  | RE | X | 1 | 1920 | 9 | 2006 | N | IPP Non-CHP | 2 | X | WAT | [9 empty] | N | N | 0 | OVER
10963 | Lewiston City of | 1487 | Continental Mills | ME | Androscoggin | CM6 | Conventional Hydroelectric | HY |  | S | X | X |  |  | 0.1 | 0.9 | 0.1 | 0.1 | 0.1 | N |  |  | RE | X | 1 | 1920 | 9 | 2006 | N | IPP Non-CHP | 2 | X | WAT | [9 empty] | N | N | 0 | OVER
39006 | Brookfield White Pine Hydro LLC | 1490 | Fort Halifax | ME | Kennebec | FH1 | Conventional Hydroelectric | HY |  | S | X | X |  |  | 0.7 | 0.9 | 0.9 | 0.9 | 0.1 | N |  |  | RE | X | 4 | 1908 | 12 | 2002 | N | IPP Non-CHP | 2 | X | WAT | [11 empty] | 0 | 10M
39006 | Brookfield White Pine Hydro LLC | 1490 | Fort Halifax | ME | Kennebec | FH2 | Conventional Hydroelectric | HY |  | S | X | X |  |  | 0.7 | 0.9 | 0.9 | 0.9 | 0.1 | N |  |  | RE | X | 4 | 1908 | 12 | 2002 | N | IPP Non-CHP | 2 | X | WAT | [11 empty] | 0 | 10M
60160 | Merlin One LLC | 1513 | Caribou Generation Station | ME | Aroostook | 1 | Petroleum Liquids | ST |  | S | X | X |  |  | 7.5 | 0.8 | 9 | 9 | 2.5 | N |  |  | RE | X | 9 | 1950 | 8 | 2019 | N | IPP Non-CHP | 2 | X | RFO | [5 empty] | RFO |  |  |  | N |  |  | OVER | [7 empty] | N
60160 | Merlin One LLC | 1513 | Caribou Generation Station | ME | Aroostook | CD2 | Petroleum Liquids | IC |  | S | X | X |  |  | 2.7 | 0.8 | 2.5 | 2.5 | 0.5 | N |  |  | RE | X | 8 | 1948 | 8 | 2019 | N | IPP Non-CHP | 2 | X | DFO | [9 empty] | N |  |  | 10M | [7 empty] | N
60160 | Merlin One LLC | 1513 | Caribou Generation Station | ME | Aroostook | CD3 | Petroleum Liquids | IC |  | S | X | X |  |  | 2.7 | 0.8 | 2.5 | 2.5 | 0.5 | N |  |  | RE | X | 8 | 1948 | 8 | 2019 | N | IPP Non-CHP | 2 | X | DFO | [9 empty] | N |  |  | 10M | [7 empty] | N
60160 | Merlin One LLC | 1513 | Caribou Generation Station | ME | Aroostook | CD4 | Petroleum Liquids | IC |  | S | X | X |  |  | 1 | 0.8 | 1 | 1 | 0.5 | N |  |  | RE | X | 8 | 1948 | 8 | 2019 | N | IPP Non-CHP | 2 | X | DFO | [9 empty] | N |  |  | 1H | [7 empty] | N | N
60160 | Merlin One LLC | 1513 | Caribou Generation Station | ME | Aroostook | CD5 | Petroleum Liquids | IC |  | S | X | X |  |  | 1.2 | 1 | 1 | 1 | 0.5 | N |  |  | RE | X | 9 | 1951 | 8 | 2019 | N | IPP Non-CHP | 2 | X | DFO | [9 empty] | N |  |  | 1H | [7 empty] | N | N
60160 | Merlin One LLC | 1513 | Caribou Generation Station | ME | Aroostook | CH1 | Conventional Hydroelectric | HY |  | S | X | X |  |  | 0.4 | 0.8 | 0.4 | 0.4 | 0.1 | N |  |  | RE | X | 6 | 1926 | 8 | 2019 | N | IPP Non-CHP | 2 | X | WAT | [9 empty] | N |  |  | 10M
60160 | Merlin One LLC | 1513 | Caribou Generation Station | ME | Aroostook | CH2 | Conventional Hydroelectric | HY |  | S | X | X |  |  | 0.4 | 0.8 | 0.4 | 0.4 | 0.1 | N |  |  | RE | X | 6 | 1926 | 2 | 2019 | N | IPP Non-CHP | 2 | X | WAT | [9 empty] | N |  |  | 10M
60160 | Merlin One LLC | 1513 | Caribou Generation Station | ME | Aroostook | ST2 | Petroleum Liquids | ST |  | S | X | X |  |  | 11.5 | 0.85 | 14 | 14 | 4.5 | N |  |  | RE | X | 9 | 1955 | 8 | 2019 | N | IPP Non-CHP | 2 | X | RFO | [5 empty] | RFO |  |  |  | N |  |  | OVER | [7 empty] | N | N
60160 | Merlin One LLC | 1514 | Flos Inn Diesel | ME | Aroostook | FID1 | Petroleum Liquids | IC |  | S | X | X |  |  | 2 | 0.8 | 1.4 | 1.4 | 1.4 |  |  |  | RE | X | 8 | 1959 | 12 | 2019 | N | IPP Non-CHP | 2 | X | DFO | [9 empty] | N |  |  | OVER | [7 empty] | N
60160 | Merlin One LLC | 1514 | Flos Inn Diesel | ME | Aroostook | FID2 | Petroleum Liquids | IC |  | S | X | X |  |  | 2 | 0.8 | 1.4 | 1.4 | 1.4 |  |  |  | RE | X | 8 | 1959 | 12 | 2019 | N | IPP Non-CHP | 2 | X | DFO | [9 empty] | N |  |  | OVER | [7 empty] | N
60160 | Merlin One LLC | 1514 | Flos Inn Diesel | ME | Aroostook | FID3 | Petroleum Liquids | IC |  | S | X | X |  |  | 2 | 0.8 | 1.4 | 1.4 | 1.4 |  |  |  | RE | X | 8 | 1959 | 12 | 2019 | N | IPP Non-CHP | 2 | X | DFO | [9 empty] | N |  |  | OVER | [7 empty] | N
4161 | Constellation Power Source Gen | 1553 | Gould Street | MD | Baltimore City | 3 | Natural Gas Steam Turbine | ST |  | S | X | X | GOULDST13 KVGEN 03 | GOULDST13 KVGEN 03 | 103.5 | 0.85 | 97 | 97 | 35 | N |  |  | RE | X | 12 | 1952 | 6 | 2019 | N | IPP Non-CHP | 2 | X | NG | [5 empty] | NG |  |  |  | N | N |  | OVER | [7 empty] | N | N
60422 | H.A. Wagner LLC | 1554 | Herbert A Wagner | MD | Anne Arundel | 2 | Conventional Steam Coal | ST |  | S | X | X | 50690 | 50690 | 136 | 0.85 | 118 | 118 | 30 | N |  |  | RE | X | 1 | 1959 | 6 | 2020 | N | IPP Non-CHP | 2 | X | RC | BIT |  |  |  |  | NG |  |  |  | N | N |  | OVER |  | Y |  | N | Y |  |  | N |  | N
4161 | Constellation Power Source Gen | 1555 | Notch Cliff | MD | Baltimore | GT1 | Natural Gas Fired Combustion Turbine | GT |  | S | X | X | NOTCHCLI13 KVCT 1 | NOTCHCLI13 KVCT 1 | 18 | 0.85 | 14 | 16 | 3 | N |  |  | RE | X | 6 | 1969 | 6 | 2020 | N | IPP Non-CHP | 2 | X | NG | [9 empty] | N | N |  | 1H | [7 empty] | N
4161 | Constellation Power Source Gen | 1555 | Notch Cliff | MD | Baltimore | GT2 | Natural Gas Fired Combustion Turbine | GT |  | S | X | X | NOTCHCLI13 KVCT 2 | NOTCHCLI13 KVCT 2 | 18 | 0.85 | 14 | 16 | 3 | N |  |  | RE | X | 6 | 1969 | 6 | 2020 | N | IPP Non-CHP | 2 | X | NG | [9 empty] | N | N |  | 1H | [7 empty] | N
4161 | Constellation Power Source Gen | 1555 | Notch Cliff | MD | Baltimore | GT3 | Natural Gas Fired Combustion Turbine | GT |  | S | X | X | NOTCHCLI13 KVCT 3 | NOTCHCLI13 KVCT 3 | 18 | 0.85 | 14 | 16 | 3 | N |  |  | RE | X | 6 | 1969 | 6 | 2020 | N | IPP Non-CHP | 2 | X | NG | [9 empty] | N | N |  | 1H | [7 empty] | N
4161 | Constellation Power Source Gen | 1555 | Notch Cliff | MD | Baltimore | GT4 | Natural Gas Fired Combustion Turbine | GT |  | S | X | X | NOTCHCLI13 KVCT 4 | NOTCHCLI13 KVCT 4 | 18 | 0.85 | 14 | 16 | 3 | N |  |  | RE | X | 6 | 1969 | 6 | 2020 | N | IPP Non-CHP | 2 | X | NG | [9 empty] | N | N |  | 1H | [7 empty] | N
4161 | Constellation Power Source Gen | 1555 | Notch Cliff | MD | Baltimore | GT5 | Natural Gas Fired Combustion Turbine | GT |  | S | X | X | NOTCHCLI13 KVCT 5 | NOTCHCLI13 KVCT 5 | 18 | 0.85 | 14.6 | 16 | 3 | N |  |  | RE | X | 6 | 1969 | 3 | 2020 | N | IPP Non-CHP | 2 | X | NG | [9 empty] | N | N |  | 1H | [7 empty] | N
4161 | Constellation Power Source Gen | 1555 | Notch Cliff | MD | Baltimore | GT6 | Natural Gas Fired Combustion Turbine | GT |  | S | X | X | NOTCHCLI13 KVCT 6 | NOTCHCLI13 KVCT 6 | 18 | 0.85 | 15.6 | 16 | 3 | N |  |  | RE | X | 6 | 1969 | 3 | 2020 | N | IPP Non-CHP | 2 | X | NG | [9 empty] | N | N |  | 1H | [7 empty] | N
4161 | Constellation Power Source Gen | 1555 | Notch Cliff | MD | Baltimore | GT7 | Natural Gas Fired Combustion Turbine | GT |  | S | X | X | NOTCHCLI13 KVCT 7 | NOTCHCLI13 KVCT 7 | 18 | 0.85 | 14.5 | 16 | 3 | N |  |  | RE | X | 6 | 1969 | 3 | 2020 | N | IPP Non-CHP | 2 | X | NG | [9 empty] | N | N |  | 1H | [7 empty] | N
4161 | Constellation Power Source Gen | 1555 | Notch Cliff | MD | Baltimore | GT8 | Natural Gas Fired Combustion Turbine | GT |  | S | X | X | NOTCHCLI13 KVCT 8 | NOTCHCLI13 KVCT 8 | 18 | 0.85 | 16 | 16 | 3 | N |  |  | RE | X | 6 | 1969 | 3 | 2020 | N | IPP Non-CHP | 2 | X | NG | [9 empty] | N | N |  | 1H | [7 empty] | N
4161 | Constellation Power Source Gen | 1556 | Perryman | MD | Harford | GT2 | Petroleum Liquids | GT |  | S | X | X |  |  | 53.1 | 0.85 | 51 | 51 | 5 | N |  |  | RE | X | 4 | 1972 | 2 | 2016 | N | IPP Non-CHP | 2 | X | DFO | [9 empty] | N | N |  | 1H | [7 empty] | N
4161 | Constellation Power Source Gen | 1559 | Riverside (MD) | MD | Baltimore | 4 | Natural Gas Steam Turbine | ST |  | S | X | X |  |  | 72.2 | 0.85 | 74 | 74 | 20 | N |  |  | RE | X | 9 | 1951 | 5 | 2016 | N | IPP Non-CHP | 2 | X | NG | [5 empty] | NG |  |  |  | N |  |  | OVER
4161 | Constellation Power Source Gen | 1559 | Riverside (MD) | MD | Baltimore | GT6 | Natural Gas Fired Combustion Turbine | GT |  | S | X | X |  |  | 135 | 0.9 | 115 | 115 | 20 | N |  |  | RE | X | 4 | 1970 | 6 | 2014 | N | IPP Non-CHP | 2 | X | NG | KER | [8 empty] | N | N |  | 1H | [8 empty] | N | Y
4161 | Constellation Power Source Gen | 1559 | Riverside (MD) | MD | Baltimore | GT7 | Petroleum Liquids | GT |  | S | X | X | RIVERSID13 KVCT 7 | RIVERSID13 KVCT 7 | 25 | 0.85 | 19 | 22 | 5 | N |  |  | RE | X | 9 | 1970 | 3 | 2019 | N | IPP Non-CHP | 2 | X | DFO | [9 empty] | N | N |  | 1H | [7 empty] | N
4161 | Constellation Power Source Gen | 1559 | Riverside (MD) | MD | Baltimore | GT8 | Petroleum Liquids | GT |  | S | X | X | RIVERSID13 KVCT 8 | RIVERSID13 KVCT 8 | 25 | 0.85 | 20 | 22 | 5 | N |  |  | RE | X | 9 | 1970 | 12 | 2019 | N | IPP Non-CHP | 2 | X | DFO | [9 empty] | N | N |  | 1H | [7 empty] | N
4161 | Constellation Power Source Gen | 1560 | Westport | MD | Baltimore City | GT5 | Natural Gas Fired Combustion Turbine | GT |  | S | X | X | WESTPORT13 KVCT 05 | WESTPORT13 KVCT 05 | 121.5 | 0.9 | 115.8 | 115.8 | 20 | N |  |  | RE | X | 2 | 1969 | 6 | 2020 | N | IPP Non-CHP | 2 | X | NG | [9 empty] | N | N |  | 1H | [7 empty] | N
23279 | Allegheny Energy Supply Co LLC | 1570 | FirstEnergy R Paul Smith Power Station | MD | Washington | 11 | Conventional Steam Coal | ST |  | S | X | X |  |  | 75 |  | 87 | 88 |  | N |  |  | RE | X | 11 | 1958 | 9 | 2012 | N | IPP Non-CHP | 2 | X | BIT | DFO |  |  |  |  | DFO |  |  |  | N |  |  |  |  | Y |  |  | Y
23279 | Allegheny Energy Supply Co LLC | 1570 | FirstEnergy R Paul Smith Power Station | MD | Washington | 9 | Conventional Steam Coal | ST |  | S | X | X |  |  | 34.5 |  | 28 | 28 |  | N |  |  | RE | X | 10 | 1947 | 9 | 2012 | N | IPP Non-CHP | 2 | X | BIT | DFO |  |  |  |  | DFO |  |  |  | N |  |  |  |  | Y |  |  | Y
12653 | Lanyard Power Holdings, LLC | 1572 | Dickerson | MD | Montgomery | 2 | Conventional Steam Coal | ST |  | S | X | X | 50821 | DICKERSH 13 KV STADG2 | 196 | 0.85 | 173 | 173 | 60 | N |  |  | RE | X | 4 | 1960 | 8 | 2020 | N | IPP Non-CHP | 2 | X | BIT | DFO |  |  |  |  | DFO |  |  |  | N | N |  | 12H |  | Y |  |  | Y |  |  | Y | Y | N
12653 | Lanyard Power Holdings, LLC | 1572 | Dickerson | MD | Montgomery | 3 | Conventional Steam Coal | ST |  | S | X | X | 50822 | DICKERSH 13 KV STADG3 | 196 | 0.85 | 173 | 173 | 60 | N |  |  | RE | X | 3 | 1962 | 8 | 2020 | N | IPP Non-CHP | 2 | X | BIT | DFO |  |  |  |  | DFO |  |  |  | N | N |  | 12H |  | Y |  |  | Y |  |  | Y | Y | N
12653 | Lanyard Power Holdings, LLC | 1572 | Dickerson | MD | Montgomery | ST1 | Conventional Steam Coal | ST |  | S | X | X | 50820 | DICKERSH 13 KV STADG1 | 196 | 0.85 | 173 | 173 | 60 | N |  |  | RE | X | 6 | 1959 | 8 | 2020 | N | IPP Non-CHP | 2 | X | BIT | DFO |  |  |  |  | DFO |  |  |  | N | N |  | 12H |  | Y |  |  | Y |  |  | Y | Y | N
6035 | Exelon Power | 1585 | Exelon Edgar LLC | MA | Norfolk | GT1 | Petroleum Liquids | GT |  | S | X | X |  |  | 14.2 |  | 9.2 | 13.6 |  | N |  |  | RE | X | 6 | 1969 | 9 | 2001 | N | IPP Non-CHP | 2 | X | DFO
6035 | Exelon Power | 1585 | Exelon Edgar LLC | MA | Norfolk | GT2 | Petroleum Liquids | GT |  | S | X | X |  |  | 14.2 |  | 12 | 14 |  | N |  |  | RE | X | 6 | 1969 | 9 | 2001 | N | IPP Non-CHP | 2 | X | DFO
6035 | Exelon Power | 1587 | Exelon L Street | MA | Suffolk | GT1 | Petroleum Liquids | GT |  | S | X | X |  |  | 18.6 | 0.85 | 16 | 21.8 | 6 | N |  |  | RE | X | 9 | 1966 | 10 | 2016 | N | IPP Non-CHP | 2 | X | DFO | [9 empty] | N |  |  | 10M
49965 | Constellation Mystic Power LLC | 1588 | Mystic Generating Station | MA | Middlesex | 4 | Petroleum Liquids | ST |  | S | X | X |  |  | 156.2 |  | 95.4 | 90 |  | N |  |  | RE | X | 11 | 1957 | 12 | 2003 | N | IPP Non-CHP | 2 | X | RFO | [9 empty] | N
49965 | Constellation Mystic Power LLC | 1588 | Mystic Generating Station | MA | Middlesex | 5 | Petroleum Liquids | ST |  | S | X | X |  |  | 156.2 |  | 91.6 | 90.9 |  | N |  |  | RE | X | 6 | 1959 | 12 | 2003 | N | IPP Non-CHP | 2 | X | RFO | [9 empty] | N
49965 | Constellation Mystic Power LLC | 1588 | Mystic Generating Station | MA | Middlesex | 6 | Petroleum Liquids | ST |  | S | X | X |  |  | 156.2 |  | 28 | 95.1 |  | N |  |  | RE | X | 4 | 1961 | 12 | 2003 | N | IPP Non-CHP | 2 | X | RFO | [9 empty] | N
6035 | Exelon Power | 1589 | New Boston Generating Station | MA | Suffolk | 1 | Natural Gas Steam Turbine | ST |  | S | X | X |  |  | 359 |  | 350 | 354.9 |  | N |  |  | RE | X | 8 | 1965 | 9 | 2007 | N | IPP Non-CHP | 2 | X | NG | [20 empty] | N
6035 | Exelon Power | 1589 | New Boston Generating Station | MA | Suffolk | 2 | Natural Gas Steam Turbine | ST |  | S | X | X |  |  | 358.7 |  | 352 | 351 |  | N |  |  | RE | X | 7 | 1967 | 11 | 2002 | N | IPP Non-CHP | 2 | X | NG | [20 empty] | N
59528 | Kendall Green Energy, LLC | 1595 | Kendall Square Station | MA | Middlesex | 1 | Natural Gas Fired Combined Cycle | CA | CC1 | S | N | X | 10347 | 10347 | 17.2 | 0.8 | 14.8 | 14.8 | 5 | N |  |  | RE | X | 6 | 1949 | 12 | 2018 | Y | IPP CHP | 3 | T | NG | [9 empty] | N | N |  | 12H | [7 empty] | N
59528 | Kendall Green Energy, LLC | 1595 | Kendall Square Station | MA | Middlesex | 2 | Natural Gas Fired Combined Cycle | CA | CC1 | S | N | X | 10348 | 10348 | 23 | 0.8 | 19.7 | 19.7 | 5 | N |  |  | RE | X | 1 | 1951 | 12 | 2018 | Y | IPP CHP | 3 | T | NG | [9 empty] | N | N |  | 12H | [7 empty] | N
59528 | Kendall Green Energy, LLC | 1595 | Kendall Square Station | MA | Middlesex | JET2 | Petroleum Liquids | GT |  | S | X | X |  |  | 20 |  | 20 | 20 |  | N |  |  | RE | X | 3 | 1972 | 9 | 2004 | N | IPP CHP | 3 | X | JF
61708 | NRG Canal 3 Development LLC | 1599 | Canal | MA | Barnstable | UN2R | Natural Gas Fired Combustion Turbine | GT |  | S | X | X |  |  | 330 |  | 330 | 330 |  | N |  |  | CN | X |  |  |  |  | N | IPP Non-CHP | 2 | X | NG | DFO | [8 empty] | N | [12 empty] | Y
8776 | City of Holyoke Gas and Electric Dept. | 1605 | Hadley Falls | MA | Hampden | 3 | Conventional Hydroelectric | HY |  | S | X | X |  |  | 3.5 |  | 3.4 | 3.4 |  | N |  |  | CN | X |  |  |  |  | N | Electric Utility | 1 | X | WAT | [9 empty] | N
15085 | Pinetree Power- Tamworth LLC. | 1606 | Mount Tom | MA | Hampden | 1 | Conventional Steam Coal | ST |  | W | X | X | WCMAS | WCMAS | 136 | 0.85 | 143.6 | 145.7 | 60 | N |  |  | RE | X | 11 | 1960 | 6 | 2014 | N | IPP Non-CHP | 2 | X | BIT | DFO |  |  |  |  | DFO |  |  |  | N | N |  | 12H |  | Y | N |  | Y
8776 | City of Holyoke Gas and Electric Dept. | 1607 | Riverside Holyoke | MA | Hampden | 6 | Conventional Hydroelectric | HY |  | S | X | X |  |  | 1.1 |  | 0.9 | 0.9 |  | N |  |  | IP | X |  |  |  |  | N | Electric Utility | 1 | X | WAT | [12 empty] | 10M
13206 | Nantucket Electric Co | 1615 | Nantucket Hybrid | MA | Nantucket | 10 | Petroleum Liquids | IC |  | W | X | X |  |  | 1.2 |  | 1 | 1 |  | N |  |  | RE | X | 7 | 1987 | 6 | 2006 | N | Electric Utility | 1 | X | DFO
13206 | Nantucket Electric Co | 1615 | Nantucket Hybrid | MA | Nantucket | 11 | Petroleum Liquids | IC |  | W | X | X |  |  | 1.2 |  | 1 | 1 |  | N |  |  | RE | X | 7 | 1987 | 6 | 2006 | N | Electric Utility | 1 | X | DFO
13206 | Nantucket Electric Co | 1615 | Nantucket Hybrid | MA | Nantucket | 12 | Petroleum Liquids | GT |  | W | X | X |  |  | 3.7 | 0.8 | 2.8 | 3 | 1.5 | N |  |  | RE | X | 10 | 1988 | 8 | 2019 | N | Electric Utility | 1 | X | DFO | [10 empty] | N |  | 10M | [7 empty] | N | N | N
13206 | Nantucket Electric Co | 1615 | Nantucket Hybrid | MA | Nantucket | 13 | Petroleum Liquids | GT |  | W | X | X |  |  | 3.7 | 0.8 | 2.9 | 3.3 | 1.5 | N |  |  | RE | X | 10 | 1988 | 8 | 2019 | N | Electric Utility | 1 | X | DFO | [10 empty] | N |  | 10M | [7 empty] | N | N | N
13206 | Nantucket Electric Co | 1615 | Nantucket Hybrid | MA | Nantucket | 14 | Petroleum Liquids | IC |  | W | X | X |  |  | 2.5 |  | 2.5 | 2.5 |  | N |  |  | RE | X | 4 | 1995 | 8 | 2007 | N | Electric Utility | 1 | X | DFO
13206 | Nantucket Electric Co | 1615 | Nantucket Hybrid | MA | Nantucket | 15 | Petroleum Liquids | IC |  | W | X | X |  |  | 2.5 |  | 2.5 | 2.5 |  | N |  |  | RE | X | 4 | 1995 | 8 | 2007 | N | Electric Utility | 1 | X | DFO
13206 | Nantucket Electric Co | 1615 | Nantucket Hybrid | MA | Nantucket | 16 | Petroleum Liquids | IC |  | W | X | X |  |  | 2.5 |  | 2.5 | 2.5 |  | N |  |  | RE | X | 2 | 1998 | 8 | 2007 | N | Electric Utility | 1 | X | DFO
13206 | Nantucket Electric Co | 1615 | Nantucket Hybrid | MA | Nantucket | 17 | Petroleum Liquids | IC |  | W | X | X |  |  | 2.5 |  | 2.5 | 2.5 |  | N |  |  | RE | X | 2 | 1998 | 8 | 2007 | N | Electric Utility | 1 | X | DFO
59928 | Footprint Salem Harbor Development LP | 1626 | Salem Harbor | MA | Essex | 1 | Conventional Steam Coal | ST |  | W | X | X |  |  | 81.9 | 0.95 | 79.7 | 81.4 | 25 |  |  |  | RE | X | 1 | 1952 | 6 | 2014 | N | IPP Non-CHP | 2 | X | BIT | RFO | [8 empty] | N | N |  | 12H |  | Y |  |  | Y |  |  |  | Y | N
59928 | Footprint Salem Harbor Development LP | 1626 | Salem Harbor | MA | Essex | 2 | Conventional Steam Coal | ST |  | W | X | X |  |  | 82 | 0.9 | 78 | 78.8 | 25 |  |  |  | RE | X | 9 | 1952 | 6 | 2014 | N | IPP Non-CHP | 2 | X | BIT | RFO |  |  |  |  | RFO | DFO |  |  | N | N |  | 12H |  | Y |  |  | Y |  |  |  | Y | N
59928 | Footprint Salem Harbor Development LP | 1626 | Salem Harbor | MA | Essex | 3 | Conventional Steam Coal | ST |  | W | X | X |  |  | 165.7 | 0.98 | 149.8 | 149.9 | 25 |  |  |  | RE | X | 8 | 1958 | 6 | 2014 | N | IPP Non-CHP | 2 | X | BIT | RFO |  |  |  |  | RFO | DFO |  |  | N | N |  | OVER |  | Y |  |  | Y |  |  |  | Y | N
59928 | Footprint Salem Harbor Development LP | 1626 | Salem Harbor | MA | Essex | 4 | Petroleum Liquids | ST |  | W | X | X |  |  | 475.5 | 0.9 | 436.8 | 437.4 | 100 |  |  |  | RE | X | 12 | 1972 | 6 | 2014 | N | IPP Non-CHP | 2 | X | RFO | [5 empty] | RFO | DFO |  |  | N | N |  | OVER |  |  |  |  | N
56401 | NAEA Energy Massachusetts LLC | 1642 | Essential Power Massachusetts LLC | MA | Hampden | WS1 | Petroleum Liquids | ST |  | S | X | X |  |  | 51 |  | 47.4 | 47.9 |  |  |  |  | RE | X | 1 | 1949 | 4 | 2002 | N | IPP Non-CHP | 2 | X | RFO | [9 empty] | N
56401 | NAEA Energy Massachusetts LLC | 1642 | Essential Power Massachusetts LLC | MA | Hampden | WS2 | Petroleum Liquids | ST |  | S | X | X |  |  | 51 |  | 47.4 | 47.9 |  |  |  |  | RE | X | 1 | 1952 | 4 | 2002 | N | IPP Non-CHP | 2 | X | RFO | [9 empty] | N
2144 | Town of Braintree - (MA) | 1660 | Potter Station 2 | MA | Norfolk | IC1 | Petroleum Liquids | IC |  | S | X | X | 361 | 361 | 2.7 | 0.8 | 2.3 | 2.3 | 1 | N |  |  | RE | X | 7 | 1963 | 5 | 2014 | N | Electric Utility | 1 | X | DFO | [9 empty] | N | N |  | 10M | [7 empty] | N | N | N
2144 | Town of Braintree - (MA) | 1660 | Potter Station 2 | MA | Norfolk | IC2 | Petroleum Liquids | IC |  | S | X | X |  |  | 2.7 |  | 2.3 | 2.3 |  | N |  |  | RE | X | 7 | 1963 | 1 | 2007 | N | Electric Utility | 1 | X | DFO | [9 empty] | N | [7 empty] | N
9442 | Town of Ipswich - (MA) | 1670 | High Street Station | MA | Essex | 3 | Petroleum Liquids | IC |  | S | X | X |  |  | 0.7 | 0.8 | 0.7 | 0.6 | 0.7 | N |  |  | RE | X | 6 | 1941 | 4 | 2006 | N | Electric Utility | 1 | X | DFO | [9 empty] | N | N |  | 1H
9442 | Town of Ipswich - (MA) | 1670 | High Street Station | MA | Essex | 4 | Petroleum Liquids | IC |  | S | X | X |  |  | 0.6 | 0.8 | 0.6 | 0.6 | 0.6 | N |  |  | RE | X | 6 | 1937 | 4 | 2006 | N | Electric Utility | 1 | X | DFO | [9 empty] | N | N |  | 1H
4254 | Consumers Energy Co | 1695 | B C Cobb | MI | Muskegon | 1 | Natural Gas Steam Turbine | ST |  | S | X | X |  |  | 69 | 0.85 | 54 | 59 | 20 | N |  |  | RE | X | 10 | 1948 | 5 | 2015 | N | Electric Utility | 1 | X | NG | [5 empty] | NG | [6 empty] | OVER
4254 | Consumers Energy Co | 1695 | B C Cobb | MI | Muskegon | 2 | Natural Gas Steam Turbine | ST |  | S | X | X |  |  | 69 | 0.85 | 65 | 68 | 20 | N |  |  | RE | X | 12 | 1948 | 5 | 2015 | N | Electric Utility | 1 | X | NG | [5 empty] | NG | [6 empty] | OVER
4254 | Consumers Energy Co | 1695 | B C Cobb | MI | Muskegon | 3 | Natural Gas Steam Turbine | ST |  | S | X | X |  |  | 69 | 0.85 | 68 | 68 | 20 | N |  |  | RE | X | 9 | 1950 | 5 | 2015 | N | Electric Utility | 1 | X | NG | [5 empty] | NG | [6 empty] | OVER
4254 | Consumers Energy Co | 1695 | B C Cobb | MI | Muskegon | 4 | Conventional Steam Coal | ST |  | S | X | X |  |  | 156.3 | 0.85 | 156 | 160 | 85 | N |  |  | RE | X | 9 | 1956 | 4 | 2016 | N | Electric Utility | 1 | X | SUB | BIT |  |  |  |  | NG | [6 empty] | OVER |  | Y |  |  | Y
4254 | Consumers Energy Co | 1695 | B C Cobb | MI | Muskegon | 5 | Conventional Steam Coal | ST |  | S | X | X |  |  | 156.3 | 0.85 | 156 | 160 | 85 | N |  |  | RE | X | 3 | 1957 | 4 | 2016 | N | Electric Utility | 1 | X | SUB | BIT |  |  |  |  | NG | [6 empty] | OVER |  | Y |  |  | Y
4254 | Consumers Energy Co | 1696 | B E Morrow | MI | Kalamazoo | A | Natural Gas Fired Combustion Turbine | GT |  | S | X | X |  |  | 18 | 0.85 | 13 | 17 |  | N |  |  | RE | X | 12 | 1968 | 3 | 2014 | N | Electric Utility | 1 | X | NG | [12 empty] | 10M
4254 | Consumers Energy Co | 1696 | B E Morrow | MI | Kalamazoo | B | Natural Gas Fired Combustion Turbine | GT |  | S | X | X |  |  | 18 | 0.85 | 11 | 15 |  | N |  |  | RE | X | 7 | 1969 | 3 | 2014 | N | Electric Utility | 1 | X | NG | [12 empty] | 10M
4254 | Consumers Energy Co | 1706 | Gaylord - Consumers | MI | Otsego | 1 | Natural Gas Fired Combustion Turbine | GT |  | S | X | X |  |  | 16 | 0.85 | 12 | 15 | 2.5 | N |  |  | RE | X | 8 | 1966 | 11 | 2018 | N | Electric Utility | 1 | X | NG | [12 empty] | 10M | [7 empty] | N
4254 | Consumers Energy Co | 1706 | Gaylord - Consumers | MI | Otsego | 2 | Natural Gas Fired Combustion Turbine | GT |  | S | X | X |  |  | 16 | 0.85 | 11 | 15 | 2.5 | N |  |  | RE | X | 8 | 1966 | 11 | 2018 | N | Electric Utility | 1 | X | NG | [12 empty] | 10M | [7 empty] | N
4254 | Consumers Energy Co | 1706 | Gaylord - Consumers | MI | Otsego | 3 | Natural Gas Fired Combustion Turbine | GT |  | S | X | X |  |  | 16 | 0.85 | 10 | 14 | 2.5 | N |  |  | RE | X | 8 | 1966 | 11 | 2018 | N | Electric Utility | 1 | X | NG | [12 empty] | 10M | [7 empty] | N
4254 | Consumers Energy Co | 1706 | Gaylord - Consumers | MI | Otsego | 4 | Natural Gas Fired Combustion Turbine | GT |  | S | X | X |  |  | 16 |  | 12 | 15 |  | N |  |  | RE | X | 8 | 1966 | 11 | 2013 | N | Electric Utility | 1 | X | NG
4254 | Consumers Energy Co | 1706 | Gaylord - Consumers | MI | Otsego | 5 | Natural Gas Fired Combustion Turbine | GT |  | S | X | X |  |  | 16 |  | 14 | 17 |  | N |  |  | RE | X | 4 | 1968 | 10 | 2010 | N | Electric Utility | 1 | X | NG
4254 | Consumers Energy Co | 1710 | J H Campbell | MI | Ottawa | A | Petroleum Liquids | GT |  | S | X | X |  |  | 18.6 | 0.85 | 12 | 17 | 2.5 | N |  |  | RE | X | 12 | 1968 | 11 | 2018 | N | Electric Utility | 1 | X | DFO | [9 empty] | N |  |  | 10M | [7 empty] | N
4254 | Consumers Energy Co | 1718 | Straits | MI | Emmet | 1 | Natural Gas Fired Combustion Turbine | GT |  | S | X | X |  |  | 20 | 0.8 | 5 | 10 | 5 | N |  |  | RE | X | 10 | 1969 | 11 | 2018 | N | Electric Utility | 1 | X | NG | [12 empty] | 10M | [7 empty] | N
4254 | Consumers Energy Co | 1719 | Thetford | MI | Genesee | 1 | Natural Gas Fired Combustion Turbine | GT |  | S | X | X |  |  | 33.6 | 0.85 | 22 | 30 | 5 | N |  |  | RE | X | 1 | 1970 | 5 | 2015 | N | Electric Utility | 1 | X | NG | [12 empty] | 10M
4254 | Consumers Energy Co | 1719 | Thetford | MI | Genesee | 2 | Natural Gas Fired Combustion Turbine | GT |  | S | X | X |  |  | 33.6 | 0.85 | 29 | 37 | 5 | N |  |  | RE | X | 1 | 1970 | 11 | 2018 | N | Electric Utility | 1 | X | NG | [12 empty] | 10M | [7 empty] | N
4254 | Consumers Energy Co | 1719 | Thetford | MI | Genesee | 3 | Natural Gas Fired Combustion Turbine | GT |  | S | X | X |  |  | 33.6 | 0.85 | 22 | 30 | 5 | N |  |  | RE | X | 6 | 1970 | 11 | 2018 | N | Electric Utility | 1 | X | NG | [12 empty] | 10M | [7 empty] | N
4254 | Consumers Energy Co | 1719 | Thetford | MI | Genesee | 4 | Natural Gas Fired Combustion Turbine | GT |  | S | X | X |  |  | 33.6 | 0.85 | 28 | 37 | 5 | N |  |  | RE | X | 7 | 1970 | 11 | 2018 | N | Electric Utility | 1 | X | NG | [12 empty] | 10M | [7 empty] | N | N | N
4254 | Consumers Energy Co | 1719 | Thetford | MI | Genesee | 5 | Natural Gas Fired Combustion Turbine | GT |  | S | X | X |  |  | 17.6 |  | 15 | 17 |  | N |  |  | RE | X | 7 | 1971 | 9 | 2013 | N | Electric Utility | 1 | X | NG | [12 empty] | 10M | [7 empty] | N
4254 | Consumers Energy Co | 1719 | Thetford | MI | Genesee | 6 | Natural Gas Fired Combustion Turbine | GT |  | S | X | X |  |  | 17.6 |  | 15 | 17 |  | N |  |  | RE | X | 7 | 1971 | 9 | 2013 | N | Electric Utility | 1 | X | NG | [12 empty] | 10M
4254 | Consumers Energy Co | 1719 | Thetford | MI | Genesee | 7 | Natural Gas Fired Combustion Turbine | GT |  | S | X | X |  |  | 17.6 |  | 14 | 17 |  | N |  |  | RE | X | 7 | 1971 | 9 | 2013 | N | Electric Utility | 1 | X | NG | [12 empty] | 10M
4254 | Consumers Energy Co | 1719 | Thetford | MI | Genesee | 8 | Natural Gas Fired Combustion Turbine | GT |  | S | X | X |  |  | 17.6 |  | 11 | 15 |  | N |  |  | RE | X | 7 | 1971 | 9 | 2013 | N | Electric Utility | 1 | X | NG | [12 empty] | 10M
4254 | Consumers Energy Co | 1719 | Thetford | MI | Genesee | 9 | Natural Gas Fired Combustion Turbine | GT |  | S | X | X |  |  | 17.6 |  | 12 | 15 |  | N |  |  | RE | X | 7 | 1971 | 9 | 2013 | N | Electric Utility | 1 | X | NG | [12 empty] | 10M
4254 | Consumers Energy Co | 1720 | J C Weadock | MI | Bay | 7 | Conventional Steam Coal | ST |  | S | X | X |  |  | 156.3 | 0.85 | 152 | 155 | 70 | N |  |  | RE | X | 5 | 1955 | 4 | 2016 | N | Electric Utility | 1 | X | SUB | BIT |  |  |  |  | DFO |  |  |  | N |  |  | OVER |  | Y |  |  | Y
4254 | Consumers Energy Co | 1720 | J C Weadock | MI | Bay | 8 | Conventional Steam Coal | ST |  | S | X | X |  |  | 156.3 | 0.85 | 151 | 155 | 70 | N |  |  | RE | X | 1 | 1958 | 4 | 2016 | N | Electric Utility | 1 | X | SUB | BIT |  |  |  |  | DFO |  |  |  | N |  |  | OVER |  | Y |  |  | Y
4254 | Consumers Energy Co | 1720 | J C Weadock | MI | Bay | A | Natural Gas Fired Combustion Turbine | GT |  | S | X | X |  |  | 18.6 | 0.85 | 13 | 17 | 2.5 | N |  |  | RE | X | 5 | 1968 | 5 | 2015 | N | Electric Utility | 1 | X | NG | [12 empty] | OVER
4254 | Consumers Energy Co | 1723 | J R Whiting | MI | Monroe | 1 | Conventional Steam Coal | ST |  | S | X | X |  |  | 106.3 | 0.85 | 102 | 102 | 60 | N |  |  | RE | X | 7 | 1952 | 4 | 2016 | N | Electric Utility | 1 | X | SUB | BIT |  |  |  |  | DFO |  |  |  | N |  |  | OVER |  | Y |  |  | Y
4254 | Consumers Energy Co | 1723 | J R Whiting | MI | Monroe | 2 | Conventional Steam Coal | ST |  | S | X | X |  |  | 106.3 | 0.85 | 95 | 100 | 60 | N |  |  | RE | X | 12 | 1952 | 4 | 2016 | N | Electric Utility | 1 | X | SUB | BIT |  |  |  |  | DFO |  |  |  | N |  |  | OVER |  | Y |  |  | Y
4254 | Consumers Energy Co | 1723 | J R Whiting | MI | Monroe | 3 | Conventional Steam Coal | ST |  | S | X | X |  |  | 132.8 | 0.85 | 122 | 124 | 75 | N |  |  | RE | X | 11 | 1953 | 4 | 2016 | N | Electric Utility | 1 | X | SUB | BIT |  |  |  |  | DFO |  |  |  | N |  |  | OVER |  | Y |  |  | Y
4254 | Consumers Energy Co | 1723 | J R Whiting | MI | Monroe | A | Petroleum Liquids | GT |  | S | X | X |  |  | 18.6 | 0.85 | 13 | 17 | 2.5 | N |  |  | RE | X | 5 | 1968 | 5 | 2015 | N | Electric Utility | 1 | X | DFO | [9 empty] | N |  |  | OVER
5109 | DTE Electric Company | 1726 | Conners Creek | MI | Wayne | 1 | Petroleum Liquids | IC |  | S | X | X |  |  | 2.7 |  | 2.3 | 2.8 |  | N |  |  | RE | X | 2 | 1971 | 3 | 2013 | N | Electric Utility | 1 | X | DFO | [9 empty] | N | N
5109 | DTE Electric Company | 1726 | Conners Creek | MI | Wayne | 15 | Natural Gas Steam Turbine | ST |  | S | X | X |  |  | 135 |  | 100 | 100 |  | N |  |  | RE | X | 3 | 1951 | 3 | 2013 | N | Electric Utility | 1 | X | NG | [9 empty] | N | N | [6 empty] | N
5109 | DTE Electric Company | 1726 | Conners Creek | MI | Wayne | 16 | Natural Gas Steam Turbine | ST |  | S | X | X |  |  | 135 |  | 130 | 130 |  | N |  |  | RE | X | 8 | 1951 | 3 | 2013 | N | Electric Utility | 1 | X | NG | [9 empty] | N | N | [6 empty] | N
5109 | DTE Electric Company | 1726 | Conners Creek | MI | Wayne | 2 | Petroleum Liquids | IC |  | S | X | X |  |  | 2.7 |  | 2.3 | 2.8 |  | N |  |  | RE | X | 2 | 1971 | 3 | 2013 | N | Electric Utility | 1 | X | DFO | [9 empty] | N | N
5109 | DTE Electric Company | 1727 | Dayton (MI) | MI | Wayne | 1 | Petroleum Liquids | IC |  | S | X | X |  |  | 2 |  | 2 | 2 | 2 | N |  |  | RE | X | 4 | 1966 | 11 | 2013 | N | Electric Utility | 1 | X | DFO | [9 empty] | N
5109 | DTE Electric Company | 1727 | Dayton (MI) | MI | Wayne | 2 | Petroleum Liquids | IC |  | S | X | X |  |  | 2 |  | 2 | 2 | 2 | N |  |  | RE | X | 4 | 1966 | 11 | 2013 | N | Electric Utility | 1 | X | DFO | [9 empty] | N
5109 | DTE Electric Company | 1727 | Dayton (MI) | MI | Wayne | 3 | Petroleum Liquids | IC |  | S | X | X |  |  | 2 |  | 2 | 2 | 2 | N |  |  | RE | X | 4 | 1966 | 11 | 2013 | N | Electric Utility | 1 | X | DFO | [9 empty] | N
5109 | DTE Electric Company | 1727 | Dayton (MI) | MI | Wayne | 4 | Petroleum Liquids | IC |  | S | X | X |  |  | 2 |  | 2 | 2 | 2 | N |  |  | RE | X | 4 | 1966 | 11 | 2013 | N | Electric Utility | 1 | X | DFO | [9 empty] | N
5109 | DTE Electric Company | 1727 | Dayton (MI) | MI | Wayne | 5 | Petroleum Liquids | IC |  | S | X | X |  |  | 2 |  | 2 | 2 | 2 | N |  |  | RE | X | 4 | 1966 | 11 | 2013 | N | Electric Utility | 1 | X | DFO | [9 empty] | N
5109 | DTE Electric Company | 1730 | Hancock | MI | Oakland | 2 | Natural Gas Fired Combustion Turbine | GT |  | S | X | X |  |  | 19 | 0.85 | 18 | 24 | 3 | N |  |  | RE | X | 10 | 1967 | 12 | 2019 | N | Electric Utility | 1 | X | NG | [9 empty] | N | N |  | 1H | [7 empty] | N
5109 | DTE Electric Company | 1730 | Hancock | MI | Oakland | 4 | Natural Gas Fired Combustion Turbine | GT |  | S | X | X |  |  | 19.6 | 0.85 | 17 | 22 | 3 | N |  |  | RE | X | 4 | 1969 | 12 | 2019 | N | Electric Utility | 1 | X | NG | [9 empty] | N | N |  | 10M | [7 empty] | N
5109 | DTE Electric Company | 1731 | Harbor Beach | MI | Huron | 1 | Conventional Steam Coal | ST |  | S | X | X |  |  | 121 |  | 95 | 103 |  | N |  |  | RE | X | 4 | 1968 | 11 | 2013 | N | Electric Utility | 1 | X | BIT | DFO | SUB |  |  |  | DFO |  |  |  | N |  |  |  |  | Y |  |  | Y
5109 | DTE Electric Company | 1731 | Harbor Beach | MI | Huron | IC1 | Petroleum Liquids | IC |  | S | X | X |  |  | 2 |  | 2 | 2 |  | N |  |  | RE | X | 12 | 1967 | 11 | 2013 | N | Electric Utility | 1 | X | DFO | [9 empty] | N
5109 | DTE Electric Company | 1731 | Harbor Beach | MI | Huron | IC2 | Petroleum Liquids | IC |  | S | X | X |  |  | 2 |  | 2 | 2 |  | N |  |  | RE | X | 12 | 1967 | 11 | 2013 | N | Electric Utility | 1 | X | DFO | [9 empty] | N
5109 | DTE Electric Company | 1732 | Marysville | MI | St Clair | 6 | Conventional Steam Coal | ST |  | S | X | X |  |  | 50 |  | 33 | 33 |  | N |  |  | RE | X | 10 | 1930 | 5 | 1995 | N | Electric Utility | 1 | X | BIT | [14 empty] | Y
5109 | DTE Electric Company | 1732 | Marysville | MI | St Clair | 7 | Conventional Steam Coal | ST |  | S | X | X |  |  | 75 |  | 83 | 83 |  | N |  |  | RE | X | 4 | 1943 | 12 | 2011 | N | Electric Utility | 1 | X | BIT | [5 empty] | NG |  |  |  | N |  |  |  |  | Y |  |  | Y | N
5109 | DTE Electric Company | 1732 | Marysville | MI | St Clair | 8 | Conventional Steam Coal | ST |  | S | X | X |  |  | 75 |  | 83 | 83 |  | N |  |  | RE | X | 2 | 1947 | 12 | 2011 | N | Electric Utility | 1 | X | BIT | [5 empty] | NG |  |  |  | N |  |  |  |  | Y |  |  | Y | N
5109 | DTE Electric Company | 1740 | River Rouge | MI | Wayne | 1 | Natural Gas Steam Turbine | ST |  | W | X | X |  |  | 282.6 | 0.8 | 206 | 206 | 0 | N |  |  | RE | X | 2 | 1956 | 12 | 2016 | N | Electric Utility | 1 | X | NG | [5 empty] | NG |  |  |  | N |  |  | OVER |  |  |  |  | N
5109 | DTE Electric Company | 1740 | River Rouge | MI | Wayne | 2 | Conventional Steam Coal | ST |  | S | X | X |  |  | 292.5 | 0.8 | 251 | 260 | 60 | N |  |  | RE | X | 11 | 1957 | 6 | 2016 | N | Electric Utility | 1 | X | SUB | BIT | NG | OG | BFG |  | NG |  |  |  | N |  |  | OVER |  | Y |  |  | Y |  |  |  | Y
5109 | DTE Electric Company | 1743 | St Clair | MI | St Clair | 1 | Conventional Steam Coal | ST |  | S | X | X |  |  | 168.7 | 0.8 | 151 | 158 | 35 | N |  |  | RE | X | 8 | 1953 | 3 | 2019 | N | Electric Utility | 1 | X | RC | NG | DFO | RFO | WO | BIT | DFO | NG |  |  | N | N |  | OVER |  | Y |  |  | Y |  |  | Y | Y | N
5109 | DTE Electric Company | 1743 | St Clair | MI | St Clair | 4 | Conventional Steam Coal | ST |  | S | X | X |  |  | 168.7 | 0.8 | 151 | 158 | 35 | N |  |  | RE | X | 10 | 1954 | 11 | 2017 | N | Electric Utility | 1 | X | RC | NG | DFO | RFO | WO | BIT | DFO | NG |  |  | N | N |  | OVER |  | Y |  |  | Y |  |  | Y | Y | N
5109 | DTE Electric Company | 1743 | St Clair | MI | St Clair | 5 | Petroleum Liquids | ST |  | S | X | X |  |  | 357.7 |  | 250 | 250 | 100 | N |  |  | RE | X | 4 | 1959 | 1 | 1980 | N | Electric Utility | 1 | X X: X; RC RC: RFO |  |  | N
5109 | DTE Electric Company | 1745 | Trenton Channel | MI | Wayne | 7 | Conventional Steam Coal | ST |  | S | X | X |  |  | 120 | 0.9 | 110 | 110 | 26 | N |  |  | RE | X | 6 | 1949 | 4 | 2016 | N | Electric Utility | 1 | X | SUB | BIT | OTH | DFO |  |  | DFO |  |  |  | N | N |  | 12H |  | Y |  |  | Y |  |  | N | Y
5109 | DTE Electric Company | 1745 | Trenton Channel | MI | Wayne | 8 | Conventional Steam Coal | ST |  | S | X | X |  |  | 120 | 0.8 | 100 | 100 | 17 | N |  |  | RE | X | 2 | 1950 | 4 | 2015 | N | Electric Utility | 1 | X | SUB | BIT | OTH | DFO |  |  | DFO |  |  |  | N | N |  | 12H |  | Y |  |  | Y |  |  |  | Y
20847 | Wisconsin Electric Power Co | 1769 | Presque Isle | MI | Marquette | 1 | Conventional Steam Coal | ST |  | S | X | X |  |  | 25 |  | 25 | 25 |  | N |  |  | RE | X | 9 | 1955 | 12 | 2006 | N | Electric Utility | 1 | X X: X; RC RC: BIT; NG NG: DFO |  |  | N
20847 | Wisconsin Electric Power Co | 1769 | Presque Isle | MI | Marquette | 2 | Conventional Steam Coal | ST |  | S | X | X |  |  | 37.5 |  | 37 | 37 |  | N |  |  | RE | X | 7 | 1962 | 12 | 2006 | N | Electric Utility | 1 | X X: X; RC RC: BIT; NG NG: DFO |  |  | N
20847 | Wisconsin Electric Power Co | 1769 | Presque Isle | MI | Marquette | 3 | Conventional Steam Coal | ST |  | S | X | X |  |  | 54.4 |  | 58 | 58 |  | N |  |  | RE | X | 1 | 1964 | 10 | 2009 | N | Electric Utility | 1 | X X: X; RC RC: BIT; DFO DFO: DFO |  |  | N |  |  |  |  | Y |  |  | Y
20847 | Wisconsin Electric Power Co | 1769 | Presque Isle | MI | Marquette | 4 | Conventional Steam Coal | ST |  | S | X | X |  |  | 57.8 |  | 58 | 58 |  | N |  |  | RE | X | 12 | 1966 | 10 | 2009 | N | Electric Utility | 1 | X X: X; RC RC: BIT; DFO DFO: DFO |  |  | N |  |  |  |  | Y |  |  | Y
20847 | Wisconsin Electric Power Co | 1769 | Presque Isle | MI | Marquette | 5 | Conventional Steam Coal | ST |  | S | X | X | MIUP.PSQIGI5 | MIUP.PSQIGI5 | 90 | 0.9 | 55 | 55 | 30 | N |  |  | RE | X | 12 | 1974 | 3 | 2019 | N | Electric Utility | 1 | X X: X; RC RC: SUB; NG NG: BIT; DFO DFO: DFO |  |  | N | N |  | OVER |  | Y |  |  | Y |  |  | N | N | N
20847 | Wisconsin Electric Power Co | 1769 | Presque Isle | MI | Marquette | 6 | Conventional Steam Coal | ST |  | S | X | X | MIUP.PSQIGI6 | MIUP.PSQIGI6 | 90 | 0.9 | 55 | 55 | 30 | N |  |  | RE | X | 4 | 1975 | 3 | 2019 | N | Electric Utility | 1 | X X: X; RC RC: SUB; NG NG: BIT; DFO DFO: DFO |  |  | N | N |  | OVER |  | Y |  |  | Y |  |  | N | N | N
20847 | Wisconsin Electric Power Co | 1769 | Presque Isle | MI | Marquette | 7 | Conventional Steam Coal | ST |  | S | X | X | MIUP.PSQIGI7 | MIUP.PSQIGI7 | 90 | 0.9 | 83 | 83 | 57 | N |  |  | RE | X | 6 | 1978 | 3 | 2019 | N | Electric Utility | 1 | X X: X; RC RC: SUB; DFO DFO: DFO |  |  | N | N |  | OVER |  | Y |  |  | Y |  |  | N | N | N
20847 | Wisconsin Electric Power Co | 1769 | Presque Isle | MI | Marquette | 8 | Conventional Steam Coal | ST |  | S | X | X | MIUP.PSQIGI8 | MIUP.PSQIGI8 | 90 | 0.9 | 83 | 83 | 57 | N |  |  | RE | X | 11 | 1978 | 3 | 2019 | N | Electric Utility | 1 | X X: X; RC RC: SUB; DFO DFO: DFO |  |  | N | N |  | OVER |  | Y |  |  | Y |  |  | N | N | N
20847 | Wisconsin Electric Power Co | 1769 | Presque Isle | MI | Marquette | 9 | Conventional Steam Coal | ST |  | S | X | X | MIUP.PSQIGI9 | MIUP.PSQIGI9 | 90 | 0.9 | 83 | 83 | 57 | N |  |  | RE | X | 8 | 1979 | 3 | 2019 | N | Electric Utility | 1 | X X: X; RC RC: SUB; DFO DFO: DFO |  |  | N | N |  | OVER |  | Y |  |  | Y |  |  | N | N | N
20847 | Wisconsin Electric Power Co | 1784 | Twin Falls (MI) | MI | Dickinson | 1 | Conventional Hydroelectric | HY |  | S | X | X |  |  | 1.3 | 0.8 | 1.3 | 1.3 | 0.5 | N |  |  | RE | X | 1 | 1912 | 7 | 2016 | N | Electric Utility | 1 | X X: X; RC RC: WAT |  |  | N | N | 0 | 10M
20847 | Wisconsin Electric Power Co | 1784 | Twin Falls (MI) | MI | Dickinson | 2 | Conventional Hydroelectric | HY |  | S | X | X |  |  | 1.3 | 0.8 | 1.3 | 1.3 | 0.5 | N |  |  | RE | X | 1 | 1912 | 7 | 2016 | N | Electric Utility | 1 | X X: X; RC RC: WAT |  |  | N | N | 0 | 10M
20847 | Wisconsin Electric Power Co | 1784 | Twin Falls (MI) | MI | Dickinson | 3 | Conventional Hydroelectric | HY |  | S | X | X |  |  | 1.3 | 0.8 | 1.3 | 1.3 | 0.5 | N |  |  | RE | X | 1 | 1912 | 7 | 2016 | N | Electric Utility | 1 | X X: X; RC RC: WAT |  |  | N | N | 0 | 10M
20847 | Wisconsin Electric Power Co | 1784 | Twin Falls (MI) | MI | Dickinson | 4 | Conventional Hydroelectric | HY |  | S | X | X |  |  | 1.2 | 1 | 1.2 | 1.2 | 0.4 | N |  |  | RE | X | 4 | 1916 | 7 | 2016 | N | Electric Utility | 1 | X X: X; RC RC: WAT |  |  | N | N | 0 | 10M
20847 | Wisconsin Electric Power Co | 1784 | Twin Falls (MI) | MI | Dickinson | 5 | Conventional Hydroelectric | HY |  | S | X | X |  |  | 1.2 | 1 | 1.2 | 1.2 | 0.4 | N |  |  | RE | X | 6 | 1916 | 7 | 2016 | N | Electric Utility | 1 | X X: X; RC RC: WAT |  |  | N | N | 0 | 10M
7483 | City of Grand Haven - (MI) | 1825 | J B Sims | MI | Ottawa | 3 | Conventional Steam Coal | ST |  | S | X | X | none | none | 80 | 0.9 | 69.1 | 69.1 | 20 | N |  |  | RE | X | 8 | 1983 | 6 | 2020 | N | Electric Utility | 1 | X X: X; RC RC: BIT; DFO DFO: NG |  |  | N | N |  | OVER |  | Y |  |  | Y |  |  | N | N | N
7483 | City of Grand Haven - (MI) | 1826 | Grand Haven Diesel Plant | MI | Ottawa | 1 | Natural Gas Internal Combustion Engine | IC |  | S | X | X | none | none | 7 | 0.8 | 8.4 | 8.4 | 2 | N |  |  | RE | X | 2 | 1974 | 6 | 2020 | N | Electric Utility | 1 | X X: X; RC RC: NG; NG NG: DFO |  |  | N | N |  | 1H | [7 empty] | N | N | N
7483 | City of Grand Haven - (MI) | 1826 | Grand Haven Diesel Plant | MI | Ottawa | 2 | Petroleum Liquids | IC |  | S | X | X | none | none | 2.7 | 0.8 | 2.3 | 2.3 | 0.5 |  |  |  | RE | X | 4 | 1942 | 10 | 2016 | N | Electric Utility | 1 | X X: X; RC RC: RFO |  |  | N | N |  | 1H | [7 empty] | N | N | N
7483 | City of Grand Haven - (MI) | 1826 | Grand Haven Diesel Plant | MI | Ottawa | 5 | Petroleum Liquids | IC |  | S | X | X | none | none | 3 | 0.8 | 3.2 | 3.2 | 0.5 |  |  |  | RE | X | 7 | 1954 | 10 | 2016 | N | Electric Utility | 1 | X X: X; RC RC: DFO |  |  | N | N |  | 10M | [7 empty] | N | N | N
7483 | City of Grand Haven - (MI) | 1826 | Grand Haven Diesel Plant | MI | Ottawa | 6 | Natural Gas Internal Combustion Engine | IC |  | S | X | X | none | none | 2.7 | 0.8 | 2.8 | 2.8 | 0.5 |  |  |  | RE | X | 5 | 1948 | 10 | 2016 | N | Electric Utility | 1 | X X: X; RC RC: NG; NG NG: DFO |  |  | N | N |  | 1H | [7 empty] | N | N | N
7483 | City of Grand Haven - (MI) | 1826 | Grand Haven Diesel Plant | MI | Ottawa | 7 | Petroleum Liquids | IC |  | S | X | X | none | none | 5.5 | 0.8 | 5.1 | 5.1 | 0.5 |  |  |  | RE | X | 4 | 1952 | 10 | 2016 | N | Electric Utility | 1 | X X: X; RC RC: RFO |  |  | N | N |  | 1H | [7 empty] | N | N | N
8205 | City of Hart Hydro - (MI) | 1827 | Hart | MI | Oceana | 2 | Petroleum Liquids | IC |  | S | X | X |  |  | 0.6 | 0.8 | 0.6 | 0.6 | 0.4 | N |  |  | RE | X | 1 | 1938 | 12 | 1997 | N | Electric Utility | 1 | X X: X; RC RC: DFO |  |  |  | N |  | 1H | [7 empty] | Y | N
8631 | Hillsdale Board of Public Wks | 1829 | Hillsdale | MI | Hillsdale | 10 | Petroleum Liquids | IC |  | S | X | X |  |  | 1.8 |  | 1.8 | 1.8 | 1.8 |  |  |  | RE | X | 6 | 2008 | 7 | 2013 | N | Electric Utility | 1 | X X: X; RC RC: DFO |  |  | N
8631 | Hillsdale Board of Public Wks | 1829 | Hillsdale | MI | Hillsdale | 2 | Petroleum Liquids | IC |  | S | X | X |  |  | 2.7 | 0.8 | 1.9 | 1.9 | 1.2 |  |  |  | RE | X | 3 | 1947 | 6 | 2018 | N | Electric Utility | 1 | X X: X; RC RC: DFO |  |  | N | N |  | 1H | [7 empty] | N | N | N
8631 | Hillsdale Board of Public Wks | 1829 | Hillsdale | MI | Hillsdale | 3 | Natural Gas Internal Combustion Engine | IC |  | S | X | X |  |  | 3.5 | 0.8 | 2.4 | 2.4 | 2.4 |  |  |  | RE | X | 8 | 1954 | 6 | 2018 | N | Electric Utility | 1 | X X: X; RC RC: NG; NG NG: DFO |  |  | N | N |  | 1H | [7 empty] | Y | N | Y
8631 | Hillsdale Board of Public Wks | 1829 | Hillsdale | MI | Hillsdale | 4 | Natural Gas Internal Combustion Engine | IC |  | S | X | X |  |  | 4.1 | 0.8 | 3.7 | 3.7 | 3 |  |  |  | RE | X | 6 | 1960 | 6 | 2018 | N | Electric Utility | 1 | X X: X; RC RC: NG; NG NG: DFO |  |  | N | N |  | 1H | [7 empty] | Y | N | Y
8631 | Hillsdale Board of Public Wks | 1829 | Hillsdale | MI | Hillsdale | 7 | Petroleum Liquids | IC |  | S | X | X |  |  | 1.6 |  | 1.5 | 1.5 |  |  |  |  | RE | X | 6 | 2008 | 7 | 2013 | N | Electric Utility | 1 | X X: X; RC RC: DFO |  |  | N
8631 | Hillsdale Board of Public Wks | 1829 | Hillsdale | MI | Hillsdale | 8 | Petroleum Liquids | IC |  | S | X | X |  |  | 1.6 |  | 1.5 | 1.5 |  |  |  |  | RE | X | 6 | 2008 | 7 | 2013 | N | Electric Utility | 1 | X X: X; RC RC: DFO |  |  | N
8631 | Hillsdale Board of Public Wks | 1829 | Hillsdale | MI | Hillsdale | 9 | Petroleum Liquids | IC |  | S | X | X |  |  | 1.8 |  | 1.8 | 1.8 |  |  |  |  | RE | X | 6 | 2008 | 7 | 2013 | N | Electric Utility | 1 | X X: X; RC RC: DFO |  |  | N
8723 | City of Holland | 1830 | James De Young | MI | Ottawa | 3 | Conventional Steam Coal | ST |  | S | X | X |  |  | 11.5 | 0.85 | 10.5 | 10.5 | 8 | N |  |  | RE | X | 4 | 1951 | 6 | 2016 | N | Electric Utility | 1 | X X: X; RC RC: BIT; NG NG: SUB; DFO DFO: NG |  |  | N | N |  | 12H |  | Y |  |  | Y |  |  | N | N | N
8723 | City of Holland | 1830 | James De Young | MI | Ottawa | 4 | Conventional Steam Coal | ST |  | S | X | X |  |  | 22 | 0.85 | 20.5 | 20.5 | 15 | N |  |  | RE | X | 5 | 1962 | 6 | 2017 | N | Electric Utility | 1 | X X: X; RC RC: BIT; NG NG: SUB; DFO DFO: NG; DFO DFO: NG |  |  | N | N |  | 12H |  | Y |  |  | Y |  |  | N | N | N
8723 | City of Holland | 1830 | James De Young | MI | Ottawa | 5 | Conventional Steam Coal | ST |  | S | X | X |  |  | 29.3 | 0.85 | 27 | 27 | 18 | N |  |  | RE | X | 6 | 1969 | 6 | 2017 | N | Electric Utility | 1 | X X: X; RC RC: BIT; NG NG: SUB; DFO DFO: NG; DFO DFO: NG |  |  | N | N |  | 12H |  | Y |  |  | Y |  |  | N | N | N
56155 | Lansing Board of Water and Light | 1831 | Eckert Station | MI | Ingham | 1 | Conventional Steam Coal | ST |  | S | X | X |  |  | 44 | 0.85 | 32.9 | 35.8 | 20 | N |  |  | RE | X | 6 | 1954 | 9 | 2015 | N | Electric Utility | 1 | X X: X; RC RC: SUB; DFO DFO: DFO |  |  | N |  |  | 12H |  | Y |  |  | Y |  |  | N | N
56155 | Lansing Board of Water and Light | 1831 | Eckert Station | MI | Ingham | 2 | Conventional Steam Coal | ST |  | S | X | X |  |  | 44 | 0.85 | 31.6 | 33.7 | 20 | N |  |  | RE | X | 6 | 1958 | 3 | 2014 | N | Electric Utility | 1 | X X: X; RC RC: SUB; DFO DFO: DFO |  |  | N |  |  | 12H |  | Y |  |  | Y
56155 | Lansing Board of Water and Light | 1831 | Eckert Station | MI | Ingham | 3 | Conventional Steam Coal | ST |  | S | X | X |  |  | 47 | 0.85 | 30.6 | 32.3 | 20 | N |  |  | RE | X | 6 | 1960 | 12 | 2015 | N | Electric Utility | 1 | X X: X; RC RC: SUB; DFO DFO: DFO |  |  | N |  |  | 12H |  | Y |  |  | Y |  |  | N | N
56155 | Lansing Board of Water and Light | 1831 | Eckert Station | MI | Ingham | 5 | Conventional Steam Coal | ST |  | S | X | X |  |  | 80 | 0.85 | 63.1 | 66.3 | 40 | N |  |  | RE | X | 6 | 1968 | 12 | 2020 | N | Electric Utility | 1 | X X: X; RC RC: SUB; DFO DFO: DFO |  |  | N |  |  | 12H |  | Y |  |  | Y |  |  | N
56155 | Lansing Board of Water and Light | 1831 | Eckert Station | MI | Ingham | 6 | Conventional Steam Coal | ST |  | S | X | X |  |  | 80 | 0.85 | 62.8 | 64.1 | 40 | N |  |  | RE | X | 8 | 1970 | 12 | 2020 | N | Electric Utility | 1 | X X: X; RC RC: SUB; DFO DFO: DFO |  |  | N |  |  | 12H |  | Y |  |  | Y |  |  | N
11268 | City of Lowell - (MI) | 1837 | Lowell | MI | Kent | 5 | Natural Gas Internal Combustion Engine | IC |  | S | X | X |  |  | 1.1 |  | 1.1 | 1.1 |  | N |  |  | RE | X | 1 | 1965 | 11 | 2012 | N | Electric Utility | 1 | X X: X; RC RC: NG; NG NG: DFO |  |  | N | [11 empty] | Y
11268 | City of Lowell - (MI) | 1837 | Lowell | MI | Kent | 6 | Natural Gas Internal Combustion Engine | IC |  | S | X | X |  |  | 1.1 |  | 1.1 | 1.1 |  | N |  |  | RE | X | 1 | 1956 | 11 | 2012 | N | Electric Utility | 1 | X X: X; RC RC: NG; NG NG: DFO |  |  | N | [11 empty] | Y
11268 | City of Lowell - (MI) | 1837 | Lowell | MI | Kent | 7 | Natural Gas Internal Combustion Engine | IC |  | S | X | X |  |  | 1.4 |  | 1.4 | 1.4 |  | N |  |  | RE | X | 1 | 1973 | 11 | 2012 | N | Electric Utility | 1 | X X: X; RC RC: NG; NG NG: DFO |  |  | N | [11 empty] | Y
11701 | City of Marquette - (MI) | 1843 | Shiras | MI | Marquette | 1 | Conventional Steam Coal | ST |  | S | X | X |  |  | 12.5 | 0.8 | 11.6 | 11.6 | 5 | N |  |  | RE | X | 1 | 1967 | 4 | 2019 | N | Electric Utility | 1 | X X: X; RC RC: BIT; DFO DFO: BIT |  |  | N | N |  | 12H |  |  | Y |  | Y |  |  | N | N | N
11701 | City of Marquette - (MI) | 1843 | Shiras | MI | Marquette | 2 | Conventional Steam Coal | ST |  | S | X | X |  |  | 21 | 0.85 | 19.5 | 19.5 | 5 | N |  |  | RE | X | 1 | 1972 | 4 | 2019 | N | Electric Utility | 1 | X | BIT | WDS | NG |  |  |  | BIT | WDS |  |  | N | N |  | 12H |  |  | Y |  | Y |  |  | Y | Y | N
11701 | City of Marquette - (MI) | 1843 | Shiras | MI | Marquette | 3 | Conventional Steam Coal | ST |  | S | X | X |  |  | 44 | 0.85 | 41 | 41 | 16 | N |  |  | RE | X | 4 | 1983 | 4 | 2019 | N | Electric Utility | 1 | X X: X; RC RC: SUB; NG NG: BIT; DFO DFO: DFO |  |  | N | N |  | 12H |  | Y |  |  | Y |  |  | N | N | N
15246 | City of Portland - (MI) | 1851 | Frank Jenkins | MI | Ionia | 3 | Petroleum Liquids | IC |  | S | X | X |  |  | 0.3 | 1 | 0.3 | 0.3 |  | N |  |  | RE | X | 6 | 1935 | 8 | 2002 | N | Electric Utility | 1 | X X: X; RC RC: DFO | [5 empty] | 12H | [7 empty] | Y
18252 | City of Sturgis | 1855 | Sturgis City Diesel Plant | MI | St Joseph | 1 | Petroleum Liquids | IC |  | S | X | X |  |  | 1 | 0.8 | 0.8 | 0.8 | 0.5 | N |  |  | RE | X | 88 | 1947 | 3 | 2008 | N | Electric Utility | 1 | X X: X; RC RC: DFO |  |  | N
18252 | City of Sturgis | 1855 | Sturgis City Diesel Plant | MI | St Joseph | 2 | Petroleum Liquids | IC |  | S | X | X |  |  | 1 | 0.8 | 0.8 | 0.8 | 0.5 | N |  |  | RE | X | 88 | 1948 | 3 | 2008 | N | Electric Utility | 1 | X X: X; RC RC: DFO |  |  | N
18252 | City of Sturgis | 1855 | Sturgis City Diesel Plant | MI | St Joseph | 4 | Petroleum Liquids | IC |  | S | X | X |  |  | 1 | 0.8 | 0.6 | 0.6 | 0.5 | N |  |  | RE | X | 88 | 1947 | 3 | 2007 | N | Electric Utility | 1 | X X: X; RC RC: DFO |  |  | N
18252 | City of Sturgis | 1855 | Sturgis City Diesel Plant | MI | St Joseph | 5 | Petroleum Liquids | IC |  | S | X | X |  |  | 1 | 0.8 | 0.6 | 0.6 | 0.5 | N |  |  | RE | X | 88 | 1947 | 3 | 2007 | N | Electric Utility | 1 | X X: X; RC RC: DFO |  |  | N
21048 | Wyandotte Municipal Serv Comm | 1866 | Wyandotte | MI | Wayne | 5 | Natural Gas Steam Turbine | ST |  | S | X | X |  |  | 22 | 0.85 | 22 | 24 | 5 | N |  |  | RE | X | 1 | 1958 | 5 | 2016 | N | Electric Utility | 1 | [11 empty] | N | N |  | 12H | N | [6 empty] | N | N | N | bar: X X to RC RC; DFO DFO
21048 | Wyandotte Municipal Serv Comm | 1866 | Wyandotte | MI | Wayne | 6 | Natural Gas Steam Turbine | ST |  | S | X | X |  |  | 7.5 | 0.85 | 7.5 | 7.5 | 5 | N |  |  | RE | X | 1 | 1969 | 5 | 2016 | N | Electric Utility | 1 | [11 empty] | N | N |  | 12H | N | [6 empty] | N | N | N | bar: X X to RC RC; DFO DFO
3828 | Cloverland Electric Co-op | 1868 | Dafter | MI | Chippewa | 2 | Petroleum Liquids | IC |  | S | X | X | MIUP.DFTR13N1 |  | 1 | 0.9 | 0.9 | 0.9 | 0.9 | N |  |  | RE | X | 11 | 1955 | 2 | 1995 | N | Electric Utility | 1 | X X: X; RC RC: DFO |  |  | N | N |  | 1H | [7 empty] | N
20910 | Wolverine Power Supply Coop | 1873 | Tower | MI | Cheboygan | 2 | Petroleum Liquids | IC |  | S | X | X |  |  | 1.3 |  | 1.3 | 1.3 |  |  |  |  | RE | X | 1 | 1948 | 10 | 2010 | N | Electric Utility | 1 | X X: X; RC RC: DFO |  |  | N
20910 | Wolverine Power Supply Coop | 1873 | Tower | MI | Cheboygan | 3 | Petroleum Liquids | IC |  | S | X | X |  |  | 1.3 |  | 1.3 | 1.3 |  |  |  |  | RE | X | 1 | 1951 | 10 | 2010 | N | Electric Utility | 1 | X X: X; RC RC: DFO |  |  | N
20910 | Wolverine Power Supply Coop | 1873 | Tower | MI | Cheboygan | IC1 | Petroleum Liquids | IC |  | S | X | X |  |  | 1.3 |  | 1.3 | 1.3 |  |  |  |  | RE | X | 1 | 1948 | 10 | 2010 | N | Electric Utility | 1 | X X: X; RC RC: DFO
20910 | Wolverine Power Supply Coop | 1877 | George Johnson | MI | Osceola | 1 | Natural Gas Internal Combustion Engine | IC |  | S | X | X |  |  | 0.7 |  | 0.7 | 0.7 |  |  |  |  | RE | X | 1 | 1947 | 1 | 2002 | N | Electric Utility | 1 | X X: X; RC RC: NG; NG NG: DFO
20910 | Wolverine Power Supply Coop | 1877 | George Johnson | MI | Osceola | 2 | Natural Gas Internal Combustion Engine | IC |  | S | X | X |  |  | 0.7 |  | 0.7 | 0.7 |  |  |  |  | RE | X | 1 | 1948 | 1 | 2002 | N | Electric Utility | 1 | X X: X; RC RC: NG; NG NG: DFO
20910 | Wolverine Power Supply Coop | 1877 | George Johnson | MI | Osceola | 3 | Natural Gas Internal Combustion Engine | IC |  | S | X | X |  |  | 1.1 |  | 1.2 | 1.2 |  |  |  |  | RE | X | 1 | 1949 | 1 | 2002 | N | Electric Utility | 1 | X X: X; RC RC: NG; NG NG: DFO
20910 | Wolverine Power Supply Coop | 1877 | George Johnson | MI | Osceola | 4 | Natural Gas Internal Combustion Engine | IC |  | S | X | X |  |  | 2.5 |  | 2.5 | 2.5 |  |  |  |  | RE | X | 1 | 1951 | 1 | 2002 | N | Electric Utility | 1 | X X: X; RC RC: NG; NG NG: DFO
20910 | Wolverine Power Supply Coop | 1877 | George Johnson | MI | Osceola | 5 | Natural Gas Internal Combustion Engine | IC |  | S | X | X |  |  | 2.5 |  | 2.5 | 2.5 |  |  |  |  | RE | X | 1 | 1951 | 1 | 2002 | N | Electric Utility | 1 | X X: X; RC RC: NG; NG NG: DFO
20910 | Wolverine Power Supply Coop | 1877 | George Johnson | MI | Osceola | 6 | Natural Gas Internal Combustion Engine | IC |  | S | X | X |  |  | 2.5 |  | 2.5 | 2.5 |  |  |  |  | RE | X | 1 | 1952 | 1 | 2002 | N | Electric Utility | 1 | X X: X; RC RC: NG; NG NG: DFO
20910 | Wolverine Power Supply Coop | 1877 | George Johnson | MI | Osceola | 7 | Natural Gas Fired Combustion Turbine | GT |  | S | X | X |  |  | 11 |  | 10.5 | 12.8 |  |  |  |  | RE | X | 1 | 1973 | 10 | 2005 | N | Electric Utility | 1 | [11 empty] | N | bar: X X to RC RC
20910 | Wolverine Power Supply Coop | 1877 | George Johnson | MI | Osceola | 8 | Natural Gas Fired Combustion Turbine | GT |  | S | X | X |  |  | 11 |  | 10.5 | 12.8 |  |  |  |  | RE | X | 1 | 1973 | 10 | 2005 | N | Electric Utility | 1 | [11 empty] | N | bar: X X to RC RC
20910 | Wolverine Power Supply Coop | 1879 | Scottville | MI | Mason | 4 | Petroleum Liquids | IC |  | S | X | X |  |  | 1.1 |  | 1.1 | 1.1 |  |  |  |  | RE | X | 1 | 1947 | 1 | 2002 | N | Electric Utility | 1 | X X: X; RC RC: DFO; NG NG: NG
20910 | Wolverine Power Supply Coop | 1879 | Scottville | MI | Mason | 5 | Petroleum Liquids | IC |  | S | X | X |  |  | 1.1 |  | 1.1 | 1.1 |  |  |  |  | RE | X | 1 | 1947 | 1 | 2002 | N | Electric Utility | 1 | X X: X; RC RC: DFO; NG NG: NG
20910 | Wolverine Power Supply Coop | 1879 | Scottville | MI | Mason | 6 | Petroleum Liquids | IC |  | S | X | X |  |  | 1.9 |  | 1.7 | 1.8 |  |  |  |  | RE | X | 1 | 1961 | 1 | 2002 | N | Electric Utility | 1 | X X: X; RC RC: DFO; NG NG: NG
20910 | Wolverine Power Supply Coop | 1880 | Claude Vandyke | MI | Allegan | 5 | Natural Gas Internal Combustion Engine | IC |  | S | X | X |  |  | 3.5 |  | 3 | 3.5 |  |  |  |  | RE | X | 1 | 1959 | 3 | 2003 | N | Electric Utility | 1 | X X: X; RC RC: NG; NG NG: DFO
20910 | Wolverine Power Supply Coop | 1880 | Claude Vandyke | MI | Allegan | 6 | Natural Gas Fired Combined Cycle | CS |  | S | N | N |  |  | 23 | 0.86 | 19.3 | 23.9 | 15 | N |  |  | RE | X | 1 | 1967 | 6 | 2019 | N | Electric Utility | 1 | [11 empty] | N |  |  | 12H | [7 empty] | N | bar: X X to RC RC
20910 | Wolverine Power Supply Coop | 1881 | Vestaburg | MI | Montcalm | 2 | Petroleum Liquids | IC |  | S | X | X |  |  | 0.3 |  | 0.3 | 0.3 |  |  |  |  | RE | X | 1 | 1939 | 2 | 2007 | N | Electric Utility | 1 | X X: X; RC RC: DFO |  |  | N
20910 | Wolverine Power Supply Coop | 1881 | Vestaburg | MI | Montcalm | 4 | Petroleum Liquids | IC |  | S | X | X |  |  | 0.7 |  | 0.7 | 0.7 |  |  |  |  | RE | X | 1 | 1939 | 2 | 2007 | N | Electric Utility | 1 | X X: X; RC RC: DFO |  |  | N
20910 | Wolverine Power Supply Coop | 1881 | Vestaburg | MI | Montcalm | 5 | Petroleum Liquids | IC |  | S | X | X |  |  | 0.7 |  | 0.7 | 0.7 |  |  |  |  | RE | X | 1 | 1941 | 2 | 2007 | N | Electric Utility | 1 | X X: X; RC RC: DFO |  |  | N
20910 | Wolverine Power Supply Coop | 1881 | Vestaburg | MI | Montcalm | 6 | Petroleum Liquids | IC |  | S | X | X |  |  | 3 | 0.8 | 3 | 3 | 0.5 |  |  |  | RE | X | 1 | 1959 | 6 | 2017 | N | Electric Utility | 1 | X X: X; RC RC: DFO |  |  | N |  |  | 1H | [7 empty] | N
20910 | Wolverine Power Supply Coop | 1881 | Vestaburg | MI | Montcalm | 7 | Petroleum Liquids | IC |  | S | X | X |  |  | 3 | 0.8 | 3 | 3 | 0.5 |  |  |  | RE | X | 1 | 1960 | 6 | 2017 | N | Electric Utility | 1 | X X: X; RC RC: DFO |  |  | N |  |  | 1H | [7 empty] | N
9417 | Interstate Power and Light Co | 1888 | Fox Lake | MN | Martin | 1 | Natural Gas Steam Turbine | ST |  | S | X | X | ALTW.FOXLK1 | ALTW.FOXLK1 | 11.5 | 0.85 | 12.5 | 13 | 7 | N |  |  | RE | X | 1 | 1950 | 11 | 2017 | N | Electric Utility | 1 | X X: X; RC RC: NG; DFO DFO: DFO |  |  | N | N |  | 12H | [7 empty] | N | N | N
9417 | Interstate Power and Light Co | 1888 | Fox Lake | MN | Martin | 2 | Natural Gas Steam Turbine | ST |  | S | X | X |  |  | 11.5 |  | 11.6 | 10.8 |  | N |  |  | RE | X | 1 | 1951 | 11 | 2010 | N | Electric Utility | 1 | X X: X; RC RC: NG; NG NG: RFO; DFO DFO: DFO |  |  | N | [10 empty] | Y | Y | Y
9417 | Interstate Power and Light Co | 1888 | Fox Lake | MN | Martin | 3 | Natural Gas Steam Turbine | ST |  | S | X | X | ALTW.FOXLK3 | ALTW.FOXLK3 | 81.6 | 0.85 | 79.6 | 81.7 | 24 | N |  |  | RE | X | 6 | 1962 | 11 | 2017 | N | Electric Utility | 1 | X X: X; RC RC: NG; DFO DFO: DFO |  |  | N | N |  | 12H | [7 empty] | N | N | N
9417 | Interstate Power and Light Co | 1888 | Fox Lake | MN | Martin | 4 | Petroleum Liquids | GT |  | S | X | X |  |  | 28.8 |  | 18.8 | 22.6 |  | N |  |  | RE | X | 5 | 1974 | 11 | 2010 | N | Electric Utility | 1 | X X: X; RC RC: DFO |  |  | N | [10 empty] | N
9417 | Interstate Power and Light Co | 1889 | Hills | MN | Rock | 1 | Petroleum Liquids | IC |  | S | X | X |  |  | 2 | 0.8 | 2 | 2 | 2 | N |  |  | RE | X | 1 | 1996 | 7 | 2015 | N | Electric Utility | 1 | X X: X; RC RC: DFO |  |  | N | N |  | 1H | [8 empty] | N | N
9417 | Interstate Power and Light Co | 1889 | Hills | MN | Rock | 2 | Petroleum Liquids | IC |  | S | X | X |  |  | 2 | 0.8 | 2 | 2 | 2 | N |  |  | RE | X | 1 | 1960 | 7 | 2015 | N | Electric Utility | 1 | X X: X; RC RC: DFO |  |  | N | N |  | 1H | [8 empty] | N | N
12647 | ALLETE, Inc. | 1893 | Clay Boswell | MN | Itasca | 1 | Conventional Steam Coal | ST |  | S | X | X | MP.BOS111 | MP.BOS111 | 75 | 0.85 | 67.3 | 67.3 | 30 | N |  |  | RE | X | 7 | 1958 | 12 | 2018 | N | Electric Utility | 1 | X X: X; RC RC: SUB; DFO DFO: NG; NG NG: DFO |  |  | N | N |  | OVER |  | Y |  |  | Y | N |  | N
12647 | ALLETE, Inc. | 1893 | Clay Boswell | MN | Itasca | 2 | Conventional Steam Coal | ST |  | S | X | X | MP.BOS112 | MP.BOS112 | 75 | 0.85 | 67.4 | 67.4 | 30 | N |  |  | RE | X | 1 | 1960 | 12 | 2018 | N | Electric Utility | 1 | X X: X; RC RC: SUB; DFO DFO: NG; NG NG: DFO |  |  | N | N |  | OVER |  | Y |  |  | Y | N |  | N
12647 | ALLETE, Inc. | 1897 | M L Hibbard | MN | St Louis | 1 | Petroleum Liquids | ST |  | S | X | X |  |  | 25 |  | 25 | 25 |  | N |  |  | RE | X | 9 | 1931 | 12 | 2003 | Y | Commercial CHP | 5 | RC RC: RFO | [14 empty] | N
12647 | ALLETE, Inc. | 1897 | M L Hibbard | MN | St Louis | 2 | Petroleum Liquids | ST |  | S | X | X |  |  | 25 |  | 25 | 25 |  | N |  |  | RE | X | 8 | 1943 | 12 | 2003 | Y | Commercial CHP | 5 | RC RC: RFO | [8 empty] | N | [5 empty] | N
13781 | Northern States Power Co - Minnesota | 1904 | Black Dog | MN | Dakota | 1 | Conventional Steam Coal | ST |  | S | X | X |  |  | 81 |  | 71.7 | 50 |  | N |  |  | RE | X | 8 | 1952 | 6 | 2002 | N | Electric Utility | 1 | X X: X; RC RC: SUB; NG NG: NG | [13 empty] | Y | N
13781 | Northern States Power Co - Minnesota | 1904 | Black Dog | MN | Dakota | 3 | Conventional Steam Coal | ST |  | S | X | X | NSP BLK_DOG BLK_DO_3_UNIT | NSP BLK_DOG BLK_DO_3_UNIT | 113.6 | 0.85 | 79 | 79 | 50 | N |  |  | RE | X | 7 | 1955 | 4 | 2015 | N | Electric Utility | 1 | X X: X; RC RC: SUB; NG NG: NG; DFO DFO: DFO; DFO DFO: NG |  |  | N | N |  | 12H |  | Y |  |  | Y |  |  | Y | N | N
13781 | Northern States Power Co - Minnesota | 1904 | Black Dog | MN | Dakota | 4 | Conventional Steam Coal | ST |  | S | X | X | NSP BLK_DOG BLK_DO_4_UNIT | NSP BLK_DOG BLK_DO_4_UNIT | 163.2 | 0.85 | 153 | 153 | 75 | N |  |  | RE | X | 9 | 1960 | 4 | 2015 | N | Electric Utility | 1 | X X: X; RC RC: SUB; NG NG: NG; DFO DFO: DFO; DFO DFO: NG |  |  | N | N |  | 12H |  | Y |  |  | Y |  |  | Y | N | N
13781 | Northern States Power Co - Minnesota | 1904 | Black Dog | MN | Dakota | 6 | Natural Gas Fired Combined Cycle | CA |  | S | Y | X |  |  | 360 |  | 360 | 360 |  | N |  |  | CN | X |  |  |  |  | N | Electric Utility | 1 | [11 empty] | N | N | [9 empty] | N | N | N | bar: X X to RC RC
13781 | Northern States Power Co - Minnesota | 1904 | Black Dog | MN | Dakota | 7 | Natural Gas Fired Combined Cycle | CT |  | S | X |  |  |  | 200 |  | 200 | 200 |  | N |  |  | CN | X |  |  |  |  | N | Electric Utility | 1 | [11 empty] | N | [10 empty] | N | bar: X X to RC RC
13781 | Northern States Power Co - Minnesota | 1904 | Black Dog | MN | Dakota | 8 | Natural Gas Fired Combined Cycle | CT |  | S | X |  |  |  | 200 |  | 200 | 200 |  | N |  |  | CN | X |  |  |  |  | N | Electric Utility | 1 | [11 empty] | N | [10 empty] | N | bar: X X to RC RC
13781 | Northern States Power Co - Minnesota | 1910 | Granite City | MN | Benton | 1 | Natural Gas Fired Combustion Turbine | GT |  | S | X | X | NSP GRANCTY GRANCT_1_UNIT | NSP GRANCTY GRANCT_1_UNIT | 18 | 0.85 | 13 | 16 | 3 | N |  |  | RE | X | 5 | 1969 | 6 | 2019 | N | Electric Utility | 1 | X X: X; RC RC: NG; NG NG: DFO |  |  | N | N |  | 12H | [7 empty] | Y | N | Y
13781 | Northern States Power Co - Minnesota | 1910 | Granite City | MN | Benton | 2 | Natural Gas Fired Combustion Turbine | GT |  | S | X | X | NSP GRANCTY GRANCT_2_UNIT | NSP GRANCTY GRANCT_2_UNIT | 18 | 0.85 | 13 | 16 | 3 | N |  |  | RE | X | 5 | 1969 | 6 | 2019 | N | Electric Utility | 1 | X X: X; RC RC: NG; NG NG: DFO |  |  | N | N |  | 12H | [7 empty] | Y | N | Y
13781 | Northern States Power Co - Minnesota | 1910 | Granite City | MN | Benton | 3 | Natural Gas Fired Combustion Turbine | GT |  | S | X | X | NSP GRANCTY GRANCT_3_UNIT | NSP GRANCTY GRANCT_3_UNIT | 18 | 0.85 | 13 | 16 | 3 | N |  |  | RE | X | 5 | 1969 | 6 | 2019 | N | Electric Utility | 1 | X X: X; RC RC: NG; NG NG: DFO |  |  | N | N |  | 12H | [7 empty] | Y | N | Y
13781 | Northern States Power Co - Minnesota | 1910 | Granite City | MN | Benton | 4 | Natural Gas Fired Combustion Turbine | GT |  | S | X | X | NSP GRANCTY GRANCT_4_UNIT | NSP GRANCTY GRANCT_4_UNIT | 18 | 0.85 | 13 | 16 | 3 | N |  |  | RE | X | 5 | 1969 | 6 | 2019 | N | Electric Utility | 1 | X X: X; RC RC: NG; NG NG: DFO |  |  | N | N |  | 12H | [7 empty] | Y | N | Y
13781 | Northern States Power Co - Minnesota | 1912 | High Bridge | MN | Ramsey | 5 | Conventional Steam Coal | ST |  | S | X | X |  |  | 113.6 |  | 99 | 99 |  | N |  |  | RE | X | 8 | 1956 | 12 | 2007 | N | Electric Utility | 1 | X X: X; RC RC: SUB; NG NG: NG |  |  | N | [10 empty] | Y | Y | N
13781 | Northern States Power Co - Minnesota | 1912 | High Bridge | MN | Ramsey | 6 | Conventional Steam Coal | ST |  | S | X | X |  |  | 163.2 |  | 172.1 | 172.1 |  | N |  |  | RE | X | 4 | 1959 | 12 | 2007 | N | Electric Utility | 1 | X X: X; RC RC: SUB; NG NG: NG |  |  | N | [10 empty] | Y | Y | N
13781 | Northern States Power Co - Minnesota | 1914 | Key City | MN | Blue Earth | 1 | Natural Gas Fired Combustion Turbine | GT |  | S | X | X | NSP KEYCITY KEYCIT_1_UNIT | NSP KEYCITY KEYCIT_1_UNIT | 18 | 0.85 | 8 | 9 | 3 | N |  |  | RE | X | 5 | 1970 | 4 | 2015 | N | Electric Utility | 1 | [11 empty] | N | N |  | 1H | [7 empty] | N | N | N | bar: X X to RC RC
13781 | Northern States Power Co - Minnesota | 1914 | Key City | MN | Blue Earth | 2 | Natural Gas Fired Combustion Turbine | GT |  | S | X | X | NSP KEYCITY KEYCIT_2 | NSP KEYCITY KEYCIT_2 | 18 | 0.85 | 8 | 9 | 3 | N |  |  | RE | X | 5 | 1970 | 4 | 2015 | N | Electric Utility | 1 | [11 empty] | N | N |  | 1H | [7 empty] | N | N | N | bar: X X to RC RC
13781 | Northern States Power Co - Minnesota | 1914 | Key City | MN | Blue Earth | 3 | Natural Gas Fired Combustion Turbine | GT |  | S | X | X | NSP KEYCITY KEYCIT_3_UNIT | NSP KEYCITY KEYCIT_3_UNIT | 18 | 0.85 | 13 | 16 | 3 | N |  |  | RE | X | 5 | 1970 | 4 | 2015 | N | Electric Utility | 1 | [11 empty] | N | N |  | 1H | [7 empty] | N | N | N | bar: X X to RC RC
13781 | Northern States Power Co - Minnesota | 1914 | Key City | MN | Blue Earth | 4 | Natural Gas Fired Combustion Turbine | GT |  | S | X | X | NSP KEYCITY KEYCIT_4_UNIT | NSP KEYCITY KEYCIT_4_UNIT | 18 | 0.85 | 13 | 16 | 3 | N |  |  | RE | X | 5 | 1970 | 4 | 2015 | N | Electric Utility | 1 | [11 empty] | N | N |  | 1H | [7 empty] | N | N | N | bar: X X to RC RC
13781 | Northern States Power Co - Minnesota | 1918 | Minnesota Valley | MN | Chippewa | 3 | Natural Gas Steam Turbine | ST |  | S | X | X |  |  | 46 |  | 46.9 | 46.9 |  | N |  |  | RE | X | 9 | 1953 | 12 | 2006 | N | Electric Utility | 1 | [11 empty] | N | [10 empty] | N | bar: X X to RC RC
13781 | Northern States Power Co - Minnesota | 1927 | Riverside (MN) | MN | Hennepin | 8 | Conventional Steam Coal | ST |  | S | X | X |  |  | 238.8 |  | 227 | 227 |  | N |  |  | RE | X | 4 | 1964 | 4 | 2009 | N | Electric Utility | 1 | X X: X; RC RC: SUB; NG NG: PC; DFO DFO: DFO |  |  | N |  |  | 1H |  | Y | [5 empty] | Y | N | N
13781 | Northern States Power Co - Minnesota | 1932 | West Fairbault | MN | Rice | 1 | Natural Gas Fired Combustion Turbine | GT |  | S | X | X |  |  | 16.2 |  | 17 | 13 |  | N |  |  | RE | X | 9 | 1965 | 9 | 1981 | N | Electric Utility | 1 | [22 empty] | N | bar: X X to RC RC
13781 | Northern States Power Co - Minnesota | 1932 | West Fairbault | MN | Rice | 2 | Natural Gas Fired Combustion Turbine | GT |  | S | X | X |  |  | 16.2 |  | 15.9 | 19.9 |  | N |  |  | RE | X | 5 | 1965 | 12 | 2006 | N | Electric Utility | 1 | [11 empty] | N | [10 empty] | N | bar: X X to RC RC
13781 | Northern States Power Co - Minnesota | 1932 | West Fairbault | MN | Rice | 3 | Natural Gas Fired Combustion Turbine | GT |  | S | X | X |  |  | 16.2 |  | 13.5 | 17.9 |  | N |  |  | RE | X | 5 | 1965 | 12 | 2006 | N | Electric Utility | 1 | [11 empty] | N | [10 empty] | N | bar: X X to RC RC
14232 | Otter Tail Power Co | 1943 | Hoot Lake | MN | Otter Tail | 1 | Conventional Steam Coal | ST |  | S | X | X |  |  | 7.5 |  | 7.7 | 7.7 |  | N |  |  | RE | X | 8 | 1948 | 12 | 2005 | N | Electric Utility | 1 | X X: X; RC RC: SUB |  |  | N | [10 empty] | N | N | N
150 | Adrian Public Utilities Comm | 1956 | Adrian | MN | Nobles | 3 | Petroleum Liquids | IC |  | S | X | X |  |  | 0.4 |  | 0.4 | 0.4 |  |  |  |  | RE | X | 88 | 1948 | 12 | 2001 | N | Electric Utility | 1 | X X: X; RC RC: DFO |  |  | N
150 | Adrian Public Utilities Comm | 1956 | Adrian | MN | Nobles | 4 | Petroleum Liquids | IC |  | S | X | X |  |  | 0.6 |  | 0.5 | 0.6 |  |  |  |  | RE | X | 88 | 1954 | 12 | 2001 | N | Electric Utility | 1 | X X: X; RC RC: DFO |  |  | N
1573 | City of Benson - (MN) | 1964 | Benson City of | MN | Swift | 5 | Petroleum Liquids | IC |  | S | X | X | OTP.MRES |  | 0.9 | 0.8 | 0.9 | 0.9 | 0.2 |  |  |  | RE | X | 1 | 1948 | 5 | 2013 | N | Electric Utility | 1 | X X: X; RC RC: DFO |  |  | N |  |  | 10M
1573 | City of Benson - (MN) | 1964 | Benson City of | MN | Swift | 6 | Petroleum Liquids | IC |  | S | X | X | OTP.MRES |  | 1.3 | 0.8 | 1.2 | 1.2 | 0.2 |  |  |  | RE | X | 1 | 1955 | 5 | 2013 | N | Electric Utility | 1 | X X: X; RC RC: DFO |  |  | N |  |  | 10M
1871 | City of Blooming Prairie - (MN) | 1966 | Blooming Prairie | MN | Steele | 1 | Petroleum Liquids | IC |  | S | X | X |  |  | 0.3 | 0.96 | 0.3 | 0.3 | 0.1 | N |  |  | RE | X | 5 | 1937 | 5 | 2017 | N | Electric Utility | 1 | X X: X; RC RC: DFO |  |  | N | N |  | 10M | [7 empty] | N | N | N
1871 | City of Blooming Prairie - (MN) | 1966 | Blooming Prairie | MN | Steele | 2 | Petroleum Liquids | IC |  | S | X | X |  |  | 0.7 | 0.96 | 0.7 | 0.7 | 0.3 | N |  |  | RE | X | 7 | 1947 | 5 | 2017 | N | Electric Utility | 1 | X X: X; RC RC: DFO |  |  | N |  |  | 10M | [7 empty] | N | N | N
1871 | City of Blooming Prairie - (MN) | 1966 | Blooming Prairie | MN | Steele | 3 | Petroleum Liquids | IC |  | S | X | X |  |  | 1.4 |  | 1.4 | 1.4 |  | N |  |  | RE | X | 5 | 1957 | 7 | 2005 | N | Electric Utility | 1 | X X: X; RC RC: DFO |  |  | N |  |  | 1H | [7 empty] | N | N | N
5015 | Delano Municipal Utilities | 1969 | Delano | MN | Wright | 1 | Natural Gas Internal Combustion Engine | IC |  | S | X | X |  |  | 1.1 | 0.8 | 1.1 | 1.1 | 0.3 | N |  |  | RE | X | 4 | 1951 | 3 | 2020 | N | Electric Utility | 1 | X X: X; RC RC: NG; NG NG: DFO |  |  | N | N |  | 1H | [7 empty] | N |  | N
6138 | City of Fairfax - (MN) | 1972 | Fairfax | MN | Renville | 1 | Petroleum Liquids | IC |  | S | X | X |  |  | 0.9 |  | 0.9 | 0.9 |  | N |  |  | RE | X | 7 | 1948 | 1 | 2004 | N | Electric Utility | 1 | X X: X; RC RC: DFO |  |  | N |  |  | OVER | [7 empty] | N | N | N
6138 | City of Fairfax - (MN) | 1972 | Fairfax | MN | Renville | 4 | Petroleum Liquids | IC |  | S | X | X |  |  | 0.6 |  | 0.6 | 0.6 |  | N |  |  | RE | X | 1 | 1940 | 1 | 2004 | N | Electric Utility | 1 | X X: X; RC RC: DFO |  |  | N |  |  | OVER | [7 empty] | N | N | N
40580 | Southern Minnesota Mun P Agny | 1973 | Fairmont (MN) | MN | Martin | 3 | Natural Gas Steam Turbine | ST |  | S | X | X |  |  | 5 |  | 4.9 | 0.1 |  |  |  |  | RE | X | 88 | 1945 | 12 | 2009 | N | Electric Utility | 1 | [11 empty] | N | bar: X X to RC RC
40580 | Southern Minnesota Mun P Agny | 1973 | Fairmont (MN) | MN | Martin | 4 | Natural Gas Steam Turbine | ST |  | S | X | X |  |  | 5 |  | 5 | 3.2 |  |  |  |  | RE | X | 88 | 1949 | 12 | 2009 | N | Electric Utility | 1 | [11 empty] | N | bar: X X to RC RC
40580 | Southern Minnesota Mun P Agny | 1973 | Fairmont (MN) | MN | Martin | 5 | Natural Gas Steam Turbine | ST |  | S | X | X |  |  | 12.5 |  | 7.8 | 0.1 |  |  |  |  | RE | X | 88 | 1959 | 12 | 2009 | N | Electric Utility | 1 | [11 empty] | N | bar: X X to RC RC
7292 | Glencoe Light & Power Comm | 1975 | Glencoe | MN | McLeod | 6 | Petroleum Liquids | IC |  | S | X | X |  |  | 1.3 | 0.8 | 1 | 1 |  | N |  |  | RE | X | 10 | 1961 | 5 | 2013 | N | Electric Utility | 1 | X X: X; RC RC: DFO; NG NG: NG |  |  | N | N | [9 empty] | N | Y | N
7487 | City of Grand Marais - (MN) | 1976 | Grand Marais | MN | Cook | 2 | Petroleum Liquids | IC |  | S | X | X |  |  | 0.6 |  | 0.6 | 0.6 |  | N |  |  | RE | X | 4 | 1956 | 12 | 2003 | N | Electric Utility | 1 | X X: X; RC RC: DFO
7487 | City of Grand Marais - (MN) | 1976 | Grand Marais | MN | Cook | 4 | Petroleum Liquids | IC |  | S | X | X |  |  | 0.1 |  | 0.1 | 0.1 |  | N |  |  | RE | X | 10 | 1940 | 12 | 2003 | N | Electric Utility | 1 | X X: X; RC RC: DFO
7487 | City of Grand Marais - (MN) | 1976 | Grand Marais | MN | Cook | 5 | Petroleum Liquids | IC |  | S | X | X |  |  | 1.1 |  | 1.1 | 1.1 |  | N |  |  | RE | X | 7 | 1962 | 12 | 2003 | N | Electric Utility | 1 | X X: X; RC RC: DFO
7487 | City of Grand Marais - (MN) | 1976 | Grand Marais | MN | Cook | 6 | Petroleum Liquids | IC |  | S | X | X |  |  | 1.2 |  | 1.2 | 1.2 |  | N |  |  | RE | X | 12 | 1969 | 12 | 2003 | N | Electric Utility | 1 | X X: X; RC RC: DFO
9130 | Hutchinson Utilities Comm | 1980 | Hutchinson Plant #1 | MN | McLeod | 2 | Natural Gas Internal Combustion Engine | IC |  | S | X | X | GRE.HUC | GRE.HUC | 2 | 0.8 | 2 | 2 | 2 |  |  |  | RE | X | 1 | 1958 | 12 | 2017 | N | Electric Utility | 1 | X X: X; RC RC: NG; NG NG: DFO |  |  | N | N |  | 1H | [7 empty] | Y | N | N
9130 | Hutchinson Utilities Comm | 1980 | Hutchinson Plant #1 | MN | McLeod | 5 | Petroleum Liquids | IC |  | S | X | X | GRE.HUC | GRE.HUC | 2.1 | 0.8 | 1.7 | 1.7 | 2 |  |  |  | RE | X | 1 | 1941 | 2 | 2011 | N | Electric Utility | 1 | X X: X; RC RC: DFO |  |  | N |  |  | 1H | [7 empty] | N
9130 | Hutchinson Utilities Comm | 1980 | Hutchinson Plant #1 | MN | McLeod | 6 | Petroleum Liquids | IC |  | S | X | X | GRE.HUC | GRE.HUC | 2.1 | 0.8 | 1.7 | 1.7 | 2 |  |  |  | RE | X | 1 | 1947 | 2 | 2011 | N | Electric Utility | 1 | X X: X; RC RC: DFO |  |  | N |  |  | 1H | [7 empty] | N
9130 | Hutchinson Utilities Comm | 1980 | Hutchinson Plant #1 | MN | McLeod | 7 | Natural Gas Internal Combustion Engine | IC |  | S | X | X | GRE.HUC | GRE.HUC | 5 | 0.8 | 4.5 | 4.5 | 3 |  |  |  | RE | X | 1 | 1964 | 2 | 2011 | N | Electric Utility | 1 | X X: X; RC RC: NG; NG NG: DFO |  |  | N |  |  | 10M | [7 empty] | N | N | Y
9130 | Hutchinson Utilities Comm | 1980 | Hutchinson Plant #1 | MN | McLeod | 8 | Natural Gas Fired Combined Cycle | CS |  | S | N | N | GRE.HUC | GRE.HUC | 16 | 0.8 | 13 | 13.3 | 5 | N |  |  | RE | X | 1 | 1971 | 9 | 2019 | N | Electric Utility | 1 | [11 empty] | N | N |  | 12H | [7 empty] | N | N | N | bar: X X to RC RC
10685 | Lanesboro Public Utility Comm | 1987 | Lanesboro | MN | Fillmore | 3 | Petroleum Liquids | IC |  | S | X | X |  |  | 1 | 0.8 | 0.8 | 0.8 | 0.4 | N |  |  | RE | X | 1 | 1928 | 4 | 2016 | N | Electric Utility | 1 | X X: X; RC RC: DFO |  |  | N | N |  | 10M | [7 empty] | N | N | N
11332 | City of Luverne - (MN) | 1990 | Luverne | MN | Rock | 3 | Natural Gas Steam Turbine | ST |  | S | X | X |  |  | 3 |  | 3 | 3 |  |  |  |  | RE | X | 88 | 1951 | 1 | 2002 | N | Electric Utility | 1 | X X: X; RC RC: NG; NG NG: DFO
11332 | City of Luverne - (MN) | 1990 | Luverne | MN | Rock | 4A | Petroleum Liquids | IC |  | S | X | X |  |  | 0.3 |  | 0.3 | 0.3 |  |  |  |  | RE | X | 88 | 1936 | 1 | 2002 | N | Electric Utility | 1 | X X: X; RC RC: DFO
11332 | City of Luverne - (MN) | 1990 | Luverne | MN | Rock | 4B | Petroleum Liquids | IC |  | S | X | X |  |  | 0.6 |  | 0.6 | 0.6 |  | N |  |  | RE | X | 3 | 1941 | 9 | 2004 | N | Electric Utility | 1 | X X: X; RC RC: DFO
12894 | City of Moorhead - (MN) | 1995 | Moorhead | MN | Clay | 6 | Petroleum Liquids | GT |  | S | X | X |  |  | 10 |  | 5.9 | 7.9 |  |  |  |  | RE | X | 1 | 1961 | 7 | 2011 | N | Electric Utility | 1 | X X: X; RC RC: DFO |  |  | N | N | [9 empty] | N
12897 | Moose Lake Water & Light Comm | 1996 | Moose Lake | MN | Carlton | 2 | Petroleum Liquids | IC |  | S | X | X |  |  | 1.1 | 0.8 | 1.1 | 1.1 | 1.1 | N |  |  | RE | X | 11 | 1952 | 11 | 2015 | N | Electric Utility | 1 | X X: X; RC RC: DFO |  |  | N | N |  | 1H | [7 empty] | N | N | N
12897 | Moose Lake Water & Light Comm | 1996 | Moose Lake | MN | Carlton | 4 | Natural Gas Internal Combustion Engine | IC |  | S | X | X |  |  | 2 | 0.8 | 2 | 2 | 2 | N |  |  | RE | X | 10 | 1963 | 1 | 2019 | N | Electric Utility | 1 | [11 empty] | N | N |  | 10M | [7 empty] | N | N | N | bar: X X to RC RC
13480 | New Prague Utilities Comm | 1999 | New Prague | MN | Le Sueur | 1 | Natural Gas Internal Combustion Engine | IC |  | S | X | X |  |  | 1.4 |  | 1 | 1 |  | N |  |  | RE | X | 8 | 1948 | 1 | 2009 | N | Electric Utility | 1 | X X: X; RC RC: NG; NG NG: DFO |  |  | N | [11 empty] | N | N
13681 | North Branch Water & Light Comm | 2002 | North Branch (MN) | MN | Chisago | 1 | Petroleum Liquids | IC |  | S | X | X |  |  | 0.9 |  | 0.8 | 0.8 |  |  |  |  | RE | X | 10 | 1960 | 12 | 2010 | N | Electric Utility | 1 | X X: X; RC RC: DFO; NG NG: NG |  |  | N | [11 empty] | N | Y
13681 | North Branch Water & Light Comm | 2002 | North Branch (MN) | MN | Chisago | 2 | Petroleum Liquids | IC |  | S | X | X |  |  | 1.4 |  | 1.2 | 1.2 |  |  |  |  | RE | X | 1 | 1971 | 12 | 2010 | N | Electric Utility | 1 | X X: X; RC RC: DFO; NG NG: NG |  |  | N | [11 empty] | N | Y
14246 | City of Owatonna - (MN) | 2003 | Owatonna | MN | Steele | 5 | Natural Gas Steam Turbine | ST |  | S | X | X |  |  | 6 |  | 5 | 5 |  |  |  |  | RE | X | 5 | 1957 | 1 | 2009 | N | Electric Utility | 1 | [11 empty] | N | bar: X X to RC RC
14246 | City of Owatonna - (MN) | 2003 | Owatonna | MN | Steele | 6 | Natural Gas Steam Turbine | ST |  | S | X | X |  |  | 20 |  | 20.6 | 20.6 |  |  |  |  | RE | X | 7 | 1969 | 10 | 2011 | N | Electric Utility | 1 | [11 empty] | N | bar: X X to RC RC
15348 | Preston Public Utilities Comm | 2004 | Preston (MN) | MN | Fillmore | 1 | Petroleum Liquids | IC |  | S | X | X |  |  | 0.1 |  | 0.1 | 0.1 |  | N |  |  | RE | X | 88 | 1935 | 9 | 2001 | N | Electric Utility | 1 | X X: X; RC RC: DFO
15348 | Preston Public Utilities Comm | 2004 | Preston (MN) | MN | Fillmore | 2 | Petroleum Liquids | IC |  | S | X | X |  |  | 0.2 |  | 0.1 | 0.1 |  | N |  |  | RE | X | 88 | 1935 | 9 | 2001 | N | Electric Utility | 1 | X X: X; RC RC: DFO
15348 | Preston Public Utilities Comm | 2004 | Preston (MN) | MN | Fillmore | 3 | Petroleum Liquids | IC |  | S | X | X |  |  | 0.3 |  | 0.2 | 0.2 |  | N |  |  | RE | X | 88 | 1939 | 9 | 2001 | N | Electric Utility | 1 | X X: X; RC RC: DFO
15387 | Princeton Public Utils Comm | 2005 | Princeton (MN) | MN | Mille Lacs | 1 | Petroleum Liquids | IC |  | S | X | X |  |  | 0.1 |  | 0.1 | 0.1 |  |  |  |  | RE | X | 9 | 1938 | 12 | 2002 | N | Electric Utility | 1 | X X: X; RC RC: DFO
15387 | Princeton Public Utils Comm | 2005 | Princeton (MN) | MN | Mille Lacs | 2 | Petroleum Liquids | IC |  | S | X | X |  |  | 0.1 |  | 0.1 | 0.1 |  |  |  |  | RE | X | 9 | 1938 | 12 | 2002 | N | Electric Utility | 1 | X X: X; RC RC: DFO
16181 | Rochester Public Utilities | 2008 | Silver Lake | MN | Olmsted | 1 | Conventional Steam Coal | ST |  | S | X | X | SMP.MMPA.SLP1 | SMP.MMPA.SLP1 | 8 | 0.95 | 6.6 | 6.6 | 5 | N |  |  | RE | X | 8 | 1948 | 12 | 2015 | N | Electric Utility | 1 | X X: X; RC RC: BIT; NG NG: NG; DFO DFO: NG |  |  | N |  |  | OVER |  | Y |  |  | Y |  |  |  | Y | N
16181 | Rochester Public Utilities | 2008 | Silver Lake | MN | Olmsted | 2 | Conventional Steam Coal | ST |  | S | X | X | SMP.MMPA.SLP2 | SMP.MMPA.SLP2 | 12 | 0.95 | 7 | 7 | 5 | N |  |  | RE | X | 12 | 1953 | 12 | 2015 | N | Electric Utility | 1 | X X: X; RC RC: BIT; NG NG: NG; DFO DFO: NG |  |  | N |  |  | OVER |  | Y |  |  | Y |  |  |  | Y | N
16181 | Rochester Public Utilities | 2008 | Silver Lake | MN | Olmsted | 3 | Conventional Steam Coal | ST |  | S | X | X | SMP.MMPA.SLP3 | SMP.MMPA.SLP3 | 25 | 0.95 | 20 | 20 | 5 | N |  |  | RE | X | 11 | 1962 | 12 | 2015 | N | Electric Utility | 1 | X X: X; RC RC: BIT; NG NG: NG; DFO DFO: NG |  |  | N |  |  | OVER |  | Y |  |  | Y |  |  |  | Y | N
16181 | Rochester Public Utilities | 2008 | Silver Lake | MN | Olmsted | 4 | Conventional Steam Coal | ST |  | S | X | X | SMP.MMPA.SLP4 | SMP.MMPA.SLP4 | 54 | 0.95 | 46.4 | 46.4 | 15 | N |  |  | RE | X | 12 | 1969 | 12 | 2015 | N | Electric Utility | 1 | X X: X; RC RC: BIT; NG NG: NG; DFO DFO: NG |  |  | N |  |  | OVER |  | Y |  |  | Y |  |  |  | Y | N
15793 | Redwood Falls Public Util Comm | 2009 | Redwood Falls | MN | Redwood | 1 | Conventional Hydroelectric | HY |  | S | X | X |  |  | 0.5 |  | 0.3 | 0.3 |  |  |  |  | RE | X | 1 | 1930 | 12 | 2010 | N | Electric Utility | 1 | X X: X; RC RC: WAT |  |  | N
17320 | Sleepy Eye Public Utility Comm | 2011 | Sleepy Eye | MN | Brown | 3 | Petroleum Liquids | IC |  | S | X | X |  |  | 1.5 |  | 1.5 | 1.5 |  | N |  |  | RE | X | 7 | 1961 | 6 | 2010 | N | Electric Utility | 1 | X X: X; RC RC: DFO |  |  | N | N |  | 1H | [7 empty] | N | N | N
17836 | Springfield Public Utils Comm - (MN) | 2012 | Springfield (MN) | MN | Brown | 4 | Natural Gas Steam Turbine | ST |  | S | X | X |  |  | 4 | 1 | 3.7 | 3.8 | 0.5 | N |  |  | RE | X | 88 | 1961 | 12 | 2002 | N | Electric Utility | 1 | X X: X; RC RC: NG; NG NG: DFO |  |  | N |  |  | 10M | [7 empty] | N | N | N
17824 | Spring Valley Pub Utils Comm | 2013 | Spring Valley | MN | Fillmore | 1 | Petroleum Liquids | IC |  | S | X | X |  |  | 0.8 |  | 0.8 | 0.8 |  |  |  |  | RE | X | 1 | 1949 | 1 | 2007 | N | Electric Utility | 1 | X X: X; RC RC: DFO |  |  | N
63000 | City of Truman | 2015 | Truman | MN | Martin | 1 | Petroleum Liquids | IC |  | S | X | X |  |  | 0.2 | 0.8 | 0.2 | 0.2 | 0 | N |  |  | RE | X | 9 | 1938 | 1 | 2017 | N | Electric Utility | 1 | X X: X; RC RC: DFO; NG NG: NG |  |  | N | N |  | 1H | [7 empty] | N
63000 | City of Truman | 2015 | Truman | MN | Martin | 2 | Petroleum Liquids | IC |  | S | X | X |  |  | 0.2 | 0.8 | 0.2 | 0.2 | 0 | N |  |  | RE | X | 9 | 1938 | 1 | 2017 | N | Electric Utility | 1 | X X: X; RC RC: DFO; NG NG: NG |  |  | N | N |  | 1H | [7 empty] | N
63000 | City of Truman | 2015 | Truman | MN | Martin | 4 | Petroleum Liquids | IC |  | S | X | X |  |  | 0.7 | 0.8 | 0.7 | 0.7 | 0 | N |  |  | RE | X | 6 | 1954 | 1 | 2017 | N | Electric Utility | 1 | X X: X; RC RC: DFO; NG NG: NG |  |  | N | N |  | 1H | [7 empty] | N
63000 | City of Truman | 2015 | Truman | MN | Martin | 5 | Petroleum Liquids | IC |  | S | X | X |  |  | 0.8 | 0.8 | 0.8 | 0.8 | 0 | N |  |  | RE | X | 6 | 1961 | 1 | 2017 | N | Electric Utility | 1 | X X: X; RC RC: DFO; NG NG: NG |  |  | N | N |  | 1H | [7 empty] | N
19883 | City of Virginia - (MN) | 2018 | Virginia | MN | St Louis | 1A | Conventional Steam Coal | ST |  | S | X | X |  |  | 4 |  | 4 | 4 | 1 | N |  |  | RE | X | 8 | 1992 | 8 | 2006 | Y | Electric Utility | 1 | X X: T; RC RC: SUB; NG NG: WDS; DFO DFO: NG |  |  | N | N |  | 12H |  |  | Y |  | Y |  |  | N | N | N
20430 | City of Westbrook | 2021 | Westbrook | MN | Cottonwood | 3 | Petroleum Liquids | IC |  | S | X | X |  |  | 0.5 |  | 0.4 | 0.5 |  |  |  |  | RE | X | 88 | 1940 | 8 | 2001 | N | Electric Utility | 1 | X X: X; RC RC: DFO | [13 empty] | N
20430 | City of Westbrook | 2021 | Westbrook | MN | Cottonwood | 4 | Petroleum Liquids | IC |  | S | X | X |  |  | 0.7 |  | 0.6 | 0.7 |  |  |  |  | RE | X | 88 | 1952 | 9 | 2002 | N | Electric Utility | 1 | X X: X; RC RC: DFO |  |  | N | [10 empty] | N
20737 | Willmar Municipal Utilities | 2022 | Willmar | MN | Kandiyohi | 3 | Natural Gas Steam Turbine | ST |  | S | X | X |  |  | 18 | 0.85 | 16.8 | 16.8 | 5 | N |  |  | RE | X | 11 | 1970 | 7 | 2020 | Y | Electric Utility | 1 | X X: B; RC RC: NG; NG NG: SUB; DFO DFO: NG |  |  | N | N |  | OVER |  |  | Y |  | Y |  |  | Y | N | N
20737 | Willmar Municipal Utilities | 2022 | Willmar | MN | Kandiyohi | ST1 | Conventional Steam Coal | ST |  | S | X | X |  |  | 4 |  | 4 | 4 |  | N |  |  | RE | X | 10 | 1949 | 12 | 2006 | N | Electric Utility | 1 | X X: X; RC RC: SUB; NG NG: NG |  |  | N | [10 empty] | N | N | N
20737 | Willmar Municipal Utilities | 2022 | Willmar | MN | Kandiyohi | ST2 | Natural Gas Steam Turbine | ST |  | S | X | X |  |  | 8 | 0.8 | 6.5 | 6.5 | 6.5 | N |  |  | RE | X | 9 | 1956 | 7 | 2020 | Y | Electric Utility | 1 | [11 empty] | N | N |  | OVER |  |  |  |  | N |  |  | N | N | N | bar: X X to RC RC; DFO DFO
7570 | Great River Energy | 2039 | Elk River | MN | Sherburne | 1 | Municipal Solid Waste | ST |  | S | X | X | GRE.ELKRI1 | GRE.ELKRI1 | 11.5 | 0.85 | 8.9 | 8.9 | 5 | N |  |  | RE | X | 1 | 1951 | 3 | 2019 | N | Electric Utility | 1 | X X: X; RC RC: MSW; NG NG: DFO; DFO DFO: NG; DFO DFO: NG |  |  | N | N |  | 12H | [7 empty] | Y | Y | N
7570 | Great River Energy | 2039 | Elk River | MN | Sherburne | 2 | Municipal Solid Waste | ST |  | S | X | X | GRE.ELKRI1 | GRE.ELKRI1 | 11.5 | 0.85 | 9 | 9 | 5 | N |  |  | RE | X | 1 | 1951 | 3 | 2019 | N | Electric Utility | 1 | X X: X; RC RC: MSW; NG NG: DFO; DFO DFO: NG; DFO DFO: NG |  |  | N | N |  | 12H | [7 empty] | Y | Y | N
7570 | Great River Energy | 2039 | Elk River | MN | Sherburne | 3 | Municipal Solid Waste | ST |  | S | X | X | GRE.ELKRI1 | GRE.ELKRI1 | 25 | 0.85 | 16.9 | 16.9 | 10 | N |  |  | RE | X | 1 | 1959 | 3 | 2019 | N | Electric Utility | 1 | X X: X; RC RC: MSW; NG NG: NG; DFO DFO: NG | [5 empty] | 12H | [7 empty] | Y | Y | N
12686 | Mississippi Power Co | 2046 | Eaton | MS | Forrest | 1 | Natural Gas Steam Turbine | ST |  | S | X | X |  |  | 25.9 |  | 24.5 | 24.5 |  |  |  |  | RE | X | 3 | 1945 | 12 | 2012 | N | Electric Utility | 1 | [11 empty] | N | bar: X X to RC RC; DFO DFO
12686 | Mississippi Power Co | 2046 | Eaton | MS | Forrest | 2 | Natural Gas Steam Turbine | ST |  | S | X | X |  |  | 25.9 |  | 24.5 | 24.5 |  |  |  |  | RE | X | 7 | 1947 | 12 | 2012 | N | Electric Utility | 1 | [11 empty] | N | bar: X X to RC RC; DFO DFO
12686 | Mississippi Power Co | 2046 | Eaton | MS | Forrest | 3 | Natural Gas Steam Turbine | ST |  | S | X | X |  |  | 25.9 |  | 24.6 | 24.6 |  |  |  |  | RE | X | 8 | 1949 | 12 | 2012 | N | Electric Utility | 1 | [11 empty] | N | bar: X X to RC RC; DFO DFO
12686 | Mississippi Power Co | 2048 | Sweatt | MS | Lauderdale | 1 | Natural Gas Steam Turbine | ST |  | S | X | X |  |  | 46 | 0.85 | 46 | 46 | 17 | N |  |  | RE | X | 5 | 1951 | 7 | 2016 | N | Electric Utility | 1 | [11 empty] | N | N |  | 12H | [7 empty] | N | N | N | bar: X X to RC RC
12686 | Mississippi Power Co | 2048 | Sweatt | MS | Lauderdale | 2 | Natural Gas Steam Turbine | ST |  | S | X | X |  |  | 49 | 0.85 | 46 | 46 | 17 | N |  |  | RE | X | 6 | 1953 | 7 | 2016 | N | Electric Utility | 1 | [11 empty] | N | N |  | 12H | [7 empty] | N | N | N | bar: X X to RC RC
12686 | Mississippi Power Co | 2049 | Jack Watson | MS | Harrison | 1 | Natural Gas Steam Turbine | ST |  | S | X | X |  |  | 93.8 | 0.85 | 76 | 76 | 20 | N |  |  | RE | X | 6 | 1957 | 7 | 2015 | N | Electric Utility | 1 | [11 empty] | N | N |  | 12H | [7 empty] | N | N | N | bar: X X to RC RC; DFO DFO
12686 | Mississippi Power Co | 2049 | Jack Watson | MS | Harrison | 2 | Natural Gas Steam Turbine | ST |  | S | X | X |  |  | 93.8 | 0.85 | 76 | 76 | 20 | N |  |  | RE | X | 5 | 1960 | 7 | 2015 | N | Electric Utility | 1 | [11 empty] | N | N |  | 12H | [8 empty] | N | N | bar: X X to RC RC; DFO DFO
12686 | Mississippi Power Co | 2049 | Jack Watson | MS | Harrison | 3 | Natural Gas Steam Turbine | ST |  | S | X | X |  |  | 108.8 | 0.85 | 107 | 107 | 30 | N |  |  | RE | X | 6 | 1962 | 3 | 2018 | N | Electric Utility | 1 | [11 empty] | N | N |  | OVER | [7 empty] | N | N | N | bar: X X to RC RC; DFO DFO
12685 | Entergy Mississippi LLC | 2050 | Baxter Wilson | MS | Warren | 2 | Natural Gas Steam Turbine | ST |  | S | X | X | EES.B_WILSON2 | EES.B_WILSON2 | 783 | 0.9 | 530.7 | 548.6 | 190 |  |  |  | RE | X | 10 | 1971 | 6 | 2018 | N | Electric Utility | 1 | X X: X; RC RC: NG; NG NG: DFO; DFO DFO: RFO; DFO DFO: DFO |  |  | N |  |  | OVER | [7 empty] | Y | Y | Y
12685 | Entergy Mississippi LLC | 2051 | Delta (MS) | MS | Bolivar | 1 | Natural Gas Steam Turbine | ST |  | S | X | X |  |  | 112.5 |  | 90 | 93 |  |  |  |  | RE | X | 12 | 1953 | 12 | 2012 | N | Electric Utility | 1 | X X: X; RC RC: NG; NG NG: RFO |  |  | N | [11 empty] | Y | Y
12685 | Entergy Mississippi LLC | 2051 | Delta (MS) | MS | Bolivar | 2 | Natural Gas Steam Turbine | ST |  | S | X | X |  |  | 112.5 |  | 87 | 89 |  |  |  |  | RE | X | 12 | 1953 | 12 | 2012 | N | Electric Utility | 1 | X X: X; RC RC: NG; NG NG: RFO |  |  | N | [11 empty] | Y | Y
12685 | Entergy Mississippi LLC | 2052 | Natchez | MS | Adams | 1 | Natural Gas Steam Turbine | ST |  | S | X | X |  |  | 66 |  | 73 | 73 |  |  |  |  | RE | X | 2 | 1951 | 6 | 2011 | N | Electric Utility | 1 | X X: X; RC RC: NG; NG NG: RFO |  |  | N
12685 | Entergy Mississippi LLC | 2053 | Rex Brown | MS | Hinds | 1 | Natural Gas Steam Turbine | ST |  | S | X | X |  |  | 34.5 | 0.77 | 15 | 15 |  |  |  |  | RE | X | 7 | 1948 | 6 | 2011 | N | Electric Utility | 1 | X X: X; RC RC: NG; NG NG: RFO |  |  | N
12685 | Entergy Mississippi LLC | 2053 | Rex Brown | MS | Hinds | 3 | Natural Gas Steam Turbine | ST |  | S | X | X | EES.RX_BRN3 | EES.RX_BRN3 | 66 | 0.85 | 29.3 | 29.3 | 17 |  |  |  | RE | X | 3 | 1951 | 6 | 2018 | N | Electric Utility | 1 | X X: X; RC RC: NG; NG NG: RFO; DFO DFO: NG |  |  | N |  |  | OVER | [7 empty] | N |  | N
12685 | Entergy Mississippi LLC | 2053 | Rex Brown | MS | Hinds | 4 | Natural Gas Steam Turbine | ST |  | S | X | X | EES.RX_BRN4 | EES.RX_BRN4 | 238.7 | 0.77 | 197.7 | 198.6 | 26 |  |  |  | RE | X | 7 | 1959 | 6 | 2019 | N | Electric Utility | 1 | X X: X; RC RC: NG; NG NG: RFO; DFO DFO: NG |  |  | N |  |  | OVER | [7 empty] | N |  | N
12685 | Entergy Mississippi LLC | 2053 | Rex Brown | MS | Hinds | GT1 | Petroleum Liquids | GT |  | S | X | X | EES.RX_BRN5_CT | EES.RX_BRN5_CT | 10 | 0.8 | 10.3 | 10.3 | 4 |  |  |  | RE | X | 11 | 1968 | 6 | 2019 | N | Electric Utility | 1 | X X: X; RC RC: DFO; DFO DFO: DFO |  |  | N |  |  | 1H | [7 empty] | N
3702 | Clarksdale Public Utilities | 2060 | Third Street | MS | Coahoma | 4 | Natural Gas Steam Turbine | ST |  | S | X | X |  |  | 4 | 1 | 4 | 4 |  | N |  |  | RE | X | 10 | 1951 | 7 | 2007 | N | Electric Utility | 1 | [11 empty] | N | bar: X X to RC RC
3702 | Clarksdale Public Utilities | 2060 | Third Street | MS | Coahoma | 5 | Natural Gas Steam Turbine | ST |  | S | X | X |  |  | 9 | 1 | 8 | 8 |  | N |  |  | RE | X | 10 | 1946 | 7 | 2007 | N | Electric Utility | 1 | [11 empty] | N | bar: X X to RC RC
17568 | Cooperative Energy | 2068 | Benndale | MS | George | 1 | Natural Gas Fired Combustion Turbine | GT |  | S | X | X | SME.BENN_GT |  | 16.2 | 0.85 | 14 | 16.2 | 14 | N |  |  | RE | X | 10 | 1969 | 3 | 2018 | N | Electric Utility | 1 | [11 empty] | N |  |  | 1H | [7 empty] | N | N | N | bar: X X to RC RC
17568 | Cooperative Energy | 2071 | Paulding | MS | Jasper | 1 | Petroleum Liquids | GT |  | S | X | X | SME.PAULDING |  | 20 | 0.85 | 16 | 20 | 16 | N |  |  | RE | X | 1 | 1972 | 8 | 2017 | N | Electric Utility | 1 | X X: X; RC RC: DFO |  |  | N |  |  | 1H | [7 empty] | N
5860 | Empire District Electric Co | 2076 | Asbury | MO | Jasper | 1 | Conventional Steam Coal | ST |  | S | X | X | EDEASB3491UN1_RA | EDEASB3491UN1_RA | 212.8 | 0.95 | 198 | 198 | 130 | N |  |  | RE | X | 6 | 1970 | 3 | 2020 | N | Electric Utility | 1 | X | SUB | BIT | DFO | TDF |  |  | DFO |  |  |  | N | N |  | 12H |  | N |  | Y | Y |  |  | Y | Y | N
5860 | Empire District Electric Co | 2076 | Asbury | MO | Jasper | 2 | Conventional Steam Coal | ST |  | S | X | X |  |  | 18.7 |  | 14.5 | 14.5 |  | N |  |  | RE | X | 4 | 1986 | 12 | 2013 | N | Electric Utility | 1 | X X: X; RC RC: SUB; NG NG: BIT; DFO DFO: DFO; RFO RFO: TDF |  |  | N |  |  |  |  | Y |  |  | Y |  |  |  | Y | N
10000 | Evergy Metro | 2078 | Grand Avenue | MO | Jackson | 7 | Natural Gas Steam Turbine | ST |  | S | X | X |  |  | 43 |  | 33 | 33 |  |  |  |  | RE | X | 11 | 1929 | 12 | 2003 | N | Electric Utility | 1 | bar: X X to RC RC
10000 | Evergy Metro | 2078 | Grand Avenue | MO | Jackson | 9 | Natural Gas Steam Turbine | ST |  | S | X | X |  |  | 40.2 |  | 32 | 32 |  |  |  |  | RE | X | 2 | 1948 | 12 | 2003 | N | Electric Utility | 1 | bar: X X to RC RC
10000 | Evergy Metro | 2080 | Montrose | MO | Henry | 1 | Conventional Steam Coal | ST |  | S | X | X | KCPLMONTROSEUNMON1 | MONTROSEUNMON1 | 188 | 0.85 | 170 | 170 | 50 |  |  |  | RE | X | 7 | 1958 | 4 | 2016 | N | Electric Utility | 1 | X X: X; RC RC: SUB; DFO DFO: DFO |  |  | N | N |  | OVER |  | Y |  |  | Y |  |  | N | N | N
10000 | Evergy Metro | 2080 | Montrose | MO | Henry | 2 | Conventional Steam Coal | ST |  | S | X | X | KCPLMONTROSEUNMON2 | MONTROSEUNMON2 | 188 | 0.85 | 164 | 164 | 50 |  |  |  | RE | X | 4 | 1960 | 12 | 2018 | N | Electric Utility | 1 | X X: X; RC RC: SUB; DFO DFO: DFO |  |  | N | N |  | OVER |  | Y |  |  | Y |  |  | N | N | N
10000 | Evergy Metro | 2080 | Montrose | MO | Henry | 3 | Conventional Steam Coal | ST |  | S | X | X | KCPLMONTROSEUNMON3 | MONTROSEUNMON3 | 188 | 0.9 | 170 | 170 | 60 |  |  |  | RE | X | 5 | 1964 | 12 | 2018 | N | Electric Utility | 1 | X X: X; RC RC: SUB; DFO DFO: DFO |  |  | N | N |  | OVER |  | Y |  |  | Y |  |  | N | N | N
19436 | Union Electric Co - (MO) | 2083 | Kirksville | MO | Adair | 1 | Natural Gas Fired Combustion Turbine | GT |  | S | X | X | AMMO.KIRK2CTG1 | AMMO.KIRK2CTG1 | 15 | 0.85 | 13 | 16 | 4 | N |  |  | RE | X | 12 | 1967 | 1 | 2018 | N | Electric Utility | 1 | [11 empty] | N |  |  | 1H | [7 empty] | N | bar: X X to RC RC
56211 | Evergy Missouri West | 2094 | Sibley | MO | Jackson | 1 | Conventional Steam Coal | ST |  | S | X | X | MPSSIBLEYUN1 | MPSSIBLEYUN1 | 55 | 0.86 | 42.2 | 42.2 | 30 |  |  |  | RE | X | 6 | 1960 | 6 | 2017 | N | Electric Utility | 1 | X X: X; RC RC: SUB; DFO DFO: PG |  |  |  | N |  | 12H |  | N |  | Y | Y |  |  | N
56211 | Evergy Missouri West | 2094 | Sibley | MO | Jackson | 2 | Conventional Steam Coal | ST |  | S | X | X | MPSSIBLEYUN2 |  | 50 | 0.85 | 42.1 | 42.1 | 30 |  |  |  | RE | X | 5 | 1962 | 12 | 2018 | N | Electric Utility | 1 | X X: X; RC RC: SUB; DFO DFO: PG |  |  |  | N |  | 12H |  | N |  | Y | Y |  |  | N
56211 | Evergy Missouri West | 2094 | Sibley | MO | Jackson | 3 | Conventional Steam Coal | ST |  | S | X | X | MPSSIBLEYUN3 |  | 419 | 0.9 | 364.1 | 364.1 | 260 |  |  |  | RE | X | 6 | 1969 | 12 | 2018 | N | Electric Utility | 1 | X X: X; RC RC: SUB; NG NG: TDF; DFO DFO: PG |  |  |  | N |  | OVER |  | N |  | Y |  | Y |  | N
19436 | Union Electric Co - (MO) | 2096 | Viaduct | MO | Cape Girardeau | 1 | Natural Gas Fired Combustion Turbine | GT |  | S | X | X |  |  | 30.6 |  | 25 | 34 |  | N |  |  | RE | X | 11 | 1967 | 9 | 2011 | N | Electric Utility | 1 | [11 empty] | N | [10 empty] | N | N | N | bar: X X to RC RC
19436 | Union Electric Co - (MO) | 2102 | Howard Bend | MO | St Louis | 1 | Petroleum Liquids | GT |  | S | X | X |  |  | 47.4 | 0.9 | 39 | 48 | 5 | N |  |  | RE | X | 7 | 1973 | 2 | 2015 | N | Electric Utility | 1 | X X: X; RC RC: DFO |  |  | N |  |  | 10M |  | N | [5 empty] | N
2647 | City of Butler - (MO) | 2115 | Butler Municipal Power Plant | MO | Bates | 3 | Petroleum Liquids | IC |  | S | X | X |  |  | 0.8 | 0.8 | 0.6 | 0.6 | 0.4 | N |  |  | RE | X | 6 | 1946 | 6 | 2015 | N | Electric Utility | 1 | X X: X; RC RC: DFO; NG NG: NG |  |  | N | N |  | 12H | [7 empty] | N |  | N
2647 | City of Butler - (MO) | 2115 | Butler Municipal Power Plant | MO | Bates | 4 | Petroleum Liquids | IC |  | S | X | X |  |  | 1.4 | 0.8 | 1 | 1 | 0.6 | N |  |  | RE | X | 9 | 1952 | 7 | 2020 | N | Electric Utility | 1 | X X: X; RC RC: DFO; NG NG: NG |  |  | N | N |  | 12H | [7 empty] | N |  | N
3082 | Carrollton Board of Public Wks | 2120 | Carrollton | MO | Carroll | 1 | Petroleum Liquids | IC |  | S | X | X |  |  | 0.3 |  | 0.3 | 0.3 |  | N |  |  | RE | X | 88 | 1941 | 8 | 1950 | N | Electric Utility | 1 | X X: X; RC RC: DFO | [13 empty] | N
3082 | Carrollton Board of Public Wks | 2120 | Carrollton | MO | Carroll | 2 | Petroleum Liquids | IC |  | S | X | X |  |  | 0.3 |  | 0.3 | 0.3 |  | N |  |  | RE | X | 88 | 1941 | 8 | 1950 | N | Electric Utility | 1 | X X: X; RC RC: DFO | [13 empty] | N
3082 | Carrollton Board of Public Wks | 2120 | Carrollton | MO | Carroll | 4 | Natural Gas Internal Combustion Engine | IC |  | S | X | X |  |  | 0.8 |  | 0.7 | 0.7 |  | N |  |  | RE | X | 88 | 1963 | 7 | 2005 | N | Electric Utility | 1 | X X: X; RC RC: NG; NG NG: DFO |  |  | N | [10 empty] | N | N
3082 | Carrollton Board of Public Wks | 2120 | Carrollton | MO | Carroll | 5 | Natural Gas Internal Combustion Engine | IC |  | S | X | X |  |  | 0.9 |  | 0.8 | 0.8 |  | N |  |  | RE | X | 88 | 1951 | 7 | 2005 | N | Electric Utility | 1 | X X: X; RC RC: NG; NG NG: DFO | [13 empty] | N | N
3082 | Carrollton Board of Public Wks | 2120 | Carrollton | MO | Carroll | 6 | Natural Gas Internal Combustion Engine | IC |  | S | X | X |  |  | 1.1 |  | 1 | 1.1 |  | N |  |  | RE | X | 88 | 1956 | 8 | 2005 | N | Electric Utility | 1 | X X: X; RC RC: NG; NG NG: DFO |  |  | N | [10 empty] | N | N
3486 | Chillicothe Municipal Utils | 2122 | Chillicothe | MO | Livingston | 4A | Conventional Steam Coal | ST |  | S | X | X |  |  | 2.5 |  | 2.5 | 2.5 |  |  |  |  | RE | X | 6 | 1938 | 3 | 2004 | N | Electric Utility | 1 | X X: X; RC RC: BIT |  |  | N
3486 | Chillicothe Municipal Utils | 2122 | Chillicothe | MO | Livingston | 5 | Conventional Steam Coal | ST |  | S | X | X |  |  | 5 |  | 5 | 5 |  |  |  |  | RE | X | 8 | 1948 | 3 | 2004 | N | Electric Utility | 1 | X X: X; RC RC: BIT |  |  | N
3486 | Chillicothe Municipal Utils | 2122 | Chillicothe | MO | Livingston | 6 | Conventional Steam Coal | ST |  | S | X | X |  |  | 6 |  | 6 | 6 | 0 |  |  |  | RE | X | 9 | 1958 | 3 | 2004 | N | Electric Utility | 1 | X X: X; RC RC: BIT |  |  | N
4045 | City of Columbia - (MO) | 2123 | Columbia (MO) | MO | Boone | 5 | Conventional Steam Coal | ST |  | S | X | X | CWLD.CWLD | CWLD.CWLD | 16.5 | 0.89 | 16.5 | 16.5 | 9 |  |  |  | RE | X | 1 | 1957 | 4 | 2016 | N | Electric Utility | 1 | X X: X; RC RC: BIT; DFO DFO: BIT |  |  | N | N |  | 12H |  | Y |  |  | Y |  |  | N
4045 | City of Columbia - (MO) | 2123 | Columbia (MO) | MO | Boone | 7 | Conventional Steam Coal | ST |  | S | X | X | CWLD.CWLD | CWLD.CWLD | 22 | 0.91 | 22 | 22 | 10 | N |  |  | RE | X | 1 | 1965 | 12 | 2019 | N | Electric Utility | 1 | X X: X; RC RC: BIT; DFO DFO: BIT |  |  | N | N |  | 12H |  | Y |  |  | Y |  |  | N
6839 | City of Fulton - (MO) | 2126 | Fulton (MO) | MO | Callaway | IC2 | Petroleum Liquids | IC |  | S | X | X |  |  | 5 |  | 4.1 | 4.5 |  |  |  |  | RE | X | 10 | 1966 | 5 | 2012 | N | Electric Utility | 1 | X X: X; RC RC: DFO; NG NG: NG |  |  | N | N | [9 empty] | N | N | Y
9231 | City of Independence - (MO) | 2132 | Blue Valley | MO | Jackson | GT1 | Natural Gas Fired Combustion Turbine | GT |  | S | X | X |  |  | 61 | 0.85 | 50 | 50 | 10 | N |  |  | RE | X | 5 | 1976 | 2 | 2014 | N | Electric Utility | 1 | X X: X; RC RC: NG; NG NG: DFO |  |  | N | N |  | OVER | [7 empty] | Y | Y | Y
9603 | City of Jackson - (MO) | 2137 | Jackson (MO) | MO | Cape Girardeau | 1 | Petroleum Liquids | IC |  | S | X | X |  |  | 1 | 0.8 | 0.9 | 0.9 | 1 | N |  |  | RE | X | 6 | 1954 | 1 | 2006 | N | Electric Utility | 1 | X X: X; RC RC: DFO; NG NG: NG |  |  | N | N |  | 1H | [7 empty] | Y | N | Y
9603 | City of Jackson - (MO) | 2137 | Jackson (MO) | MO | Cape Girardeau | 2 | Petroleum Liquids | IC |  | S | X | X |  |  | 1 | 0.8 | 0.9 | 0.9 | 1 | N |  |  | RE | X | 6 | 1954 | 1 | 2006 | N | Electric Utility | 1 | X X: X; RC RC: DFO; NG NG: NG |  |  | N | N |  | 1H | [7 empty] | Y | N | Y
10152 | City of Kennett - (MO) | 2139 | Kennett | MO | Dunklin | 1 | Petroleum Liquids | IC |  | S | X | X | SPP/KENN |  | 0.4 | 0.8 | 0.4 | 0.4 | 0.3 | N |  |  | RE | X | 8 | 1942 | 12 | 2019 | N | Electric Utility | 1 | X X: X; RC RC: DFO |  |  | N | N |  | 1H | [7 empty] | N | N | N
10152 | City of Kennett - (MO) | 2139 | Kennett | MO | Dunklin | 2 | Petroleum Liquids | IC |  | S | X | X | SPP/KENN |  | 0.4 | 0.8 | 0.4 | 0.4 | 0.3 | N |  |  | RE | X | 8 | 1942 | 12 | 2019 | N | Electric Utility | 1 | X X: X; RC RC: DFO |  |  | N | N |  | 1H | [7 empty] | N | N | N
10152 | City of Kennett - (MO) | 2139 | Kennett | MO | Dunklin | 3 | Petroleum Liquids | IC |  | S | X | X | SPP/KENN |  | 0.8 | 0.8 | 0.8 | 0.8 | 0.7 | N |  |  | RE | X | 8 | 1945 | 12 | 2019 | N | Electric Utility | 1 | X X: X; RC RC: DFO |  |  | N | N |  | 1H | [7 empty] | N | N | N
10152 | City of Kennett - (MO) | 2139 | Kennett | MO | Dunklin | 4 | Natural Gas Internal Combustion Engine | IC |  | S | X | X | SPP/KENN |  | 2.5 | 0.8 | 2.2 | 2.2 | 2 | N |  |  | RE | X | 8 | 1955 | 12 | 2019 | N | Electric Utility | 1 | X X: X; RC RC: NG; NG NG: DFO |  |  | N | N |  | 1H | [7 empty] | Y | Y | Y
10152 | City of Kennett - (MO) | 2139 | Kennett | MO | Dunklin | 5 | Petroleum Liquids | IC |  | S | X | X | SPP/KENN |  | 1.4 | 0.8 | 1.3 | 1.3 | 1.1 | N |  |  | RE | X | 8 | 1949 | 12 | 2019 | N | Electric Utility | 1 | X X: X; RC RC: DFO |  |  | N | N |  | 1H | [7 empty] | N | N | N
10152 | City of Kennett - (MO) | 2139 | Kennett | MO | Dunklin | 6 | Natural Gas Internal Combustion Engine | IC |  | S | X | X | SPP/KENN |  | 2 | 0.8 | 1.8 | 1.8 | 1.6 | N |  |  | RE | X | 8 | 1951 | 12 | 2019 | N | Electric Utility | 1 | X X: X; RC RC: NG; NG NG: DFO |  |  | N | N |  | 1H | [7 empty] | Y | Y | Y
10152 | City of Kennett - (MO) | 2139 | Kennett | MO | Dunklin | 7 | Natural Gas Internal Combustion Engine | IC |  | S | X | X | SPP/KENN |  | 2.5 | 0.8 | 2.2 | 2.2 | 2 | N |  |  | RE | X | 8 | 1960 | 12 | 2019 | N | Electric Utility | 1 | X X: X; RC RC: NG; NG NG: DFO |  |  | N |  |  | 1H | [7 empty] | Y | Y | Y
10152 | City of Kennett - (MO) | 2139 | Kennett | MO | Dunklin | 8 | Natural Gas Internal Combustion Engine | IC |  | S | X | X | SPP/KENN |  | 3.1 | 0.8 | 2.8 | 2.8 | 2.5 | N |  |  | RE | X | 8 | 1962 | 12 | 2019 | N | Electric Utility | 1 | X X: X; RC RC: NG; NG NG: DFO |  |  | N | N |  | 1H | [7 empty] | Y | Y | Y
10538 | City of La Plata - (MO) | 2140 | La Plata | MO | Macon | 5 | Petroleum Liquids | IC |  | S | X | X |  |  | 0.9 |  | 0.8 | 0.9 |  |  |  |  | RE | X | 88 | 1960 | 12 | 2002 | N | Electric Utility | 1 | X X: X; RC RC: DFO |  |  | N | N
10538 | City of La Plata - (MO) | 2140 | La Plata | MO | Macon | 6 | Petroleum Liquids | IC |  | S | X | X |  |  | 1 |  | 0.9 | 0.9 |  |  |  |  | RE | X | 4 | 1990 | 2 | 2009 | N | Electric Utility | 1 | X X: X; RC RC: DFO |  |  | N
10538 | City of La Plata - (MO) | 2140 | La Plata | MO | Macon | 7 | Petroleum Liquids | IC |  | S | X | X |  |  | 1 |  | 0.9 | 0.9 |  |  |  |  | RE | X | 4 | 1990 | 2 | 2009 | N | Electric Utility | 1 | X X: X; RC RC: DFO |  |  | N
10538 | City of La Plata - (MO) | 2140 | La Plata | MO | Macon | 8 | Petroleum Liquids | IC |  | S | X | X |  |  | 1 |  | 0.9 | 0.9 |  |  |  |  | RE | X | 12 | 1998 | 3 | 2012 | N | Electric Utility | 1 | X X: X; RC RC: DFO |  |  | N
10538 | City of La Plata - (MO) | 2140 | La Plata | MO | Macon | 9 | Petroleum Liquids | IC |  | S | X | X |  |  | 1 |  | 0.9 | 0.9 |  | N |  |  | RE | X | 12 | 1998 | 3 | 2012 | N | Electric Utility | 1 | X X: X; RC RC: DFO |  |  | N
11460 | City of Macon - (MO) | 2141 | Macon | MO | Macon | 1 | Petroleum Liquids | IC |  | S | X | X |  |  | 5.2 |  | 4.8 | 4.8 |  | N |  |  | RE | X | 8 | 1968 | 7 | 2012 | N | Electric Utility | 1 | X X: X; RC RC: DFO; NG NG: NG |  |  | N | N | [9 empty] | N | N | N
11460 | City of Macon - (MO) | 2141 | Macon | MO | Macon | 3 | Petroleum Liquids | IC |  | S | X | X |  |  | 5 | 0.8 | 4.6 | 4.6 | 2.8 | N |  |  | RE | X | 8 | 1971 | 4 | 2018 | N | Electric Utility | 1 | X X: X; RC RC: DFO; NG NG: NG |  |  | N | N |  | 12H | [7 empty] | N | N | N
11540 | City of Malden - (MO) | 2142 | Malden | MO | Dunklin | 1 | Petroleum Liquids | IC |  | S | X | X |  |  | 1.4 |  | 1.2 | 1.2 |  |  |  |  | RE | X | 8 | 1951 | 2 | 2013 | N | Electric Utility | 1 | X X: X; RC RC: DFO; NG NG: NG |  |  | N | N | 0 | 1H | [7 empty] | N | N | N
11732 | City of Marshall - (MO) | 2144 | Marshall (MO) | MO | Saline | 3 | Natural Gas Steam Turbine | ST |  | S | X | X |  |  | 4 | 0.8 | 3.9 | 3.9 | 1.5 | N |  |  | RE | X | 6 | 1948 | 7 | 2014 | N | Electric Utility | 1 | [11 empty] | N | N |  | OVER | [7 empty] | N | N | N | bar: X X to RC RC; DFO DFO
11732 | City of Marshall - (MO) | 2144 | Marshall (MO) | MO | Saline | 4 | Conventional Steam Coal | ST |  | S | X | X |  |  | 6 | 0.8 | 5.8 | 5.9 | 1.5 | N |  |  | RE | X | 7 | 1956 | 7 | 2016 | N | Electric Utility | 1 | X X: X; RC RC: BIT; NG NG: NG; DFO DFO: WDS; DFO DFO: NG |  |  | N | N |  | OVER |  |  | Y |  | Y |  |  | N | Y | N
11732 | City of Marshall - (MO) | 2144 | Marshall (MO) | MO | Saline | 5 | Conventional Steam Coal | ST |  | S | X | X | MO.KC.MARS5.MP | MO.KC.MARS5.MP | 16.5 | 0.85 | 16 | 16.2 | 6 | N |  |  | RE | X | 7 | 1967 | 12 | 2016 | N | Electric Utility | 1 | X X: X; RC RC: BIT; NG NG: NG; DFO DFO: NG |  |  | N | N |  | OVER |  | Y |  |  | Y |  |  | N | N | N
12802 | City of Monroe City - (MO) | 2146 | Monroe (MO) | MO | Monroe | 1 | Petroleum Liquids | IC |  | S | X | X |  |  | 0.7 |  | 0.7 | 0.7 |  | N |  |  | RE | X | 8 | 1940 | 12 | 2001 | N | Electric Utility | 1 | X X: X; RC RC: DFO |  |  | N |  |  | 12H | [7 empty] | N
12802 | City of Monroe City - (MO) | 2146 | Monroe (MO) | MO | Monroe | 2 | Petroleum Liquids | IC |  | S | X | X |  |  | 1.3 |  | 1.3 | 1.3 |  | N |  |  | RE | X | 9 | 1955 | 1 | 2013 | N | Electric Utility | 1 | X X: X; RC RC: DFO; NG NG: NG |  |  | N |  |  | 12H | [7 empty] | N | Y | Y
12802 | City of Monroe City - (MO) | 2146 | Monroe (MO) | MO | Monroe | 3 | Natural Gas Internal Combustion Engine | IC |  | S | X | X |  |  | 1.1 |  | 1.1 | 1.1 |  | N |  |  | RE | X | 9 | 1964 | 1 | 2013 | N | Electric Utility | 1 | X X: X; RC RC: NG; NG NG: DFO |  |  | N |  |  | 12H | [7 empty] | N | Y | Y
12802 | City of Monroe City - (MO) | 2146 | Monroe (MO) | MO | Monroe | 4 | Natural Gas Internal Combustion Engine | IC |  | S | X | X |  |  | 1.1 |  | 1.1 | 1.1 |  |  |  |  | RE | X | 9 | 1958 | 1 | 2013 | N | Electric Utility | 1 | X X: X; RC RC: NG; NG NG: DFO |  |  | N |  |  | 12H | [7 empty] | N | Y | Y
12802 | City of Monroe City - (MO) | 2146 | Monroe (MO) | MO | Monroe | 6 | Natural Gas Internal Combustion Engine | IC |  | S | X | X |  |  | 2 |  | 2 | 2 |  |  |  |  | RE | X | 1 | 1971 | 1 | 2013 | N | Electric Utility | 1 | X X: X; RC RC: NG; NG NG: DFO | [5 empty] | 12H | [7 empty] | N | Y | Y
12802 | City of Monroe City - (MO) | 2146 | Monroe (MO) | MO | Monroe | 7 | Natural Gas Internal Combustion Engine | IC |  | S | X | X |  |  | 2.2 |  | 2.2 | 2.2 |  |  |  |  | RE | X | 8 | 1973 | 1 | 2013 | N | Electric Utility | 1 | X X: X; RC RC: NG; NG NG: DFO | [5 empty] | 12H | [7 empty] | Y | Y | Y
17177 | City of Sikeston - (MO) | 2158 | Coleman | MO | Scott | IC1 | Petroleum Liquids | IC |  | S | X | X |  |  | 2 |  | 2 | 2 |  | N |  |  | RE | X | 6 | 1965 | 6 | 2011 | N | Electric Utility | 1 | X X: X; RC RC: DFO |  |  | N
17177 | City of Sikeston - (MO) | 2158 | Coleman | MO | Scott | IC2 | Petroleum Liquids | IC |  | S | X | X |  |  | 2.3 |  | 2.3 | 2.3 |  | N |  |  | RE | X | 6 | 1967 | 6 | 2011 | N | Electric Utility | 1 | X X: X; RC RC: DFO |  |  | N
17833 | City Utilities of Springfield - (MO) | 2161 | James River Power Station | MO | Greene | 1 | Conventional Steam Coal | ST |  | S | X | X | SPRM_JRPS1 |  | 22 | 0.85 | 21 | 21 | 10 | N |  |  | RE | X | 8 | 1957 | 12 | 2017 | N | Electric Utility | 1 | X | SUB | NG | WDS | DFO | BIT |  | NG |  |  |  | N | N |  | 12H |  | Y |  |  | Y |  |  | N | N | N
17833 | City Utilities of Springfield - (MO) | 2161 | James River Power Station | MO | Greene | 2 | Conventional Steam Coal | ST |  | S | X | X | SPRM_JRPS2 |  | 22 | 0.85 | 21 | 21 | 10 | N |  |  | RE | X | 6 | 1957 | 12 | 2017 | N | Electric Utility | 1 | X | SUB | NG | WDS | DFO | BIT |  | NG |  |  |  | N | N |  | 12H |  | Y |  |  | Y |  |  | N | N | N
17833 | City Utilities of Springfield - (MO) | 2161 | James River Power Station | MO | Greene | 3 | Conventional Steam Coal | ST |  | S | X | X | SPRM_JRPS3 |  | 44 | 0.85 | 41 | 41 | 22 | N |  |  | RE | X | 2 | 1960 | 12 | 2017 | N | Electric Utility | 1 | X | SUB | NG | WDS | DFO | BIT |  | NG |  |  |  | N | N |  | 12H |  | Y |  |  | Y |  |  | N | N | N
17833 | City Utilities of Springfield - (MO) | 2161 | James River Power Station | MO | Greene | 4 | Natural Gas Steam Turbine | ST |  | S | X | X | SPRM_JRPS4 |  | 60 | 0.85 | 56 | 56 | 36 | N |  |  | RE | X | 5 | 1964 | 12 | 2020 | N | Electric Utility | 1 | [11 empty] | N | N |  | 12H | [7 empty] | N | N | N | bar: X X to RC RC; DFO DFO
17833 | City Utilities of Springfield - (MO) | 2161 | James River Power Station | MO | Greene | 5 | Natural Gas Steam Turbine | ST |  | S | X | X | SPRM_JRPS5 |  | 105 | 0.85 | 97 | 97 | 46 | N |  |  | RE | X | 5 | 1970 | 12 | 2020 | N | Electric Utility | 1 | [11 empty] | N | N |  | OVER | [7 empty] | N | N | N | bar: X X to RC RC; DFO DFO
17833 | City Utilities of Springfield - (MO) | 2162 | Main Street (MO) | MO | Greene | 1 | Petroleum Liquids | GT |  | S | X | X |  |  | 15.3 |  | 12 | 12 |  | N |  |  | RE | X | 1 | 1968 | 10 | 2010 | N | Electric Utility | 1 | X X: X; RC RC: DFO |  |  | N
19150 | Trenton Municipal Utilities - (MO) | 2163 | Trenton Diesel | MO | Grundy | 1 | Petroleum Liquids | IC |  | S | X | X |  |  | 0.4 |  | 0.3 | 0.4 |  | N |  |  | RE | X | 12 | 1937 | 4 | 2013 | N | Electric Utility | 1 | X X: X; RC RC: DFO |  |  | N | N |  | 10M | [7 empty] | N
19150 | Trenton Municipal Utilities - (MO) | 2163 | Trenton Diesel | MO | Grundy | 2 | Petroleum Liquids | IC |  | S | X | X |  |  | 0.4 |  | 0.3 | 0.4 |  | N |  |  | RE | X | 1 | 1937 | 4 | 2013 | N | Electric Utility | 1 | X X: X; RC RC: DFO |  |  | N | N |  | 10M | [7 empty] | N
19150 | Trenton Municipal Utilities - (MO) | 2163 | Trenton Diesel | MO | Grundy | 4 | Petroleum Liquids | IC |  | S | X | X |  |  | 1 |  | 0.9 | 1 |  | N |  |  | RE | X | 1 | 1948 | 9 | 2011 | N | Electric Utility | 1 | X X: X; RC RC: DFO |  |  | N | N |  | 10M | [7 empty] | N
19150 | Trenton Municipal Utilities - (MO) | 2163 | Trenton Diesel | MO | Grundy | 5 | Petroleum Liquids | IC |  | S | X | X |  |  | 1.1 |  | 1 | 1.1 |  | N |  |  | RE | X | 1 | 1952 | 7 | 2011 | N | Electric Utility | 1 | X X: X; RC RC: DFO |  |  | N | N |  | 10M | [7 empty] | N
19150 | Trenton Municipal Utilities - (MO) | 2163 | Trenton Diesel | MO | Grundy | 6 | Petroleum Liquids | IC |  | S | X | X |  |  | 1.3 |  | 1.2 | 1.3 |  | N |  |  | RE | X | 88 | 1958 | 10 | 2010 | N | Electric Utility | 1 | X X: X; RC RC: DFO |  |  | N | N |  | 10M | [7 empty] | N
19150 | Trenton Municipal Utilities - (MO) | 2163 | Trenton Diesel | MO | Grundy | 7 | Petroleum Liquids | IC |  | S | X | X |  |  | 1 |  | 0.9 | 0.9 |  | N |  |  | RE | X | 88 | 1966 | 8 | 2010 | N | Electric Utility | 1 | X X: X; RC RC: DFO |  |  | N | N |  | 10M | [7 empty] | N
9231 | City of Independence - (MO) | 2171 | Missouri City | MO | Clay | 1 | Conventional Steam Coal | ST |  | S | X | X | INDNMO_CTY_1 | INDNMO_CTY_1 | 23 | 0.85 | 19 | 19 | 6 |  |  |  | RE | X | 6 | 1954 | 1 | 2016 | N | Electric Utility | 1 | X X: X; RC RC: BIT; NG NG: DFO; DFO DFO: DFO |  |  | N | N |  | OVER |  | Y |  |  | Y |  |  |  | N
9231 | City of Independence - (MO) | 2171 | Missouri City | MO | Clay | 2 | Conventional Steam Coal | ST |  | S | X | X | INDNMO_CTY_2 | INDNMO_CTY_2 | 23 | 0.85 | 19 | 19 | 6 |  |  |  | RE | X | 6 | 1954 | 1 | 2016 | N | Electric Utility | 1 | X X: X; RC RC: BIT; NG NG: DFO; DFO DFO: DFO |  |  | N | N |  | OVER |  | Y |  |  | Y |  |  |  | N
13902 | NorthWestern Energy | 2185 | Hauser | MT | Lewis and Clark | HAU4 | Conventional Hydroelectric | HY |  | S | X | X | NA | NA | 2.8 | 1 | 3 | 3 | 1 | N |  |  | RE | X | 11 | 1911 | 11 | 2017 | N | Electric Utility | 1 | X X: X; RC RC: WAT |  |  | N | N |  | 10M | [7 empty] | N
15298 | Talen Montana LLC | 2187 | J E Corette Plant | MT | Yellowstone | 1 | Conventional Steam Coal | ST |  | S | X | X | NA | NA | 172.8 | 0.85 | 130 | 130 | 70 |  |  |  | RE | X | 6 | 1968 | 3 | 2015 | N | IPP Non-CHP | 2 | X X: X; RC RC: SUB; NG NG: NG; DFO DFO: NG |  |  | N | N |  | OVER | N | Y |  |  | Y |  |  | N | N | N
13902 | NorthWestern Energy | 2190 | Milltown | MT | Missoula | 1 | Conventional Hydroelectric | HY | A031 | S | X | X |  |  | 0.6 |  | 2.6 |  |  | N |  |  | RE | X | 8 | 1908 | 12 | 2007 | N | Electric Utility | 1 | X X: X; RC RC: WAT
13902 | NorthWestern Energy | 2190 | Milltown | MT | Missoula | 2 | Conventional Hydroelectric | HY | A031 | S | X | X |  |  | 0.6 |  |  |  |  | N |  |  | RE | X | 8 | 1908 | 12 | 2007 | N | Electric Utility | 1 | X X: X; RC RC: WAT
13902 | NorthWestern Energy | 2190 | Milltown | MT | Missoula | 3 | Conventional Hydroelectric | HY | A031 | S | X | X |  |  | 0.6 |  |  |  |  | N |  |  | RE | X | 8 | 1908 | 12 | 2007 | N | Electric Utility | 1 | X X: X; RC RC: WAT
13902 | NorthWestern Energy | 2190 | Milltown | MT | Missoula | 4 | Conventional Hydroelectric | HY | A031 | S | X | X |  |  | 0.6 |  |  |  |  | N |  |  | RE | X | 8 | 1909 | 12 | 2007 | N | Electric Utility | 1 | X X: X; RC RC: WAT
13902 | NorthWestern Energy | 2190 | Milltown | MT | Missoula | 5 | Conventional Hydroelectric | HY | A031 | S | X | X |  |  | 0.6 |  |  |  |  | N |  |  | RE | X | 8 | 1927 | 12 | 2007 | N | Electric Utility | 1 | X X: X; RC RC: WAT
13902 | NorthWestern Energy | 2193 | Rainbow (MT) | MT | Cascade | RAI1 | Conventional Hydroelectric | HY |  | S | X | X |  |  | 4.5 |  | 4 | 4 |  | N |  |  | RE | X | 7 | 1910 | 4 | 2013 | N | Electric Utility | 1 | X X: X; RC RC: WAT | [13 empty] | N
13902 | NorthWestern Energy | 2193 | Rainbow (MT) | MT | Cascade | RAI2 | Conventional Hydroelectric | HY |  | S | X | X |  |  | 4.5 |  | 4 | 4 |  | N |  |  | RE | X | 7 | 1910 | 4 | 2013 | N | Electric Utility | 1 | X X: X; RC RC: WAT | [13 empty] | N
13902 | NorthWestern Energy | 2193 | Rainbow (MT) | MT | Cascade | RAI3 | Conventional Hydroelectric | HY |  | S | X | X |  |  | 4 |  | 4 | 4 |  | N |  |  | RE | X | 7 | 1910 | 4 | 2013 | N | Electric Utility | 1 | X X: X; RC RC: WAT | [13 empty] | N
13902 | NorthWestern Energy | 2193 | Rainbow (MT) | MT | Cascade | RAI4 | Conventional Hydroelectric | HY |  | S | X | X |  |  | 4 |  | 4 | 4 |  | N |  |  | RE | X | 7 | 1910 | 4 | 2013 | N | Electric Utility | 1 | X X: X; RC RC: WAT | [13 empty] | N
13902 | NorthWestern Energy | 2193 | Rainbow (MT) | MT | Cascade | RAI5 | Conventional Hydroelectric | HY |  | S | X | X |  |  | 4 |  | 4 | 4 |  | N |  |  | RE | X | 7 | 1910 | 4 | 2013 | N | Electric Utility | 1 | X X: X; RC RC: WAT | [13 empty] | N
13902 | NorthWestern Energy | 2193 | Rainbow (MT) | MT | Cascade | RAI6 | Conventional Hydroelectric | HY |  | S | X | X |  |  | 4 |  | 4 | 4 |  | N |  |  | RE | X | 7 | 1910 | 4 | 2013 | N | Electric Utility | 1 | X X: X; RC RC: WAT | [13 empty] | N
13902 | NorthWestern Energy | 2193 | Rainbow (MT) | MT | Cascade | RAI7 | Conventional Hydroelectric | HY |  | S | X | X |  |  | 5.8 |  | 6 | 6 |  | N |  |  | RE | X | 9 | 1917 | 4 | 2013 | N | Electric Utility | 1 | X X: X; RC RC: WAT | [13 empty] | N
13902 | NorthWestern Energy | 2193 | Rainbow (MT) | MT | Cascade | RAI8 | Conventional Hydroelectric | HY |  | S | X | X |  |  | 5.8 |  | 6 | 6 |  | N |  |  | RE | X | 9 | 1917 | 4 | 2013 | N | Electric Utility | 1 | X X: X; RC RC: WAT | [13 empty] | N
2888 | City of Cambridge - (NE) | 2223 | Cambridge | NE | Furnas | 1 | Petroleum Liquids | IC |  | S | X | X |  |  | 0.7 |  | 0.7 | 0.7 |  | N |  |  | RE | X | 7 | 1957 | 3 | 2005 | N | Electric Utility | 1 | X X: X; RC RC: DFO
2888 | City of Cambridge - (NE) | 2223 | Cambridge | NE | Furnas | 2 | Petroleum Liquids | IC |  | S | X | X |  |  | 0.9 |  | 0.8 | 0.8 |  | N |  |  | RE | X | 12 | 1963 | 3 | 2005 | N | Electric Utility | 1 | X X: X; RC RC: DFO
2888 | City of Cambridge - (NE) | 2223 | Cambridge | NE | Furnas | 3 | Petroleum Liquids | IC |  | S | X | X |  |  | 1.3 |  | 1.2 | 1.2 |  | N |  |  | RE | X | 8 | 1971 | 3 | 2005 | N | Electric Utility | 1 | X X: X; RC RC: DFO
2931 | Village of Campbell - (NE) | 2225 | Campbell Village | NE | Franklin | 1 | Petroleum Liquids | IC |  | S | X | X |  |  | 0.1 | 1 | 0.1 | 0.1 | 0.1 | N |  |  | RE | X | 9 | 1927 | 1 | 2004 | N | Electric Utility | 1 | X X: X; RC RC: DFO |  |  | N | [10 empty] | N
2931 | Village of Campbell - (NE) | 2225 | Campbell Village | NE | Franklin | 2 | Petroleum Liquids | IC |  | S | X | X |  |  | 0.1 | 1 | 0.1 | 0.1 | 0.1 | N |  |  | RE | X | 9 | 1937 | 1 | 2004 | N | Electric Utility | 1 | X X: X; RC RC: DFO |  |  | N | [10 empty] | N
2931 | Village of Campbell - (NE) | 2225 | Campbell Village | NE | Franklin | 3 | Petroleum Liquids | IC |  | S | X | X |  |  | 0.1 | 1 | 0.1 | 0.1 | 0.1 | N |  |  | RE | X | 9 | 1946 | 1 | 2004 | N | Electric Utility | 1 | X X: X; RC RC: DFO |  |  | N | [10 empty] | N
3373 | City of Chappell - (NE) | 2230 | Chappell | NE | Deuel | 1 | Petroleum Liquids | IC |  | S | X | X |  |  | 0.2 | 0.9 | 0.1 | 0.1 | 0.1 | N |  |  | RE | X | 1 | 1940 | 3 | 2016 | N | Electric Utility | 1 | X X: X; RC RC: DFO |  |  | N | N |  | 1H | [7 empty] | N | N | N
4527 | City of Crete | 2231 | Crete | NE | Saline | 1 | Petroleum Liquids | IC |  | S | X | X |  |  | 0.4 |  | 0.4 | 0.4 |  | N |  |  | RE | X | 9 | 1939 | 4 | 2013 | N | Electric Utility | 1 | X X: X; RC RC: DFO |  |  | N
4527 | City of Crete | 2231 | Crete | NE | Saline | 2 | Natural Gas Internal Combustion Engine | IC |  | S | X | X |  |  | 1.3 |  | 1.3 | 1.3 |  | N |  |  | RE | X | 5 | 1955 | 4 | 2013 | N | Electric Utility | 1 | X X: X; RC RC: NG; NG NG: DFO |  |  | N | [11 empty] | Y | Y
4527 | City of Crete | 2231 | Crete | NE | Saline | 3 | Natural Gas Internal Combustion Engine | IC |  | S | X | X |  |  | 0.9 |  | 0.8 | 0.9 |  | N |  |  | RE | X | 1 | 1951 | 4 | 2013 | N | Electric Utility | 1 | X X: X; RC RC: NG; NG NG: DFO |  |  | N | [11 empty] | Y | Y
4527 | City of Crete | 2231 | Crete | NE | Saline | 4 | Natural Gas Internal Combustion Engine | IC |  | S | X | X |  |  | 1.1 |  | 1 | 1.1 |  | N |  |  | RE | X | 6 | 1947 | 4 | 2013 | N | Electric Utility | 1 | X X: X; RC RC: NG; NG NG: DFO |  |  | N | [11 empty] | Y | Y
4527 | City of Crete | 2231 | Crete | NE | Saline | 5 | Natural Gas Internal Combustion Engine | IC |  | S | X | X |  |  | 2.5 |  | 2.4 | 2.5 |  | N |  |  | RE | X | 5 | 1963 | 4 | 2013 | N | Electric Utility | 1 | X X: X; RC RC: NG; NG NG: DFO |  |  | N | [11 empty] | Y | Y
4527 | City of Crete | 2231 | Crete | NE | Saline | 6 | Natural Gas Internal Combustion Engine | IC |  | S | X | X |  |  | 3.3 |  | 3.3 | 3.3 |  | N |  |  | RE | X | 4 | 1965 | 4 | 2013 | N | Electric Utility | 1 | X X: X; RC RC: NG; NG NG: DFO |  |  | N | [11 empty] | Y | Y
5097 | City of Deshler - (NE) | 2234 | Deshler | NE | Thayer | 1A | Petroleum Liquids | IC |  | S | X | X |  |  | 0.3 | 0.8 | 0.3 | 0.3 | 0.1 |  |  |  | RE | X | 1 | 2001 | 3 | 2018 | N | Electric Utility | 1 | X X: X; RC RC: DFO |  |  | N | N |  | 1H | [7 empty] | N
5097 | City of Deshler - (NE) | 2234 | Deshler | NE | Thayer | 2 | Petroleum Liquids | IC |  | S | X | X |  |  | 0.3 | 0.8 | 0.2 | 0.2 | 0.1 |  |  |  | RE | X | 1 | 1950 | 3 | 2018 | N | Electric Utility | 1 | X X: X; RC RC: DFO |  |  | N | N |  | 1H | [7 empty] | N
40606 | City of Grand Island - (NE) | 2241 | C W Burdick | NE | Hall | 1 | Natural Gas Steam Turbine | ST |  | S | X | X | NPPDGI-SUBHGRIS_BUR1_RA | NPPDGI_SUBHGRIS_BUR1_RA | 18.7 | 0.85 | 16.5 | 16.5 | 5 |  |  |  | RE | X | 10 | 1957 | 9 | 2016 | N | Electric Utility | 1 | X X: X; RC RC: NG; NG NG: RFO |  |  | N | N |  | 12H | [7 empty] | Y | N | Y
40606 | City of Grand Island - (NE) | 2241 | C W Burdick | NE | Hall | 2 | Natural Gas Steam Turbine | ST |  | S | X | X | NPPDGI_SUBHGRIS_BUR2_RA | NPPDGI_SUBHGRIS_BUR2_RA | 24.9 | 0.85 | 22 | 22 | 5 |  |  |  | RE | X | 8 | 1963 | 9 | 2016 | N | Electric Utility | 1 | X X: X; RC RC: NG; NG NG: RFO |  |  | N | N |  | 12H | [7 empty] | Y | N | Y
40606 | City of Grand Island - (NE) | 2241 | C W Burdick | NE | Hall | 3 | Natural Gas Steam Turbine | ST |  | S | X | X | NPPDGI_SUBHGRIS_BUR3_RA | NPPDGI_SUBHGRIS_BUR3_RA | 54.4 | 0.85 | 54 | 54 | 22 |  |  |  | RE | X | 2 | 1972 | 9 | 2017 | N | Electric Utility | 1 | X X: X; RC RC: NG; NG NG: RFO |  |  | N | N |  | 12H | [7 empty] | Y | N | Y
10760 | City of Laurel - (NE) | 2249 | Laurel | NE | Cedar | 3 | Natural Gas Internal Combustion Engine | IC |  | S | X | X |  |  | 0.6 | 0.9 | 0.5 | 0.6 | 0.1 | N |  |  | RE | X | 1 | 1965 | 3 | 2016 | N | Electric Utility | 1 | [11 empty] | N | N |  | 1H | [7 empty] | N | N | N | bar: X X to RC RC
10760 | City of Laurel - (NE) | 2249 | Laurel | NE | Cedar | 4 | Natural Gas Internal Combustion Engine | IC |  | S | X | X |  |  | 0.4 | 0.9 | 0.3 | 0.4 | 0.1 | N |  |  | RE | X | 1 | 1960 | 4 | 2016 | N | Electric Utility | 1 | X X: X; RC RC: NG; NG NG: DFO |  |  | N | N |  | 1H | [7 empty] | Y | Y | Y
10760 | City of Laurel - (NE) | 2249 | Laurel | NE | Cedar | 6 | Natural Gas Internal Combustion Engine | IC |  | S | X | X |  |  | 0.2 | 0.9 | 0.2 | 0.2 | 0.1 | N |  |  | RE | X | 1 | 1956 | 2 | 2014 | N | Electric Utility | 1 | X X: X; RC RC: NG; NG NG: DFO |  |  | N | N |  | 1H | [7 empty] | Y | Y | Y
11372 | City of Lyons - (NE) | 2253 | Lyons | NE | Burt | 5 | Petroleum Liquids | IC |  | S | X | X |  |  | 0.3 |  | 0.2 | 0.2 |  | N |  |  | RE | X | 1 | 1930 | 7 | 2001 | N | Electric Utility | 1 | X X: X; RC RC: DFO |  |  | N | [10 empty] | N | N | N
13337 | Nebraska Public Power District | 2278 | Spencer Hydro | NE | Boyd | 1 | Conventional Hydroelectric | HY |  | S | X | X | N/A |  | 0.8 | 0.8 | 0.8 | 0.8 | 0 | N |  |  | RE | X | 1 | 1927 | 3 | 2019 | N | Electric Utility | 1 | X X: X; RC RC: WAT |  |  | N | N |  | 10M | [7 empty] | N
13337 | Nebraska Public Power District | 2278 | Spencer Hydro | NE | Boyd | 2 | Conventional Hydroelectric | HY |  | S | X | X | N/A |  | 1.6 | 0.8 | 0.4 | 0.4 | 0 | N |  |  | RE | X | 1 | 1952 | 3 | 2019 | N | Electric Utility | 1 | X X: X; RC RC: WAT |  |  | N | N |  | 10M
14127 | Omaha Public Power District | 2289 | Fort Calhoun | NE | Washington | 1 | Nuclear | ST |  | S | X | X | FORT_CALHOUN |  | 502 | 0.85 | 482.8 | 482.8 | 474 | N |  |  | RE | X | 9 | 1973 | 10 | 2016 | N | Electric Utility | 1 | X X: X; RC RC: NUC | [5 empty] | OVER
14656 | City of Pender - (NE) | 2296 | Pender | NE | Thurston | 5 | Natural Gas Internal Combustion Engine | IC |  | S | X | X |  |  | 0.2 | 1 | 0.2 | 0.2 |  | N |  |  | RE | X | 1 | 1939 | 10 | 2000 | N | Electric Utility | 1 | X X: X; RC RC: NG; NG NG: DFO |  |  | N | N | [9 empty] | N | N | N
15773 | City of Red Cloud - (NE) | 2299 | Red Cloud | NE | Webster | 1 | Petroleum Liquids | IC |  | S | X | X |  |  | 0.5 | 0.9 | 0.5 | 0.5 | 0.1 | N |  |  | RE | X | 1 | 1950 | 2 | 2002 | N | Electric Utility | 1 | X X: X; RC RC: DFO |  |  | N | N |  | 1H | [7 empty] | N | N
17149 | City of Sidney - (NE) | 2302 | Sidney (NE) | NE | Cheyenne | 2 | Natural Gas Internal Combustion Engine | IC |  | S | X | X |  |  | 2.2 | 0.9 | 2 | 2.1 | 0.1 | N |  |  | RE | X | 1 | 1951 | 5 | 2013 | N | Electric Utility | 1 | X X: X; RC RC: NG; NG NG: DFO |  |  | N | N |  | 1H | [7 empty] | N | N | N
17149 | City of Sidney - (NE) | 2302 | Sidney (NE) | NE | Cheyenne | 4 | Natural Gas Internal Combustion Engine | IC |  | S | X | X |  |  | 1 | 0.9 | 0.8 | 0.8 | 0.1 | N |  |  | RE | X | 1 | 1947 | 1 | 2013 | N | Electric Utility | 1 | X X: X; RC RC: NG; NG NG: DFO |  |  | N | N |  | 1H | [7 empty] | N | N | N
20397 | City of West Point - (NE) | 2313 | West Point Municipal | NE | Cuming | 5 | Natural Gas Internal Combustion Engine | IC |  | S | X | X | SPP | SPP | 4.1 | 0.8 | 4.1 | 4.1 | 2 | N |  |  | RE | X | 6 | 1971 | 11 | 2018 | N | Electric Utility | 1 | X X: X; RC RC: NG; NG NG: DFO |  |  | N | N |  | 1H | [7 empty] | Y | Y | N
20880 | City of Wisner | 2316 | Wisner | NE | Cuming | 1 | Petroleum Liquids | IC |  | S | X | X |  |  | 0.6 | 0.9 | 0.6 | 0.6 | 0.1 | N |  |  | RE | X | 88 | 1954 | 1 | 2010 | N | Electric Utility | 1 | X X: X; RC RC: DFO |  |  | N | N |  | 1H | [7 empty] | N | N | N
20880 | City of Wisner | 2316 | Wisner | NE | Cuming | 2 | Petroleum Liquids | IC |  | S | X | X |  |  | 0.4 | 0.9 | 0.4 | 0.4 | 0.1 | N |  |  | RE | X | 88 | 1947 | 1 | 2010 | N | Electric Utility | 1 | X X: X; RC RC: DFO |  |  | N | N |  | 1H | [7 empty] | N | N | N
13407 | Nevada Power Co | 2322 | Clark (NVE) | NV | Clark | 1 | Natural Gas Steam Turbine | ST |  | S | X | X |  |  | 50 |  | 42 | 42 |  | N |  |  | RE | X | 12 | 1955 | 9 | 2005 | N | Electric Utility | 1 | X X: X; RC RC: NG; NG NG: RFO | [13 empty] | N | Y | Y
13407 | Nevada Power Co | 2322 | Clark (NVE) | NV | Clark | 2 | Natural Gas Steam Turbine | ST |  | S | X | X |  |  | 65 |  | 66 | 69 |  | N |  |  | RE | X | 7 | 1957 | 9 | 2005 | N | Electric Utility | 1 | X X: X; RC RC: NG; NG NG: RFO | [13 empty] | N | N | N
13407 | Nevada Power Co | 2322 | Clark (NVE) | NV | Clark | 3 | Natural Gas Steam Turbine | ST |  | S | X | X |  |  | 75 |  | 73 | 81 |  | N |  |  | RE | X | 7 | 1961 | 9 | 2005 | N | Electric Utility | 1 | X X: X; RC RC: NG; NG NG: RFO | [13 empty] | N | N | Y
13407 | Nevada Power Co | 2324 | Reid Gardner | NV | Clark | 1 | Conventional Steam Coal | ST |  | S | X | X |  |  | 114 | 0.85 | 100 | 100 | 30 | N |  |  | RE | X | 6 | 1965 | 12 | 2014 | N | Electric Utility | 1 | X X: X; RC RC: BIT; DFO DFO: NG | [5 empty] | OVER |  | Y
13407 | Nevada Power Co | 2324 | Reid Gardner | NV | Clark | 2 | Conventional Steam Coal | ST |  | S | X | X |  |  | 114 | 0.85 | 100 | 100 | 30 | N |  |  | RE | X | 6 | 1968 | 12 | 2014 | N | Electric Utility | 1 | X X: X; RC RC: BIT; DFO DFO: NG | [5 empty] | OVER |  | Y
13407 | Nevada Power Co | 2324 | Reid Gardner | NV | Clark | 3 | Conventional Steam Coal | ST |  | S | X | X |  |  | 114 | 0.85 | 98 | 98 | 30 | N |  |  | RE | X | 5 | 1976 | 12 | 2014 | N | Electric Utility | 1 | X X: X; RC RC: BIT; DFO DFO: NG | [5 empty] | OVER |  | Y
13407 | Nevada Power Co | 2324 | Reid Gardner | NV | Clark | 4 | Conventional Steam Coal | ST |  | S | X | X |  |  | 294.8 | 0.9 | 257 | 255 | 50 | N |  |  | RE | X | 7 | 1983 | 3 | 2017 | N | Electric Utility | 1 | X X: X; RC RC: BIT; NG NG: NG; DFO DFO: SUB; DFO DFO: NG | [5 empty] | OVER |  | Y |  |  | Y |  |  | N
13407 | Nevada Power Co | 2326 | Sunrise | NV | Clark | 1 | Natural Gas Steam Turbine | ST |  | S | X | X |  |  | 81.6 |  | 80 | 80 |  | N |  |  | RE | X | 5 | 1964 | 12 | 2011 | N | Electric Utility | 1 | bar: X X to RC RC
13407 | Nevada Power Co | 2326 | Sunrise | NV | Clark | 2 | Natural Gas Fired Combustion Turbine | GT |  | S | X | X |  |  | 85 |  | 69 | 76 |  | N |  |  | RE | X | 10 | 1974 | 12 | 2011 | N | Electric Utility | 1 | bar: X X to RC RC
17166 | Sierra Pacific Power Co | 2336 | Tracy | NV | Storey | GT1 | Petroleum Liquids | GT |  | S | X | X |  |  | 12.5 |  | 10 | 10 |  | N |  |  | RE | X | 8 | 1961 | 12 | 2010 | N | Electric Utility | 1 | X X: X; RC RC: DFO
17166 | Sierra Pacific Power Co | 2336 | Tracy | NV | Storey | GT2 | Petroleum Liquids | GT |  | S | X | X |  |  | 12.5 |  | 10 | 10 |  | N |  |  | RE | X | 1 | 1962 | 12 | 2010 | N | Electric Utility | 1 | X X: X; RC RC: DFO | [5 empty] | 10M
17166 | Sierra Pacific Power Co | 2336 | Tracy | NV | Storey | ST1 | Natural Gas Steam Turbine | ST |  | S | X | X |  |  | 50 | 0.85 | 53 | 53 | 18.7 | N |  |  | RE | X | 8 | 1963 | 12 | 2014 | N | Electric Utility | 1 | [14 empty] | 12H | [8 empty] | N | Y | bar: X X to RC RC
17166 | Sierra Pacific Power Co | 2336 | Tracy | NV | Storey | ST2 | Natural Gas Steam Turbine | ST |  | S | X | X |  |  | 75 | 0.85 | 83 | 83 | 24.4 | N |  |  | RE | X | 10 | 1965 | 12 | 2014 | N | Electric Utility | 1 | [14 empty] | 12H | [8 empty] | N | Y | bar: X X to RC RC
17609 | Southern California Edison Co | 2341 | Mohave | NV | Clark | 1 | Conventional Steam Coal | ST |  | J | X | X |  |  | 818.1 |  | 790 | 790 |  |  |  |  | RE | X | 4 | 1971 | 7 | 2012 | N | Electric Utility | 1 | X X: X; RC RC: SUB; NG NG: NG; DFO DFO: NG |  |  | N |  |  |  |  | Y |  |  |  | Y
17609 | Southern California Edison Co | 2341 | Mohave | NV | Clark | 2 | Conventional Steam Coal | ST |  | J | X | X |  |  | 818.1 |  | 790 | 790 |  |  |  |  | RE | X | 10 | 1971 | 7 | 2012 | N | Electric Utility | 1 | X X: X; RC RC: SUB; NG NG: NG; DFO DFO: NG |  |  | N |  |  |  |  | Y |  |  |  | Y
61122 | Great River Hydro, LLC | 2352 | Vernon Dam | VT | Windham | 6 | Conventional Hydroelectric | HY |  | S | X | X | 599 |  | 4.5 | 0.9 | 3.6 | 3.6 | 3 | N |  |  | RE | X | 8 | 1910 | 6 | 2004 | N | IPP Non-CHP | 2 | X X: X; RC RC: WAT |  |  | N | N |  | 10M | [7 empty] | N
61122 | Great River Hydro, LLC | 2352 | Vernon Dam | VT | Windham | 7 | Conventional Hydroelectric | HY |  | S | X | X | 599 |  | 4.5 | 0.9 | 3.6 | 3.6 | 3 | N |  |  | RE | X | 8 | 1910 | 6 | 2004 | N | IPP Non-CHP | 2 | X X: X; RC RC: WAT |  |  | N | N |  | 10M | [7 empty] | N
56606 | Calpine New Jersey Generation LLC | 2380 | Cedar Station | NJ | Ocean | CED1 | Petroleum Liquids | GT |  | S | X | X |  |  | 46 | 0.9 | 42.7 | 52.8 | 16 | N |  |  | RE | X | 6 | 1972 | 5 | 2015 | N | IPP Non-CHP | 2 | X X: X; RC RC: KER |  |  | N |  |  | 10M | [7 empty] | N | N | Y
56606 | Calpine New Jersey Generation LLC | 2380 | Cedar Station | NJ | Ocean | CED2 | Petroleum Liquids | GT |  | S | X | X |  |  | 21.2 | 0.85 | 22.7 | 27.8 | 8 | N |  |  | RE | X | 6 | 1972 | 5 | 2015 | N | IPP Non-CHP | 2 | X X: X; RC RC: KER |  |  | N |  |  | 10M |  | N | [5 empty] | N | N | Y
56606 | Calpine New Jersey Generation LLC | 2382 | Middle Station | NJ | Cape May | MID1 | Petroleum Liquids | GT |  | S | X | X |  |  | 21.2 | 0.85 | 19.2 | 24.2 | 6 | N |  |  | RE | X | 6 | 1970 | 5 | 2015 | N | IPP Non-CHP | 2 | X X: X; RC RC: KER |  |  | N |  |  | 10M
56606 | Calpine New Jersey Generation LLC | 2382 | Middle Station | NJ | Cape May | MID2 | Petroleum Liquids | GT |  | S | X | X |  |  | 21.2 | 0.85 | 19.4 | 24.4 | 6 | N |  |  | RE | X | 6 | 1970 | 5 | 2015 | N | IPP Non-CHP | 2 | X X: X; RC RC: KER |  |  | N |  |  | 10M
56606 | Calpine New Jersey Generation LLC | 2382 | Middle Station | NJ | Cape May | MID3 | Petroleum Liquids | GT |  | S | X | X |  |  | 37.2 | 0.85 | 34.8 | 44.9 | 6 | N |  |  | RE | X | 5 | 1971 | 5 | 2015 | N | IPP Non-CHP | 2 | X X: X; RC RC: KER |  |  | N |  |  | 10M
56606 | Calpine New Jersey Generation LLC | 2383 | Missouri Avenue | NJ | Atlantic | MISB | Petroleum Liquids | GT |  | S | X | X |  |  | 18.6 | 0.85 | 18.5 | 23.6 | 3 | N |  |  | RE | X | 5 | 1969 | 5 | 2015 | N | IPP Non-CHP | 2 | X X: X; RC RC: KER |  |  | N |  |  | 10M
56606 | Calpine New Jersey Generation LLC | 2383 | Missouri Avenue | NJ | Atlantic | MISC | Petroleum Liquids | GT |  | S | X | X |  |  | 18.6 | 0.85 | 20.5 | 23.8 | 3 | N |  |  | RE | X | 1 | 1969 | 5 | 2015 | N | IPP Non-CHP | 2 | X X: X; RC RC: KER |  |  | N |  |  | 10M
56606 | Calpine New Jersey Generation LLC | 2383 | Missouri Avenue | NJ | Atlantic | MISD | Petroleum Liquids | GT |  | S | X | X |  |  | 18.6 | 0.85 | 20.5 | 23.8 | 3 | N |  |  | RE | X | 2 | 1969 | 5 | 2015 | N | IPP Non-CHP | 2 | X X: X; RC RC: KER |  |  | N |  |  | 10M
56606 | Calpine New Jersey Generation LLC | 2384 | Deepwater | NJ | Salem | 1 | Natural Gas Steam Turbine | ST |  | S | X | X |  |  | 81.6 | 0.85 | 78.9 | 79.5 | 30 | N |  |  | RE | X | 12 | 1958 | 6 | 2014 | N | IPP Non-CHP | 2 | X | NG | DFO | RFO |  |  |  | NG | DFO |  |  | N |  |  | 12H | [7 empty] | Y |  | Y
56606 | Calpine New Jersey Generation LLC | 2384 | Deepwater | NJ | Salem | 4 | Petroleum Liquids | ST |  | S | X | X |  |  | 53 |  | 54 | 54 |  | N |  |  | RE | X | 5 | 1930 | 4 | 2004 | N | IPP Non-CHP | 2 | X X: X; RC RC: RFO |  |  | N | [10 empty] | Y
56606 | Calpine New Jersey Generation LLC | 2384 | Deepwater | NJ | Salem | 6 | Natural Gas Steam Turbine | ST |  | S | X | X |  |  | 73.5 | 0.8 | 81.2 | 82 | 30 | N |  |  | RE | X | 12 | 1954 | 6 | 2014 | N | IPP Non-CHP | 2 | X | NG | DFO | RFO |  |  |  | DFO | NG |  |  | N |  |  | 12H |  | N |  |  | N |  |  |  |  | Y
56606 | Calpine New Jersey Generation LLC | 2384 | Deepwater | NJ | Salem | CT1 | Natural Gas Fired Combustion Turbine | GT |  | S | X | X | AA1-108 | AA1-108 | 242 | 0.85 | 235 | 241.5 |  | N |  |  | CN | X |  |  |  |  | N | IPP Non-CHP | 2 | RC RC: NG; NG NG: DFO |  |  | N | N | [9 empty] | Y | N | Y
56606 | Calpine New Jersey Generation LLC | 2384 | Deepwater | NJ | Salem | GTA | Natural Gas Fired Combustion Turbine | GT |  | S | X | X |  |  | 18.6 |  | 19 | 24 |  | N |  |  | RE | X | 4 | 1967 | 5 | 2005 | N | IPP Non-CHP | 2 | X X: X; RC RC: NG; NG NG: KER |  |  | N | [10 empty] | Y
56606 | Calpine New Jersey Generation LLC | 2384 | Deepwater | NJ | Salem | ST1 | Natural Gas Steam Turbine | ST |  | S | X | X | AA1-108 | AA1-108 | 214 | 0.85 | 198.5 | 198.5 |  | N |  |  | CN | X |  |  |  |  | N | IPP Non-CHP | 2 | RC RC: NG; NG NG: DFO |  |  | N | N | [9 empty] | Y | N | Y
55951 | Exelon Nuclear | 2388 | Oyster Creek | NJ | Ocean | 1 | Nuclear | ST |  | S | X | X | 51101110 | 51101110 | 550 | 0.8 | 607.7 | 637 | 77 | N |  |  | RE | X | 12 | 1969 | 9 | 2018 | N | IPP Non-CHP | 2 | X X: X; RC RC: NUC |  |  | N | N |  | OVER | [7 empty] | N
63034 | Sayreville Power, LLC | 2390 | Sayreville | NJ | Middlesex | 4 | Petroleum Liquids | ST |  | S | X | X | 50731 | 50731 | 125 | 0.85 | 114 | 117 |  | N |  |  | RE | X | 4 | 1955 | 2 | 2004 | N | IPP Non-CHP | 2 | X X: X; RC RC: DFO; NG NG: NG |  |  | N | [10 empty] | N |  | N
63034 | Sayreville Power, LLC | 2390 | Sayreville | NJ | Middlesex | 5 | Natural Gas Steam Turbine | ST |  | S | X | X | 50732 | 50732 | 125 | 0.85 | 115 | 117 |  | N |  |  | RE | X | 10 | 1958 | 2 | 2004 | N | IPP Non-CHP | 2 | X X: X; RC RC: NG; NG NG: DFO |  |  | N | [10 empty] | N |  | N
63033 | Gilbert Power, LLC | 2393 | Gilbert | NJ | Hunterdon | C1 | Natural Gas Fired Combustion Turbine | GT |  | S | X | X | 50700 | 50700 | 24 | 0.9 | 20 | 25 | 20 | N |  |  | RE | X | 7 | 1970 | 5 | 2015 | N | IPP Non-CHP | 2 | X X: X; RC RC: NG; NG NG: DFO |  |  | N | N |  | 1H | [7 empty] | N | N | N
63033 | Gilbert Power, LLC | 2393 | Gilbert | NJ | Hunterdon | C2 | Natural Gas Fired Combustion Turbine | GT |  | S | X | X | 50701 | 50701 | 24 | 0.9 | 22 | 28 | 22 | N |  |  | RE | X | 10 | 1970 | 5 | 2015 | N | IPP Non-CHP | 2 | X X: X; RC RC: NG; NG NG: DFO |  |  | N | N |  | 1H | [7 empty] | N | N | N
63033 | Gilbert Power, LLC | 2393 | Gilbert | NJ | Hunterdon | C3 | Natural Gas Fired Combustion Turbine | GT |  | S | X | X | 50702 | 50702 | 24 | 0.9 | 22 | 28 | 22 | N |  |  | RE | X | 8 | 1970 | 5 | 2015 | N | IPP Non-CHP | 2 | X X: X; RC RC: NG; NG NG: DFO |  |  | N | N |  | 1H | [7 empty] | N | N | Y
63033 | Gilbert Power, LLC | 2393 | Gilbert | NJ | Hunterdon | C4 | Natural Gas Fired Combustion Turbine | GT |  | S | X | X | 50695 | 50695 | 24 | 0.9 | 22 | 28 | 22 | N |  |  | RE | X | 7 | 1970 | 5 | 2015 | N | IPP Non-CHP | 2 | X X: X; RC RC: NG; NG NG: DFO |  |  | N | N |  | 1H | [7 empty] | N | N | Y
15147 | PSEG Fossil LLC | 2397 | PSEG Bayonne Generating Station | NJ | Hudson | 1 | Petroleum Liquids | GT |  | S | X | X |  |  | 21.2 |  | 20 | 24 |  | N |  |  | RE | X | 6 | 1970 | 5 | 2006 | N | IPP Non-CHP | 2 | X X: X; RC RC: KER |  |  | N
15147 | PSEG Fossil LLC | 2397 | PSEG Bayonne Generating Station | NJ | Hudson | 2 | Petroleum Liquids | GT |  | S | X | X |  |  | 21 |  | 20 | 25 |  | N |  |  | RE | X | 6 | 1970 | 5 | 2006 | N | IPP Non-CHP | 2 | X X: X; RC RC: KER |  |  | N
15147 | PSEG Fossil LLC | 2398 | Bergen Generating Station | NJ | Bergen | 3 | Natural Gas Fired Combustion Turbine | GT |  | S | X | X | 50402 | BERGEN 13 KV | 18.6 | 0.85 | 21 | 21 | 21 | N |  |  | RE | X | 7 | 1967 | 6 | 2015 | N | IPP Non-CHP | 2 | [11 empty] | N | N |  | 1H | [8 empty] | N | N | bar: X X to RC RC
15147 | PSEG Fossil LLC | 2399 | PSEG Burlington Generating Station | NJ | Burlington | 101 | Natural Gas Fired Combined Cycle | CT |  | S | X |  |  |  | 44.8 |  | 49 | 52 |  | N |  |  | RE | X | 6 | 1993 | 4 | 2004 | N | IPP Non-CHP | 2 | X X: X; RC RC: NG; NG NG: KER |  |  | N | [11 empty] | N | Y
15147 | PSEG Fossil LLC | 2399 | PSEG Burlington Generating Station | NJ | Burlington | 102 | Natural Gas Fired Combined Cycle | CT |  | S | X |  |  |  | 44.8 |  | 49 | 52 |  | N |  |  | RE | X | 6 | 1993 | 4 | 2004 | N | IPP Non-CHP | 2 | X X: X; RC RC: NG; NG NG: KER |  |  | N | [11 empty] | N | Y
15147 | PSEG Fossil LLC | 2399 | PSEG Burlington Generating Station | NJ | Burlington | 103 | Natural Gas Fired Combined Cycle | CT |  | S | X |  |  |  | 44.8 |  | 49 | 52 |  | N |  |  | RE | X | 6 | 1993 | 4 | 2004 | N | IPP Non-CHP | 2 | X X: X; RC RC: NG; NG NG: KER |  |  | N | [11 empty] | N | Y
15147 | PSEG Fossil LLC | 2399 | PSEG Burlington Generating Station | NJ | Burlington | 104 | Natural Gas Fired Combined Cycle | CT |  | S | X |  |  |  | 44.8 |  | 49 | 52 |  | N |  |  | RE | X | 6 | 1993 | 4 | 2004 | N | IPP Non-CHP | 2 | X X: X; RC RC: NG; NG NG: KER |  |  | N | [11 empty] | N | Y
15147 | PSEG Fossil LLC | 2399 | PSEG Burlington Generating Station | NJ | Burlington | 105 | Natural Gas Fired Combined Cycle | CA |  | S | N | X |  |  | 44.9 |  | 49 | 52 |  | N |  |  | RE | X | 6 | 1972 | 4 | 2004 | N | IPP Non-CHP | 2 | X X: X; RC RC: NG; NG NG: KER |  |  | N | [11 empty] | N | Y
15147 | PSEG Fossil LLC | 2399 | PSEG Burlington Generating Station | NJ | Burlington | 111 | Petroleum Liquids | GT |  | S | X | X | 50472 | BURLINGT13 KV | 41.8 | 0.9 | 46 | 46 | 39 | N |  |  | RE | X | 6 | 1972 | 6 | 2015 | N | IPP Non-CHP | 2 | X X: X; RC RC: DFO |  |  | N | N |  | 1H | [8 empty] | N | N
15147 | PSEG Fossil LLC | 2399 | PSEG Burlington Generating Station | NJ | Burlington | 112 | Petroleum Liquids | GT |  | S | X | X | 50473 | BURLINGT13 KV | 41.8 | 0.9 | 46 | 46 | 39 | N |  |  | RE | X | 6 | 1972 | 6 | 2015 | N | IPP Non-CHP | 2 | X X: X; RC RC: DFO |  |  | N | N |  | 1H | [8 empty] | N | N
15147 | PSEG Fossil LLC | 2399 | PSEG Burlington Generating Station | NJ | Burlington | 113 | Petroleum Liquids | GT |  | S | X | X | 50474 | BURLINGT13 KV | 41.8 | 0.9 | 46 | 46 | 39 | N |  |  | RE | X | 6 | 1972 | 6 | 2015 | N | IPP Non-CHP | 2 | X X: X; RC RC: DFO |  |  | N | N |  | 1H | [8 empty] | N | N
15147 | PSEG Fossil LLC | 2399 | PSEG Burlington Generating Station | NJ | Burlington | 114 | Petroleum Liquids | GT |  | S | X | X | 50475 | BURLINGT13 KV | 41.8 | 0.9 | 46 | 46 | 39 | N |  |  | RE | X | 6 | 1972 | 6 | 2015 | N | IPP Non-CHP | 2 | X X: X; RC RC: DFO |  |  | N | N |  | 1H | [8 empty] | N | N
15147 | PSEG Fossil LLC | 2399 | PSEG Burlington Generating Station | NJ | Burlington | 8 | Petroleum Liquids | GT |  | S | X | X | 50462 | BURLINGT13 KV | 18.5 | 0.85 | 22 | 22 | 21 | N |  |  | RE | X | 6 | 1967 | 6 | 2015 | N | IPP Non-CHP | 2 | X X: X; RC RC: DFO |  |  | N | N |  | 1H | [8 empty] | N | N
15147 | PSEG Fossil LLC | 2399 | PSEG Burlington Generating Station | NJ | Burlington | 91 | Petroleum Liquids | GT |  | S | X | X | 50463 | BURLINGT13 KV | 41.8 | 0.9 | 46.6 | 57.5 | 42 | N |  |  | RE | X | 5 | 1972 | 6 | 2014 | N | IPP Non-CHP | 2 | X X: X; RC RC: DFO |  |  | N | N |  | 1H | [8 empty] | N | N
15147 | PSEG Fossil LLC | 2399 | PSEG Burlington Generating Station | NJ | Burlington | 92 | Petroleum Liquids | GT |  | S | X | X | 50464 | BURLINGT13 KV | 41.8 | 0.9 | 47.3 | 55.8 | 42 | N |  |  | RE | X | 5 | 1972 | 6 | 2014 | N | IPP Non-CHP | 2 | X X: X; RC RC: DFO |  |  | N | N |  | 1H | [8 empty] | N | N
15147 | PSEG Fossil LLC | 2399 | PSEG Burlington Generating Station | NJ | Burlington | 93 | Petroleum Liquids | GT |  | S | X | X | 50465 | BURLINGT13 KV | 41.8 | 0.9 | 46.8 | 56.8 | 42 | N |  |  | RE | X | 5 | 1972 | 6 | 2014 | N | IPP Non-CHP | 2 | X X: X; RC RC: DFO |  |  | N | N |  | 1H | [8 empty] | N | N
15147 | PSEG Fossil LLC | 2399 | PSEG Burlington Generating Station | NJ | Burlington | 94 | Petroleum Liquids | GT |  | S | X | X | 50466 | BURLINGT13 KV | 41.8 | 0.9 | 46 | 55.8 | 42 | N |  |  | RE | X | 5 | 1972 | 6 | 2014 | N | IPP Non-CHP | 2 | X X: X; RC RC: DFO |  |  | N | N |  | 1H | [8 empty] | N | N
15147 | PSEG Fossil LLC | 2400 | PSEG Edison Generating Station | NJ | Middlesex | 11 | Natural Gas Fired Combustion Turbine | GT |  | S | X | X | 50406 | EDISON 13 KV | 41.8 | 0.9 | 43 | 43 | 41 | N |  |  | RE | X | 5 | 1971 | 6 | 2015 | N | IPP Non-CHP | 2 | X X: X; RC RC: NG; NG NG: DFO |  |  | N | N |  | 1H | [8 empty] | N | N
15147 | PSEG Fossil LLC | 2400 | PSEG Edison Generating Station | NJ | Middlesex | 12 | Natural Gas Fired Combustion Turbine | GT |  | S | X | X | 50407 | EDISON 13 KV | 41.8 | 0.9 | 43 | 43 | 41 | N |  |  | RE | X | 5 | 1971 | 6 | 2015 | N | IPP Non-CHP | 2 | X X: X; RC RC: NG; NG NG: DFO |  |  | N | N |  | 1H | [8 empty] | N | N
15147 | PSEG Fossil LLC | 2400 | PSEG Edison Generating Station | NJ | Middlesex | 13 | Natural Gas Fired Combustion Turbine | GT |  | S | X | X | 50408 | EDISON 13 KV | 41.8 | 0.9 | 43 | 43 | 41 | N |  |  | RE | X | 5 | 1971 | 6 | 2015 | N | IPP Non-CHP | 2 | X X: X; RC RC: NG; NG NG: DFO |  |  | N | N |  | 1H | [8 empty] | N | N
15147 | PSEG Fossil LLC | 2400 | PSEG Edison Generating Station | NJ | Middlesex | 14 | Natural Gas Fired Combustion Turbine | GT |  | S | X | X | 50409 | EDISON 13 KV | 41.8 | 0.9 | 43 | 43 | 41 | N |  |  | RE | X | 5 | 1971 | 6 | 2015 | N | IPP Non-CHP | 2 | X X: X; RC RC: NG; NG NG: DFO |  |  | N | N |  | 1H | [8 empty] | N | N
15147 | PSEG Fossil LLC | 2400 | PSEG Edison Generating Station | NJ | Middlesex | 21 | Natural Gas Fired Combustion Turbine | GT |  | S | X | X | 50410 | EDISON 13 KV | 41.8 | 0.9 | 43 | 43 | 20 | N |  |  | RE | X | 6 | 1971 | 6 | 2015 | N | IPP Non-CHP | 2 | X X: X; RC RC: NG; NG NG: DFO |  |  | N | N |  | 1H | [8 empty] | N | N
15147 | PSEG Fossil LLC | 2400 | PSEG Edison Generating Station | NJ | Middlesex | 22 | Natural Gas Fired Combustion Turbine | GT |  | S | X | X | 50411 | EDISON 13 KV | 41.8 | 0.9 | 43 | 43 | 41 | N |  |  | RE | X | 6 | 1971 | 6 | 2015 | N | IPP Non-CHP | 2 | X X: X; RC RC: NG; NG NG: DFO |  |  | N | N |  | 1H | [8 empty] | N | N
15147 | PSEG Fossil LLC | 2400 | PSEG Edison Generating Station | NJ | Middlesex | 23 | Natural Gas Fired Combustion Turbine | GT |  | S | X | X | 50412 | EDISON 13 KV | 41.8 | 0.9 | 43 | 43 | 41 | N |  |  | RE | X | 6 | 1971 | 6 | 2015 | N | IPP Non-CHP | 2 | X X: X; RC RC: NG; NG NG: DFO |  |  | N | N |  | 1H | [8 empty] | N | N
15147 | PSEG Fossil LLC | 2400 | PSEG Edison Generating Station | NJ | Middlesex | 24 | Natural Gas Fired Combustion Turbine | GT |  | S | X | X | 50413 | EDISON 13 KV | 41.8 | 0.9 | 43 | 43 | 41 | N |  |  | RE | X | 6 | 1971 | 6 | 2015 | N | IPP Non-CHP | 2 | X X: X; RC RC: NG; NG NG: DFO |  |  | N | N |  | 1H | [8 empty] | N | N
15147 | PSEG Fossil LLC | 2400 | PSEG Edison Generating Station | NJ | Middlesex | 31 | Natural Gas Fired Combustion Turbine | GT |  | S | X | X | 50414 | EDISON 13 KV | 41.8 | 0.9 | 43 | 43 | 41 | N |  |  | RE | X | 6 | 1971 | 6 | 2015 | N | IPP Non-CHP | 2 | X X: X; RC RC: NG; NG NG: DFO |  |  | N | N |  | 1H | [8 empty] | N | N
15147 | PSEG Fossil LLC | 2400 | PSEG Edison Generating Station | NJ | Middlesex | 32 | Natural Gas Fired Combustion Turbine | GT |  | S | X | X | 50415 | EDISON 13 KV | 41.8 | 0.9 | 43 | 43 | 41 | N |  |  | RE | X | 6 | 1971 | 6 | 2015 | N | IPP Non-CHP | 2 | X X: X; RC RC: NG; NG NG: DFO |  |  | N | N |  | 1H | [8 empty] | N | N
15147 | PSEG Fossil LLC | 2400 | PSEG Edison Generating Station | NJ | Middlesex | 33 | Natural Gas Fired Combustion Turbine | GT |  | S | X | X | 50416 | EDISON 13 KV | 41.8 | 0.9 | 43 | 43 | 41 | N |  |  | RE | X | 6 | 1971 | 6 | 2015 | N | IPP Non-CHP | 2 | X X: X; RC RC: NG; NG NG: DFO |  |  | N | N |  | 1H | [8 empty] | N | N
15147 | PSEG Fossil LLC | 2400 | PSEG Edison Generating Station | NJ | Middlesex | 34 | Natural Gas Fired Combustion Turbine | GT |  | S | X | X | 50417 | EDISON 13 KV | 41.8 | 0.9 | 43 | 43 | 41 | N |  |  | RE | X | 6 | 1971 | 6 | 2015 | N | IPP Non-CHP | 2 | X X: X; RC RC: NG; NG NG: DFO |  |  | N | N |  | 1H | [8 empty] | N | N
15147 | PSEG Fossil LLC | 2401 | PSEG Essex Generating Station | NJ | Essex | 101 | Natural Gas Fired Combustion Turbine | GT |  | S | X | X | 50420 | ESSEX 13 KV | 41.8 | 0.9 | 43 | 43 | 38 | N |  |  | RE | X | 6 | 1971 | 6 | 2015 | N | IPP Non-CHP | 2 | X X: X; RC RC: NG; NG NG: DFO |  |  | N | N |  | 1H | [8 empty] | Y | Y
15147 | PSEG Fossil LLC | 2401 | PSEG Essex Generating Station | NJ | Essex | 102 | Natural Gas Fired Combustion Turbine | GT |  | S | X | X | 50421 | ESSEX 13 KV | 41.8 | 0.9 | 43 | 43 | 38 | N |  |  | RE | X | 6 | 1971 | 6 | 2015 | N | IPP Non-CHP | 2 | X X: X; RC RC: NG; NG NG: DFO |  |  | N | N |  | 1H | [8 empty] | Y | Y
15147 | PSEG Fossil LLC | 2401 | PSEG Essex Generating Station | NJ | Essex | 103 | Natural Gas Fired Combustion Turbine | GT |  | S | X | X | 50422 | ESSEX 13 KV | 41.8 | 0.9 | 43 | 43 | 38 | N |  |  | RE | X | 6 | 1971 | 6 | 2015 | N | IPP Non-CHP | 2 | X X: X; RC RC: NG; NG NG: DFO |  |  | N | N |  | 1H | [8 empty] | Y | Y
15147 | PSEG Fossil LLC | 2401 | PSEG Essex Generating Station | NJ | Essex | 104 | Natural Gas Fired Combustion Turbine | GT |  | S | X | X | 50423 | ESSEX 13 KV | 41.8 | 0.9 | 43 | 43 | 38 | N |  |  | RE | X | 6 | 1971 | 6 | 2015 | N | IPP Non-CHP | 2 | X X: X; RC RC: NG; NG NG: DFO |  |  | N | N |  | 1H | [8 empty] | Y | Y
15147 | PSEG Fossil LLC | 2401 | PSEG Essex Generating Station | NJ | Essex | 111 | Natural Gas Fired Combustion Turbine | GT |  | S | X | X | 50424 | ESSEX 13 KV | 41.8 | 0.9 | 46 | 46 | 38 | N |  |  | RE | X | 12 | 1971 | 6 | 2015 | N | IPP Non-CHP | 2 | X X: X; RC RC: NG; NG NG: DFO |  |  | N | N |  | 1H | [8 empty] | N | N
15147 | PSEG Fossil LLC | 2401 | PSEG Essex Generating Station | NJ | Essex | 112 | Natural Gas Fired Combustion Turbine | GT |  | S | X | X | 50425 | ESSEX 13 KV | 41.8 | 0.9 | 46 | 46 | 38 | N |  |  | RE | X | 12 | 1971 | 6 | 2015 | N | IPP Non-CHP | 2 | X X: X; RC RC: NG; NG NG: DFO |  |  | N | N |  | 1H | [8 empty] | N | N
15147 | PSEG Fossil LLC | 2401 | PSEG Essex Generating Station | NJ | Essex | 113 | Natural Gas Fired Combustion Turbine | GT |  | S | X | X | 50426 | ESSEX 13 KV | 41.8 | 0.9 | 46 | 46 | 38 | N |  |  | RE | X | 12 | 1971 | 6 | 2015 | N | IPP Non-CHP | 2 | X X: X; RC RC: NG; NG NG: DFO |  |  | N |  |  | 1H | [8 empty] | N | N
15147 | PSEG Fossil LLC | 2401 | PSEG Essex Generating Station | NJ | Essex | 114 | Natural Gas Fired Combustion Turbine | GT |  | S | X | X | 50427 | ESSEX 13 KV | 41.8 | 0.9 | 46 | 46 | 38 | N |  |  | RE | X | 12 | 1971 | 6 | 2015 | N | IPP Non-CHP | 2 | X X: X; RC RC: NG; NG NG: DFO |  |  | N |  |  | 1H | [8 empty] | N | N
15147 | PSEG Fossil LLC | 2401 | PSEG Essex Generating Station | NJ | Essex | 121 | Natural Gas Fired Combustion Turbine | GT |  | S | X | X | 50428 | ESSEX 13 KV | 41.8 | 0.9 | 46 | 46 | 38 | N |  |  | RE | X | 6 | 1971 | 5 | 2015 | N | IPP Non-CHP | 2 | X X: X; RC RC: NG; NG NG: DFO |  |  | N |  |  | 1H | [8 empty] | N | N
15147 | PSEG Fossil LLC | 2401 | PSEG Essex Generating Station | NJ | Essex | 122 | Natural Gas Fired Combustion Turbine | GT |  | S | X | X | 50429 | ESSEX 13 KV | 41.8 | 0.9 | 46 | 46 | 38 | N |  |  | RE | X | 6 | 1971 | 5 | 2015 | N | IPP Non-CHP | 2 | X X: X; RC RC: NG; NG NG: DFO |  |  | N | N |  | 1H | [8 empty] | N | N
15147 | PSEG Fossil LLC | 2401 | PSEG Essex Generating Station | NJ | Essex | 123 | Natural Gas Fired Combustion Turbine | GT |  | S | X | X | 50430 | ESSEX 13 KV | 41.8 | 0.9 | 46 | 46 | 38 | N |  |  | RE | X | 6 | 1971 | 5 | 2015 | N | IPP Non-CHP | 2 | X X: X; RC RC: NG; NG NG: DFO |  |  | N | N |  | 1H | [8 empty] | N | N
15147 | PSEG Fossil LLC | 2401 | PSEG Essex Generating Station | NJ | Essex | 124 | Natural Gas Fired Combustion Turbine | GT |  | S | X | X | 50431 | ESSEX 13 KV | 41.8 | 0.9 | 46 | 46 | 38 | N |  |  | RE | X | 6 | 1971 | 5 | 2015 | N | IPP Non-CHP | 2 | X X: X; RC RC: NG; NG NG: DFO |  |  | N | N |  | 1H | [8 empty] | N | N
15147 | PSEG Fossil LLC | 2403 | PSEG Hudson Generating Station | NJ | Hudson | 1 | Natural Gas Steam Turbine | ST |  | S | X | X |  |  | 454.7 |  | 182.8 |  |  | N |  |  | RE | X | 12 | 1964 | 12 | 2011 | N | IPP Non-CHP | 2 | X X: X; RC RC: NG; NG NG: RFO |  |  | N | [11 empty] | N | Y
15147 | PSEG Fossil LLC | 2403 | PSEG Hudson Generating Station | NJ | Hudson | 2 | Natural Gas Steam Turbine | ST |  | S | X | X | 50435 | HUDSON 20 KV | 659.7 | 0.9 | 620 | 620 | 220 | N |  |  | RE | X | 12 | 1968 | 6 | 2017 | N | IPP Non-CHP | 2 | X X: X; RC RC: NG; NG NG: BIT |  |  | N | N |  | OVER | [5 empty] | Y | N | Y | Y | N
15147 | PSEG Fossil LLC | 2403 | PSEG Hudson Generating Station | NJ | Hudson | 3 | Petroleum Liquids | GT |  | S | X | X |  |  | 115.2 |  | 129 | 140 |  | N |  |  | RE | X | 12 | 1967 | 10 | 2003 | N | IPP Non-CHP | 2 | X X: X; RC RC: KER |  |  | N
15147 | PSEG Fossil LLC | 2404 | PSEG Kearny Generating Station | NJ | Hudson | 10 | Natural Gas Fired Combustion Turbine | GT |  | S | X | X |  |  | 146.2 |  | 122 |  |  | N |  |  | RE | X | 5 | 1970 | 6 | 2012 | N | IPP Non-CHP | 2 | X X: X; RC RC: NG; NG NG: DFO |  |  | N | [11 empty] | N | Y
15147 | PSEG Fossil LLC | 2404 | PSEG Kearny Generating Station | NJ | Hudson | 11 | Natural Gas Fired Combustion Turbine | GT |  | S | X | X |  |  | 146.2 |  | 128 |  |  | N |  |  | RE | X | 12 | 1969 | 6 | 2012 | N | IPP Non-CHP | 2 | X X: X; RC RC: NG; NG NG: DFO |  |  | N | [11 empty] | N | Y
15147 | PSEG Fossil LLC | 2404 | PSEG Kearny Generating Station | NJ | Hudson | 121 | Natural Gas Fired Combustion Turbine | GT |  | S | X | X |  |  | 54 |  | 43.8 | 43.8 | 25 | N |  |  | RE | X | 5 | 1973 | 6 | 2001 | N | IPP Non-CHP | 2 | [11 empty] | N | [10 empty] | N | N | bar: X X to RC RC
15147 | PSEG Fossil LLC | 2404 | PSEG Kearny Generating Station | NJ | Hudson | 122 | Natural Gas Fired Combustion Turbine | GT |  | S | X | X |  |  | 54 |  | 43.7 | 43.7 | 25 | N |  |  | RE | X | 5 | 1973 | 6 | 2001 | N | IPP Non-CHP | 2 | [22 empty] | N | N | bar: X X to RC RC
15147 | PSEG Fossil LLC | 2404 | PSEG Kearny Generating Station | NJ | Hudson | 123 | Natural Gas Fired Combustion Turbine | GT |  | S | X | X |  |  | 54 |  | 43.8 | 43.8 | 25 | N |  |  | RE | X | 5 | 1973 | 6 | 2001 | N | IPP Non-CHP | 2 | [22 empty] | N | N | bar: X X to RC RC
15147 | PSEG Fossil LLC | 2404 | PSEG Kearny Generating Station | NJ | Hudson | 124 | Natural Gas Fired Combustion Turbine | GT |  | S | X | X |  |  | 54 |  | 43.7 | 43.7 | 25 | N |  |  | RE | X | 5 | 1973 | 6 | 2001 | N | IPP Non-CHP | 2 | [22 empty] | N | N | bar: X X to RC RC
15147 | PSEG Fossil LLC | 2404 | PSEG Kearny Generating Station | NJ | Hudson | 7 | Petroleum Liquids | ST |  | S | X | X |  |  | 147 |  | 150 | 150 |  | N |  |  | RE | X | 3 | 1953 | 6 | 2005 | N | IPP Non-CHP | 2 | X X: X; RC RC: RFO |  |  | N
15147 | PSEG Fossil LLC | 2404 | PSEG Kearny Generating Station | NJ | Hudson | 8 | Petroleum Liquids | ST |  | S | X | X |  |  | 147 |  | 150 | 150 |  | N |  |  | RE | X | 1 | 1953 | 6 | 2005 | N | IPP Non-CHP | 2 | X X: X; RC RC: RFO |  |  | N
15147 | PSEG Fossil LLC | 2404 | PSEG Kearny Generating Station | NJ | Hudson | 9 | Natural Gas Fired Combustion Turbine | GT |  | S | X | X | 50444 | KEARNY 13 KV | 18.5 | 0.85 | 21 | 21 | 17 | N |  |  | RE | X | 5 | 1967 | 8 | 2014 | N | IPP Non-CHP | 2 | [11 empty] | N | N |  | 1H | [8 empty] | N | N | bar: X X to RC RC
15147 | PSEG Fossil LLC | 2406 | PSEG Linden Generating Station | NJ | Union | 1 | Petroleum Liquids | ST |  | S | X | X |  |  | 181.4 |  | 180 | 180 |  | N |  |  | RE | X | 5 | 1957 | 5 | 2006 | N | IPP Non-CHP | 2 | X X: X; RC RC: RFO |  |  | N
15147 | PSEG Fossil LLC | 2406 | PSEG Linden Generating Station | NJ | Union | 2 | Petroleum Liquids | ST |  | S | X | X |  |  | 181.4 |  | 250 | 250 |  | N |  |  | RE | X | 12 | 1957 | 5 | 2006 | N | IPP Non-CHP | 2 | X X: X; RC RC: RFO |  |  | N
15147 | PSEG Fossil LLC | 2406 | PSEG Linden Generating Station | NJ | Union | 3 | Natural Gas Fired Combustion Turbine | GT |  | S | X | X |  |  | 18.5 |  |  |  |  | N |  |  | RE | X | 7 | 1967 | 5 | 2006 | N | IPP Non-CHP | 2 | [11 empty] | N | bar: X X to RC RC
15147 | PSEG Fossil LLC | 2408 | PSEG Mercer Generating Station | NJ | Mercer | 1 | Conventional Steam Coal | ST |  | S | X | X | 50486 | MERCER 18 KV | 326.4 | 0.85 | 316 | 316 | 70 | N |  |  | RE | X | 12 | 1960 | 6 | 2017 | N | IPP Non-CHP | 2 | X X: X; RC RC: BIT; NG NG: NG; DFO DFO: NG |  |  | N | N |  | OVER |  | Y |  |  | Y | N |  | Y | Y | N
15147 | PSEG Fossil LLC | 2408 | PSEG Mercer Generating Station | NJ | Mercer | 2 | Conventional Steam Coal | ST |  | S | X | X | 50487 | MERCER 18 KV | 326.4 | 0.85 | 316 | 316 | 70 | N |  |  | RE | X | 6 | 1961 | 6 | 2017 | N | IPP Non-CHP | 2 | X X: X; RC RC: BIT; NG NG: NG; DFO DFO: NG |  |  | N | N |  | OVER |  | Y |  |  | Y | N |  | Y | Y | N
15147 | PSEG Fossil LLC | 2408 | PSEG Mercer Generating Station | NJ | Mercer | 3 | Petroleum Liquids | GT |  | S | X | X | 50484 | MERCER 13 KV | 115.2 | 0.85 | 115 | 115 | 115 | N |  |  | RE | X | 11 | 1967 | 6 | 2015 | N | IPP Non-CHP | 2 | X X: X; RC RC: DFO; DFO DFO: NG |  |  | N | N |  | 1H | [8 empty] | N
15147 | PSEG Fossil LLC | 2409 | PSEG National Park Generating Station | NJ | Gloucester | 1 | Petroleum Liquids | GT |  | S | X | X | 50482 | 50482 | 18.5 | 0.85 | 21 | 21 | 21 | N |  |  | RE | X | 6 | 1969 | 6 | 2015 | N | IPP Non-CHP | 2 | X X: X; RC RC: KER |  |  | N | N |  | 1H | [8 empty] | N | N
15147 | PSEG Fossil LLC | 2411 | PSEG Sewaren Generating Station | NJ | Middlesex | 1 | Natural Gas Steam Turbine | ST |  | S | X | X | 50456 | SEWAREN 13 KV | 110.7 | 0.85 | 102.8 | 102.8 | 20 | N |  |  | RE | X | 12 | 1948 | 5 | 2018 | N | IPP Non-CHP | 2 | X X: X; RC RC: NG; NG NG: RFO; DFO DFO: NG |  |  | N | N |  | OVER | [7 empty] | Y | N | N
15147 | PSEG Fossil LLC | 2411 | PSEG Sewaren Generating Station | NJ | Middlesex | 2 | Natural Gas Steam Turbine | ST |  | S | X | X | 50457 | SEWAREN 13 KV | 107.5 | 0.85 | 118 | 118 | 20 | N |  |  | RE | X | 11 | 1948 | 5 | 2018 | N | IPP Non-CHP | 2 | X X: X; RC RC: NG; NG NG: RFO; DFO DFO: NG |  |  | N | N |  | OVER | [7 empty] | Y | N | N
15147 | PSEG Fossil LLC | 2411 | PSEG Sewaren Generating Station | NJ | Middlesex | 3 | Natural Gas Steam Turbine | ST |  | S | X | X | 50458 | SEWAREN 13 KV | 107.5 | 0.85 | 106.2 | 106.2 | 20 | N |  |  | RE | X | 10 | 1949 | 5 | 2018 | N | IPP Non-CHP | 2 | X X: X; RC RC: NG; NG NG: RFO; DFO DFO: NG |  |  | N | N |  | 12H | [7 empty] | Y | N | N
15147 | PSEG Fossil LLC | 2411 | PSEG Sewaren Generating Station | NJ | Middlesex | 4 | Natural Gas Steam Turbine | ST |  | S | X | X | 50460 | SEWAREN 16 KV | 126.5 | 0.85 | 123.6 | 123.6 | 20 | N |  |  | RE | X | 7 | 1951 | 5 | 2018 | N | IPP Non-CHP | 2 | X X: X; RC RC: NG; NG NG: RFO; DFO DFO: NG |  |  | N | N |  | OVER | [7 empty] | Y | N | N
15147 | PSEG Fossil LLC | 2411 | PSEG Sewaren Generating Station | NJ | Middlesex | 6 | Petroleum Liquids | GT |  | S | X | X | 50459 | SEWAREN 13 KV | 115.2 | 0.9 | 105 | 105 | 105 | N |  |  | RE | X | 11 | 1965 | 6 | 2015 | N | IPP Non-CHP | 2 | X X: X; RC RC: KER |  |  | N | N |  | 1H | [8 empty] | N | N
19856 | City of Vineland - (NJ) | 2434 | Howard Down | NJ | Cumberland | 10 | Petroleum Liquids | ST |  | S | X | X |  |  | 25 |  | 23 | 23 |  | N |  |  | RE | X | 5 | 1970 | 9 | 2012 | N | Electric Utility | 1 | X X: X; RC RC: RFO; DFO DFO: DFO |  |  | N |  |  |  |  | N |  |  | N |  |  | N | N
19856 | City of Vineland - (NJ) | 2434 | Howard Down | NJ | Cumberland | 5 | Petroleum Liquids | ST |  | S | X | X |  |  | 4 |  | 3 | 3 |  | N |  |  | RE | X | 88 | 1942 | 12 | 2008 | N | Electric Utility | 1 | X X: X; RC RC: RFO |  |  | N | N
19856 | City of Vineland - (NJ) | 2434 | Howard Down | NJ | Cumberland | 6 | Petroleum Liquids | ST |  | S | X | X |  |  | 5 |  | 4 | 4 |  | N |  |  | RE | X | 88 | 1949 | 12 | 2008 | N | Electric Utility | 1 | X X: X; RC RC: RFO |  |  | N | N
19856 | City of Vineland - (NJ) | 2434 | Howard Down | NJ | Cumberland | 7 | Petroleum Liquids | ST |  | S | X | X |  |  | 7.5 |  | 8 | 8 |  | N |  |  | RE | X | 12 | 1952 | 12 | 2008 | N | Electric Utility | 1 | X X: X; RC RC: RFO; DFO DFO: DFO |  |  | N | N
19856 | City of Vineland - (NJ) | 2434 | Howard Down | NJ | Cumberland | 8 | Petroleum Liquids | ST |  | S | X | X |  |  | 12.5 |  | 11 | 11 |  | N |  |  | RE | X | 10 | 1955 | 6 | 2009 | N | Electric Utility | 1 | X X: X; RC RC: RFO; DFO DFO: DFO |  |  | N | N
19856 | City of Vineland - (NJ) | 2434 | Howard Down | NJ | Cumberland | 9 | Petroleum Liquids | ST |  | S | X | X |  |  | 16.5 |  | 17 | 17 |  | N |  |  | RE | X | 12 | 1960 | 6 | 2010 | N | Electric Utility | 1 | X X: X; RC RC: RFO; DFO DFO: DFO |  |  | N | N
803 | Arizona Public Service Co | 2442 | Four Corners | NM | San Juan | 1 | Conventional Steam Coal | ST |  | S | X | X |  |  | 190 | 0.9 | 170 | 170 |  | N |  |  | RE | X | 5 | 1963 | 12 | 2013 | N | Electric Utility | 1 | X X: X; RC RC: BIT; NG NG: SUB; DFO DFO: NG |  |  | N |  |  | OVER |  | Y |  |  | Y
803 | Arizona Public Service Co | 2442 | Four Corners | NM | San Juan | 2 | Conventional Steam Coal | ST |  | S | X | X |  |  | 190 | 0.9 | 170 | 170 |  | N |  |  | RE | X | 6 | 1963 | 12 | 2013 | N | Electric Utility | 1 | X X: X; RC RC: BIT; NG NG: SUB; DFO DFO: NG |  |  | N |  |  | OVER |  | Y |  |  | Y
803 | Arizona Public Service Co | 2442 | Four Corners | NM | San Juan | 3 | Conventional Steam Coal | ST |  | S | X | X |  |  | 253.4 | 0.9 | 220 | 220 |  | N |  |  | RE | X | 8 | 1964 | 12 | 2013 | N | Electric Utility | 1 | X X: X; RC RC: BIT; NG NG: SUB; DFO DFO: NG |  |  | N |  |  | OVER |  | Y |  |  | Y
15473 | Public Service Co of NM | 2447 | Las Vegas | NM | San Miguel | 1 | Petroleum Liquids | GT |  | S | X | X |  |  | 20 | 0.9 | 20 | 20 | 20 | N |  |  | RE | X | 1 | 1973 | 4 | 2011 | N | Electric Utility | 1 | X X: X; RC RC: DFO |  |  | N | N |  | 1H | [7 empty] | N | N | N
15473 | Public Service Co of NM | 2451 | San Juan | NM | San Juan | 2 | Conventional Steam Coal | ST |  | J | X | X |  |  | 369 | 0.9 | 340 | 340 | 150 | N |  |  | RE | X | 11 | 1973 | 12 | 2017 | N | Electric Utility | 1 | X X: X; RC RC: BIT; NG NG: DFO; DFO DFO: DFO |  |  | N | N |  | OVER |  | Y |  |  | Y |  |  | N
15473 | Public Service Co of NM | 2451 | San Juan | NM | San Juan | 3 | Conventional Steam Coal | ST |  | J | X | X |  |  | 555 | 0.9 | 497 | 497 | 150 | N |  |  | RE | X | 12 | 1979 | 12 | 2017 | N | Electric Utility | 1 | X X: X; RC RC: BIT; NG NG: DFO; DFO DFO: DFO |  |  | N | N |  | OVER |  | Y |  |  | Y |  |  | N
17718 | Southwestern Public Service Co | 2453 | Carlsbad | NM | Eddy | 5 | Natural Gas Fired Combustion Turbine | GT |  | S | X | X | SPS.CARLSBAD5 | SPS.CARLSBAD5 | 16.3 | 0.85 | 10 | 10 | 10 | N |  |  | RE | X | 12 | 1977 | 12 | 2017 | N | Electric Utility | 1 | [11 empty] | N | N |  | 1H | [7 empty] | N | bar: X X to RC RC
6204 | City of Farmington - (NM) | 2465 | Animas | NM | San Juan | 1 | Natural Gas Fired Combined Cycle | CA | CTG1 | S | N | X |  |  | 3 | 0.8 | 3 | 3 | 1 | N |  |  | RE | X | 1 | 1955 | 3 | 2015 | N | Electric Utility | 1 | [11 empty] | N | N |  | 12H | [7 empty] | N | N | bar: X X to RC RC
6204 | City of Farmington - (NM) | 2465 | Animas | NM | San Juan | 2 | Natural Gas Fired Combined Cycle | CA | CTG1 | S | N | X |  |  | 3 | 0.8 | 3 | 3 | 1 | N |  |  | RE | X | 2 | 1955 | 3 | 2015 | N | Electric Utility | 1 | [11 empty] | N | N |  | 12H | [7 empty] | N | N | bar: X X to RC RC
6204 | City of Farmington - (NM) | 2465 | Animas | NM | San Juan | 3 | Natural Gas Steam Turbine | ST |  | S | X | X |  |  | 9 | 0.8 | 9 | 9 |  | N |  |  | RE | X | 9 | 1958 | 11 | 2012 | N | Electric Utility | 1 | [11 empty] | N | N |  | 12H | [7 empty] | N | N | N | bar: X X to RC RC
6204 | City of Farmington - (NM) | 2465 | Animas | NM | San Juan | GT1 | Natural Gas Fired Combustion Turbine | GT | CTG1 | S | X | X |  |  | 18.6 | 0.8 | 17 | 19 | 10 | N |  |  | RE | X | 5 | 1994 | 10 | 2020 | N | Electric Utility | 1 | [11 empty] | N | N |  | 12H | [7 empty] | N | N | N | bar: X X to RC RC
6204 | City of Farmington - (NM) | 2465 | Animas | NM | San Juan | HY1 | Conventional Hydroelectric | HY |  | S | X | X |  |  | 0.2 | 0.8 | 0.2 | 0.2 | 0 | N |  |  | RE | X | 3 | 1927 | 12 | 2006 | N | Electric Utility | 1 | X X: X; RC RC: WAT |  |  | N | N |  | 12H
6204 | City of Farmington - (NM) | 2465 | Animas | NM | San Juan | ST4 | Natural Gas Steam Turbine | ST |  | S | X | X |  |  | 16.5 |  | 16 | 16 |  | N |  |  | RE | X | 4 | 1960 | 11 | 2012 | N | Electric Utility | 1 | [11 empty] | N | bar: X X to RC RC
17718 | Southwestern Public Service Co | 2469 | Tucumcari | NM | Quay | 3 | Petroleum Liquids | IC |  | S | X | X |  |  | 1 |  | 1 | 1 |  | N |  |  | RE | X | 1 | 1975 | 12 | 2010 | N | Electric Utility | 1 | X X: X; RC RC: DFO |  |  | N | [10 empty] | N
17718 | Southwestern Public Service Co | 2469 | Tucumcari | NM | Quay | 4 | Petroleum Liquids | IC |  | S | X | X |  |  | 2.2 |  | 2 | 2 |  | N |  |  | RE | X | 1 | 1959 | 2 | 2006 | N | Electric Utility | 1 | X X: X; RC RC: DFO |  |  | N | [10 empty] | N
17718 | Southwestern Public Service Co | 2469 | Tucumcari | NM | Quay | 5 | Petroleum Liquids | IC |  | S | X | X |  |  | 1 |  | 1 | 1 |  | N |  |  | RE | X | 0 | 1951 | 2 | 2006 | N | Electric Utility | 1 | X X: X; RC RC: DFO |  |  | N | [10 empty] | N
17718 | Southwestern Public Service Co | 2469 | Tucumcari | NM | Quay | 6 | Petroleum Liquids | IC |  | S | X | X |  |  | 4.1 |  | 3 | 3 |  | N |  |  | RE | X | 1 | 1964 | 2 | 2006 | N | Electric Utility | 1 | X X: X; RC RC: DFO |  |  | N | [10 empty] | N
17718 | Southwestern Public Service Co | 2469 | Tucumcari | NM | Quay | 8 | Petroleum Liquids | IC |  | S | X | X |  |  | 3 |  | 3 | 3 |  | N |  |  | RE | X | 1 | 1968 | 2 | 2006 | N | Electric Utility | 1 | X X: X; RC RC: DFO |  |  | N | [10 empty] | N
17718 | Southwestern Public Service Co | 2469 | Tucumcari | NM | Quay | 9 | Petroleum Liquids | IC |  | S | X | X |  |  | 4.8 |  | 5 | 5 |  | N |  |  | RE | X | 1 | 1977 | 12 | 2010 | N | Electric Utility | 1 | X X: X; RC RC: DFO |  |  | N | [10 empty] | N
15296 | New York Power Authority | 2491 | Charles Poletti | NY | Queens | 6 | Petroleum Liquids | ST |  | S | X | X |  |  | 883 | 1 | 847 | 831 | 1 | N |  |  | RE | X | 3 | 1977 | 2 | 2010 | N | Electric Utility | 1 | X X: X; RC RC: RFO; NG NG: NG |  |  | N | [11 empty] | N | Y
54863 | U S Power Generating Company LLC | 2494 | Gowanus Gas Turbines Generating | NY | Kings | SS | Natural Gas Fired Combustion Turbine | GT |  | S | X | X |  |  | 93 |  | 90 | 95 |  |  |  |  | CN | X |  |  |  |  | N | IPP Non-CHP | 2 | X X: X; RC RC: NG; NG NG: DFO |  |  | N | [10 empty] | Y | N | Y
4226 | Consolidated Edison Co-NY Inc | 2496 | Hudson Avenue | NY | Kings | 10 | Petroleum Liquids | ST |  | S | X | X |  |  | 60 |  | 64.3 | 65 |  | N |  |  | RE | X | 11 | 1951 | 10 | 2004 | N | Electric Utility | 1 | X X: X; RC RC: RFO; NG NG: NG |  |  | N | [10 empty] | N | N | Y
4226 | Consolidated Edison Co-NY Inc | 2496 | Hudson Avenue | NY | Kings | 4 | Petroleum Liquids | GT |  | S | X | X |  |  | 16.3 | 0.85 | 13.5 | 16.3 | 11 | N |  |  | RE | X | 7 | 1970 | 9 | 2019 | N | Electric Utility | 1 | X X: X; RC RC: KER |  |  | N | N |  | 1H | [7 empty] | N | N
6027 | Entergy Nuclear Indian Point 2 | 2497 | Indian Point 2 | NY | Westchester | 2 | Nuclear | ST |  | S | X | X | 23530 | 23530 | 1299 | 0.8 | 1011.5 |  | 0 | N |  |  | RE | X | 8 | 1973 | 4 | 2020 | N | IPP Non-CHP | 2 | X X: X; RC RC: NUC |  |  | N | N |  | 12H | [7 empty] | N | N
61130 | Helix Ravenswood, LLC | 2500 | Ravenswood | NY | Queens | GT33 | Natural Gas Fired Combustion Turbine | GT |  | S | X | X |  |  | 42.9 | 0.85 |  |  | 10 |  |  |  | RE | X | 6 | 1969 | 11 | 2017 | N | IPP Non-CHP | 2 | X X: X; RC RC: NG; NG NG: KER |  |  | N | N |  | 1H | [7 empty] | Y | N | Y
61130 | Helix Ravenswood, LLC | 2500 | Ravenswood | NY | Queens | GT4 | Natural Gas Fired Combustion Turbine | GT |  | S | X | X |  |  | 21.1 | 0.85 | 12.9 | 15.6 | 7 | N |  |  | RE | X | 6 | 1969 | 9 | 2020 | N | IPP Non-CHP | 2 | X X: X; RC RC: NG; NG NG: KER |  |  | N | N |  | 1H | [7 empty] | Y | N | Y
61130 | Helix Ravenswood, LLC | 2500 | Ravenswood | NY | Queens | GT5 | Natural Gas Fired Combustion Turbine | GT |  | S | X | X |  |  | 21.1 | 0.85 | 15.5 | 17.2 | 7 | N |  |  | RE | X | 6 | 1969 | 9 | 2020 | N | IPP Non-CHP | 2 | X X: X; RC RC: NG; NG NG: KER |  |  | N | N |  | 1H | [7 empty] | Y | N | Y
61130 | Helix Ravenswood, LLC | 2500 | Ravenswood | NY | Queens | GT6 | Natural Gas Fired Combustion Turbine | GT |  | S | X | X |  |  | 22 | 0.85 | 12.6 | 16.5 | 7 | N |  |  | RE | X | 6 | 1969 | 9 | 2020 | N | IPP Non-CHP | 2 | X X: X; RC RC: NG; NG NG: KER |  |  | N | N |  | 1H | [7 empty] | Y | N | Y
61130 | Helix Ravenswood, LLC | 2500 | Ravenswood | NY | Queens | GT7 | Natural Gas Fired Combustion Turbine | GT |  | S | X | X |  |  | 22 | 0.85 |  |  | 7 |  |  |  | RE | X | 6 | 1969 | 3 | 2017 | N | IPP Non-CHP | 2 | X X: X; RC RC: NG; NG NG: KER |  |  | N | N |  | 1H | [7 empty] | Y | N | Y
61130 | Helix Ravenswood, LLC | 2500 | Ravenswood | NY | Queens | GT8 | Natural Gas Fired Combustion Turbine | GT |  | S | X | X |  |  | 25 | 0.85 |  |  | 10 |  |  |  | RE | X | 6 | 1969 | 10 | 2008 | N | IPP Non-CHP | 2 | X X: X; RC RC: NG; NG NG: KER |  |  | N | N |  | 1H | [7 empty] | Y | N | Y
61130 | Helix Ravenswood, LLC | 2500 | Ravenswood | NY | Queens | GT9 | Natural Gas Fired Combustion Turbine | GT |  | S | X | X |  |  | 25 | 0.85 | 16.3 | 22.8 | 10 | N |  |  | RE | X | 6 | 1969 | 9 | 2020 | N | IPP Non-CHP | 2 | X X: X; RC RC: NG; NG NG: KER |  |  | N | N |  | 1H | [7 empty] | Y | N | Y
4226 | Consolidated Edison Co-NY Inc | 2502 | Waterside | NY | New York | 6 | Petroleum Liquids | ST |  | S | X | X |  |  | 74.8 |  | 69 | 68 |  | N |  |  | RE | X | 7 | 1941 | 4 | 2005 | Y | Electric Utility | 1 | RC RC: RFO; NG NG: NG |  |  | N | [11 empty] | N | Y
4226 | Consolidated Edison Co-NY Inc | 2502 | Waterside | NY | New York | 8 | Petroleum Liquids | ST |  | S | X | X |  |  | 62.5 |  | 49.8 | 49.6 |  | N |  |  | RE | X | 6 | 1949 | 4 | 2005 | Y | Electric Utility | 1 | RC RC: RFO; NG NG: NG |  |  | N | [11 empty] | N | Y
4226 | Consolidated Edison Co-NY Inc | 2502 | Waterside | NY | New York | 9 | Petroleum Liquids | ST |  | S | X | X |  |  | 62.5 |  | 48.4 | 49.4 |  | N |  |  | RE | X | 10 | 1949 | 4 | 2005 | Y | Electric Utility | 1 | RC RC: RFO; NG NG: NG |  |  | N | [11 empty] | N | Y
56505 | National Grid Generation LLC | 2511 | E F Barrett | NY | Nassau | 7 | Natural Gas Fired Combustion Turbine | GT |  | S | X | X | 23710 | 23710 | 18 |  |  |  |  | N |  |  | RE | X | 7 | 1970 | 10 | 2011 | N | Electric Utility | 1 | X X: X; RC RC: NG; NG NG: DFO |  |  | N
56505 | National Grid Generation LLC | 2513 | Far Rockaway | NY | Queens | 4 | Natural Gas Steam Turbine | ST |  | S | X | X | 23548 | 23548 | 100 |  |  |  |  | N |  |  | RE | X | 12 | 1953 | 7 | 2012 | N | Electric Utility | 1 | [11 empty] | N | bar: X X to RC RC
56505 | National Grid Generation LLC | 2514 | Glenwood | NY | Nassau | 4 | Natural Gas Steam Turbine | ST |  | S | X | X | 23550 | 23550 | 114 |  |  | 107 |  | N |  |  | RE | X | 12 | 1952 | 7 | 2012 | N | Electric Utility | 1 | [11 empty] | N | bar: X X to RC RC
56505 | National Grid Generation LLC | 2514 | Glenwood | NY | Nassau | 5 | Natural Gas Steam Turbine | ST |  | S | X | X | 23614 | 23614 | 114 |  |  | 105.2 |  | N |  |  | RE | X | 11 | 1954 | 7 | 2012 | N | Electric Utility | 1 | [11 empty] | N | [10 empty] | N | bar: X X to RC RC
56505 | National Grid Generation LLC | 2515 | Montauk | NY | Suffolk | 2 | Petroleum Liquids | IC |  | S | X | X | 23721 | 23721 | 2 |  |  |  |  | N |  |  | RE | X | 12 | 1962 | 5 | 2013 | N | Electric Utility | 1 | X X: X; RC RC: DFO
56505 | National Grid Generation LLC | 2515 | Montauk | NY | Suffolk | 3 | Petroleum Liquids | IC |  | S | X | X | 23721 | 23721 | 2 |  |  |  |  | N |  |  | RE | X | 11 | 1965 | 5 | 2013 | N | Electric Utility | 1 | X X: X; RC RC: DFO
56505 | National Grid Generation LLC | 2515 | Montauk | NY | Suffolk | 4 | Petroleum Liquids | IC |  | S | X | X | 23721 | 23721 | 2 |  |  |  |  | N |  |  | RE | X | 11 | 1965 | 5 | 2013 | N | Electric Utility | 1 | X X: X; RC RC: DFO |  |  | N
56505 | National Grid Generation LLC | 2517 | Port Jefferson | NY | Suffolk | 2 | Petroleum Liquids | ST |  | S | X | X |  |  | 46 |  | 42.2 | 42.4 |  | N |  |  | RE | X | 10 | 1950 | 9 | 1997 | N | Electric Utility | 1 | X X: X; RC RC: RFO | [13 empty] | N | N
56505 | National Grid Generation LLC | 2517 | Port Jefferson | NY | Suffolk | ST1 | Petroleum Liquids | ST |  | S | X | X |  |  | 46 |  | 42.2 | 42.4 |  | N |  |  | RE | X | 12 | 1948 | 9 | 1997 | N | Electric Utility | 1 | X X: X; RC RC: RFO |  |  | N | [10 empty] | N | N
56505 | National Grid Generation LLC | 2521 | West Babylon | NY | Suffolk | 4 | Petroleum Liquids | GT |  | S | X | X | 23714 | 23714 | 52.4 | 0.9 | 49.7 | 66.5 | 41.5 | N |  |  | RE | X | 8 | 1971 | 12 | 2020 | N | Electric Utility | 1 | X X: X; RC RC: DFO |  |  | N |  |  | 1H | [7 empty] | N | N
25 | Greenidge Generation Holdings LLC | 2527 | Greenidge Generation LLC | NY | Yates | 3 | Conventional Steam Coal | ST |  | S | X | X |  |  | 50 |  | 52 | 48.9 |  | N |  |  | RE | X | 4 | 1950 | 12 | 2009 | N | IPP Non-CHP | 2 | X X: X; RC RC: BIT; NG NG: NG; DFO DFO: DFO |  |  | N |  |  |  |  | Y |  |  | Y |  |  |  | Y
13511 | New York State Elec & Gas Corp | 2533 | Keuka | NY | Steuben | 1 | Conventional Hydroelectric | HY |  | S | X | X |  |  | 2 |  | 1.9 | 1.8 |  | N |  |  | RE | X | 88 | 1928 | 11 | 2006 | N | Electric Utility | 1 | X X: X; RC RC: WAT |  |  | N
14294 | PSEG Power New York Inc | 2539 | Bethlehem Energy Center | NY | Albany | 1 | Natural Gas Steam Turbine | ST |  | S | X | X |  |  | 100 |  | 90 | 95 |  | N |  |  | RE | X | 10 | 1952 | 12 | 2005 | N | IPP Non-CHP | 2 | X X: X; RC RC: NG; NG NG: RFO |  |  | N | [11 empty] | Y | Y
14294 | PSEG Power New York Inc | 2539 | Bethlehem Energy Center | NY | Albany | 2 | Natural Gas Steam Turbine | ST |  | S | X | X |  |  | 100 |  | 90 | 94 |  | N |  |  | RE | X | 11 | 1952 | 12 | 2005 | N | IPP Non-CHP | 2 | X X: X; RC RC: NG; NG NG: RFO |  |  | N | [11 empty] | Y | Y
14294 | PSEG Power New York Inc | 2539 | Bethlehem Energy Center | NY | Albany | 3 | Natural Gas Steam Turbine | ST |  | S | X | X |  |  | 100 |  | 91 | 96 |  | N |  |  | RE | X | 9 | 1953 | 12 | 2005 | N | IPP Non-CHP | 2 | X X: X; RC RC: NG; NG NG: RFO |  |  | N | [11 empty] | Y | Y
14294 | PSEG Power New York Inc | 2539 | Bethlehem Energy Center | NY | Albany | 4 | Natural Gas Steam Turbine | ST |  | S | X | X |  |  | 100 |  | 94 | 91 |  | N |  |  | RE | X | 8 | 1954 | 12 | 2005 | N | IPP Non-CHP | 2 | X X: X; RC RC: NG; NG NG: RFO | [14 empty] | Y | Y
5914 | Erie Boulevard Hydropower LP | 2576 | Higley | NY | St Lawrence | 1 | Conventional Hydroelectric | HY |  | W | X | X |  |  | 2 | 0.8 | 2 | 2 | 0.3 | N |  |  | RE | X | 1 | 1913 | 9 | 2003 | N | IPP Non-CHP | 2 | X X: X; RC RC: WAT | [5 empty] | 10M
5914 | Erie Boulevard Hydropower LP | 2576 | Higley | NY | St Lawrence | 2 | Conventional Hydroelectric | HY |  | W | X | X |  |  | 2 | 0.8 | 2 | 2 | 0.3 | N |  |  | RE | X | 1 | 1913 | 9 | 2003 | N | IPP Non-CHP | 2 | X X: X; RC RC: WAT | [5 empty] | 10M
5914 | Erie Boulevard Hydropower LP | 2576 | Higley | NY | St Lawrence | 3 | Conventional Hydroelectric | HY |  | W | X | X |  |  | 2 | 0.8 | 2 | 2 | 0.3 | N |  |  | RE | X | 1 | 1937 | 9 | 2003 | N | IPP Non-CHP | 2 | X X: X; RC RC: WAT | [5 empty] | 10M
13923 | NRG Oswego Harbor Power Operations Inc | 2594 | Oswego Harbor Power | NY | Oswego | 3 | Natural Gas Steam Turbine | ST |  | S | X | X |  |  | 92 |  |  |  |  | N |  |  | RE | X | 12 | 1948 | 12 | 2003 | N | IPP Non-CHP | 2 | [11 empty] | N | [10 empty] | N | N | bar: X X to RC RC
5914 | Erie Boulevard Hydropower LP | 2596 | Oswego Falls West | NY | Oswego | 3 | Conventional Hydroelectric | HY |  | S | X | X | 24041 | 24041 | 1 | 0.8 | 0.9 | 0.9 | 0.7 | N |  |  | RE | X | 1 | 1914 | 9 | 2005 | N | IPP Non-CHP | 2 | X X: X; RC RC: WAT |  |  | N | N |  | 10M
64082 | GenOn Bowline, LLC | 2625 | Bowline Point | NY | Rockland | BOW3 | Natural Gas Fired Combined Cycle | CT |  | S | X |  |  |  | 750 |  | 750 | 750 |  |  |  |  | IP | X |  |  |  |  | N | IPP Non-CHP | 2 | X X: X; RC RC: NG; NG NG: DFO |  |  | N
12792 | GenOn New York, LLC | 2629 | Lovett | NY | Rockland | 3 | Natural Gas Steam Turbine | ST |  | S | X | X |  |  | 69 |  | 69 | 67 |  |  |  |  | RE | X | 3 | 1955 | 5 | 2007 | N | IPP Non-CHP | 2 | X X: X; RC RC: NG; NG NG: RFO |  |  | N | [11 empty] | Y | Y
12792 | GenOn New York, LLC | 2629 | Lovett | NY | Rockland | 4 | Conventional Steam Coal | ST |  | S | X | X |  |  | 179.5 |  | 172 | 165.3 |  |  |  |  | RE | X | 4 | 1966 | 5 | 2007 | N | IPP Non-CHP | 2 | X X: X; RC RC: BIT; NG NG: NG; DFO DFO: RFO |  |  | N | [11 empty] | Y | Y
12792 | GenOn New York, LLC | 2629 | Lovett | NY | Rockland | 5 | Conventional Steam Coal | ST |  | S | X | X |  |  | 200.6 |  | 191 | 185.5 |  |  |  |  | RE | X | 4 | 1969 | 4 | 2008 | N | IPP Non-CHP | 2 | X X: X; RC RC: BIT; NG NG: NG; DFO DFO: RFO |  |  | N |  |  |  |  | Y | [6 empty] | Y | N
57280 | Eagle Creek Renewable Energy, LLC | 2633 | Swinging Bridge 1 | NY | Sullivan | SWI1 | Conventional Hydroelectric | HY |  | S | X | X | 23641 |  | 5 | 0.9 | 4.3 | 4.3 | 3.8 | N |  |  | RE | X | 2 | 1930 | 6 | 2006 | N | IPP Non-CHP | 2 | X X: X; RC RC: WAT |  |  | N |  |  | 10M
16183 | Rochester Gas & Electric Corp | 2640 | Rochester 3 | NY | Monroe | 13 | Petroleum Liquids | GT |  | S | X | X |  |  | 19 |  | 14.4 | 17.4 |  | N |  |  | RE | X | 6 | 1969 | 12 | 2011 | N | Electric Utility | 1 | X X: X; RC RC: DFO |  |  | N | [10 empty] | N
16183 | Rochester Gas & Electric Corp | 2642 | Rochester 7 | NY | Monroe | 1 | Conventional Steam Coal | ST |  | S | X | X |  |  | 46 |  | 46 | 47 |  | N |  |  | RE | X | 11 | 1948 | 2 | 2008 | N | Electric Utility | 1 | X X: X; RC RC: BIT; DFO DFO: DFO |  |  | N |  |  |  | N | Y
16183 | Rochester Gas & Electric Corp | 2642 | Rochester 7 | NY | Monroe | 2 | Conventional Steam Coal | ST |  | S | X | X |  |  | 62.5 |  | 64 | 65 |  | N |  |  | RE | X | 11 | 1950 | 3 | 2008 | N | Electric Utility | 1 | X X: X; RC RC: BIT; DFO DFO: DFO |  |  | N |  |  |  |  | Y |  |  | N
16183 | Rochester Gas & Electric Corp | 2642 | Rochester 7 | NY | Monroe | 3 | Conventional Steam Coal | ST |  | S | X | X |  |  | 62.5 |  | 64 | 65 |  | N |  |  | RE | X | 9 | 1953 | 4 | 2008 | N | Electric Utility | 1 | X X: X; RC RC: BIT; DFO DFO: DFO |  |  | N |  |  |  | N | Y
16183 | Rochester Gas & Electric Corp | 2642 | Rochester 7 | NY | Monroe | 4 | Conventional Steam Coal | ST |  | S | X | X |  |  | 81.6 |  | 78 | 80 |  | N |  |  | RE | X | 2 | 1957 | 3 | 2008 | N | Electric Utility | 1 | X X: X; RC RC: BIT; DFO DFO: DFO |  |  | N |  |  |  | N | Y
16183 | Rochester Gas & Electric Corp | 2644 | Rochester 9 | NY | Monroe | 2 | Natural Gas Fired Combustion Turbine | GT |  | S | X | X |  |  | 19 |  | 14 | 19.2 |  | N |  |  | RE | X | 11 | 1969 | 2 | 2014 | N | Electric Utility | 1 | [11 empty] | N | N | bar: X X to RC RC
6775 | Village of Freeport - (NY) | 2678 | Plant No 1 Freeport | NY | Nassau | 1 | Petroleum Liquids | IC |  | S | X | X | 1660 | 1660 | 2.1 | 0.8 | 1.5 | 1.5 | 2.1 | N |  |  | RE | X | 1 | 1941 | 6 | 2013 | N | Electric Utility | 1 | X X: X; RC RC: DFO |  |  | N | N |  | 12H | [7 empty] | N |  | N
6775 | Village of Freeport - (NY) | 2679 | Plant No 2 Freeport | NY | Nassau | 1 | Petroleum Liquids | IC |  | S | X | X |  |  | 9.6 |  | 8 | 9 |  | N |  |  | RE | X | 3 | 1969 | 2 | 2004 | N | Electric Utility | 1 | X X: X; RC RC: DFO |  |  |  | N
6775 | Village of Freeport - (NY) | 2679 | Plant No 2 Freeport | NY | Nassau | 2 | Petroleum Liquids | IC |  | S | X | X |  |  | 9.6 |  | 8 | 9 |  | N |  |  | RE | X | 4 | 1969 | 2 | 2004 | N | Electric Utility | 1 | X X: X; RC RC: DFO |  |  |  | N | [9 empty] | N
16217 | Village of Rockville Centre - (NY) | 2695 | Charles P Keller | NY | Nassau | 7 | Petroleum Liquids | IC |  | S | X | X |  |  | 2 | 0.8 | 2 | 2 | 1 | N |  |  | RE | X | 1 | 1942 | 12 | 2018 | N | Electric Utility | 1 | X X: X; RC RC: DFO |  |  | N | N |  | 1H | [7 empty] | N | N | N
16217 | Village of Rockville Centre - (NY) | 2695 | Charles P Keller | NY | Nassau | 8 | Petroleum Liquids | IC |  | S | X | X |  |  | 2.4 | 0.8 | 2.7 | 2.7 | 1.2 | N |  |  | RE | X | 1 | 1950 | 12 | 2017 | N | Electric Utility | 1 | X X: X; RC RC: DFO |  |  | N | N |  | 1H | [7 empty] | N | N | N
3046 | Duke Energy Progress - (NC) | 2706 | Asheville | NC | Buncombe | 1 | Conventional Steam Coal | ST |  | S | X | X |  |  | 206.6 | 0.85 | 189 | 192 | 50 | N |  |  | RE | X | 5 | 1964 | 1 | 2020 | N | Electric Utility | 1 | X X: X; RC RC: BIT; DFO DFO: DFO |  |  | N | N |  | OVER |  | Y |  |  | Y |  |  | N | N
3046 | Duke Energy Progress - (NC) | 2706 | Asheville | NC | Buncombe | 2 | Conventional Steam Coal | ST |  | S | X | X |  |  | 207 | 0.9 | 189 | 192 | 50 | N |  |  | RE | X | 5 | 1971 | 1 | 2020 | N | Electric Utility | 1 | X X: X; RC RC: BIT; DFO DFO: DFO |  |  | N | N |  | OVER |  | Y |  |  | Y |  |  | N | N
3046 | Duke Energy Progress - (NC) | 2708 | Cape Fear | NC | Chatham | 1 | Petroleum Liquids | CA |  | S | N | X |  |  | 15 | 0.85 | 11 | 12 |  |  |  |  | RE | X | 12 | 1923 | 3 | 2013 | N | Electric Utility | 1 | X X: X; RC RC: DFO |  |  | N | N | [10 empty] | N
3046 | Duke Energy Progress - (NC) | 2708 | Cape Fear | NC | Chatham | 1A | Petroleum Liquids | CT |  | S | X |  |  |  | 18 | 0.85 | 11 | 14 |  |  |  |  | RE | X | 6 | 1969 | 3 | 2013 | N | Electric Utility | 1 | X X: X; RC RC: DFO |  |  | N | N | [10 empty] | N
3046 | Duke Energy Progress - (NC) | 2708 | Cape Fear | NC | Chatham | 1B | Petroleum Liquids | CT |  | S | X |  |  |  | 18 | 0.85 | 12 | 14 |  |  |  |  | RE | X | 6 | 1969 | 3 | 2013 | N | Electric Utility | 1 | X X: X; RC RC: DFO |  |  | N | N | [10 empty] | N
3046 | Duke Energy Progress - (NC) | 2708 | Cape Fear | NC | Chatham | 2 | Petroleum Liquids | CA |  | S | N | X |  |  | 15 | 0.85 | 7 | 12 |  |  |  |  | RE | X | 10 | 1924 | 3 | 2013 | N | Electric Utility | 1 | X X: X; RC RC: DFO |  |  | N | N | [10 empty] | N
3046 | Duke Energy Progress - (NC) | 2708 | Cape Fear | NC | Chatham | 2A | Petroleum Liquids | CT |  | S | X |  |  |  | 18 | 0.85 | 12 | 14 |  |  |  |  | RE | X | 6 | 1969 | 3 | 2013 | N | Electric Utility | 1 | X X: X; RC RC: DFO |  |  | N | N | [10 empty] | N
3046 | Duke Energy Progress - (NC) | 2708 | Cape Fear | NC | Chatham | 2B | Petroleum Liquids | CT |  | S | X |  |  |  | 18 | 0.85 | 11 | 14 |  |  |  |  | RE | X | 6 | 1969 | 10 | 2012 | N | Electric Utility | 1 | X X: X; RC RC: DFO |  |  | N | N | [10 empty] | N
3046 | Duke Energy Progress - (NC) | 2708 | Cape Fear | NC | Chatham | 5 | Conventional Steam Coal | ST |  | S | X | X |  |  | 140.6 | 0.8 | 144 | 148 |  |  |  |  | RE | X | 12 | 1956 | 10 | 2012 | N | Electric Utility | 1 | X X: X; RC RC: BIT; DFO DFO: DFO |  |  | N | N |  |  |  | Y | [6 empty] | N
3046 | Duke Energy Progress - (NC) | 2708 | Cape Fear | NC | Chatham | 6 | Conventional Steam Coal | ST |  | S | X | X |  |  | 187.9 | 0.85 | 172 | 175 |  |  |  |  | RE | X | 7 | 1958 | 10 | 2012 | N | Electric Utility | 1 | X X: X; RC RC: BIT; DFO DFO: DFO |  |  | N | N |  |  |  | Y | [6 empty] | N
3046 | Duke Energy Progress - (NC) | 2709 | HF Lee Plant | NC | Wayne | 1 | Conventional Steam Coal | ST |  | S | X | X |  |  | 75 | 0.85 | 74 | 80 |  |  |  |  | RE | X | 6 | 1952 | 10 | 2012 | N | Electric Utility | 1 | X X: X; RC RC: BIT; DFO DFO: DFO |  |  | N | N |  |  |  | Y
3046 | Duke Energy Progress - (NC) | 2709 | HF Lee Plant | NC | Wayne | 2 | Conventional Steam Coal | ST |  | S | X | X |  |  | 75 | 0.85 | 68 | 80 |  |  |  |  | RE | X | 5 | 1951 | 10 | 2012 | N | Electric Utility | 1 | X X: X; RC RC: BIT; DFO DFO: DFO |  |  | N | N |  |  |  | Y
3046 | Duke Energy Progress - (NC) | 2709 | HF Lee Plant | NC | Wayne | 3 | Conventional Steam Coal | ST |  | S | X | X |  |  | 252.4 | 0.9 | 240 | 252 |  |  |  |  | RE | X | 8 | 1962 | 10 | 2012 | N | Electric Utility | 1 | X X: X; RC RC: BIT; DFO DFO: DFO |  |  | N | N |  |  |  | Y
3046 | Duke Energy Progress - (NC) | 2709 | HF Lee Plant | NC | Wayne | GT1 | Petroleum Liquids | GT |  | S | X | X |  |  | 16.3 | 0.85 | 12 | 15 |  |  |  |  | RE | X | 3 | 1968 | 10 | 2012 | N | Electric Utility | 1 | X X: X; RC RC: DFO |  |  | N | N
3046 | Duke Energy Progress - (NC) | 2709 | HF Lee Plant | NC | Wayne | GT2 | Petroleum Liquids | GT |  | S | X | X |  |  | 29.9 | 0.85 | 21 | 27 |  |  |  |  | RE | X | 5 | 1971 | 10 | 2012 | N | Electric Utility | 1 | X X: X; RC RC: DFO |  |  | N | N
3046 | Duke Energy Progress - (NC) | 2709 | HF Lee Plant | NC | Wayne | GT3 | Petroleum Liquids | GT |  | S | X | X |  |  | 29.9 | 0.85 | 21 | 27 |  |  |  |  | RE | X | 8 | 1971 | 10 | 2012 | N | Electric Utility | 1 | X X: X; RC RC: DFO |  |  | N | N
3046 | Duke Energy Progress - (NC) | 2709 | HF Lee Plant | NC | Wayne | GT4 | Petroleum Liquids | GT |  | S | X | X |  |  | 29.9 | 0.85 | 21 | 27 |  |  |  |  | RE | X | 8 | 1971 | 10 | 2012 | N | Electric Utility | 1 | X X: X; RC RC: DFO |  |  | N | N
3046 | Duke Energy Progress - (NC) | 2711 | Morehead | NC | Carteret | GT1 | Petroleum Liquids | GT |  | S | X | X |  |  | 16.3 | 0.85 | 12 | 15 |  |  |  |  | RE | X | 1 | 1968 | 10 | 2012 | N | Electric Utility | 1 | X X: X; RC RC: DFO |  |  | N | N | [9 empty] | N | N
3046 | Duke Energy Progress - (NC) | 2712 | Roxboro | NC | Person | GT1 | Petroleum Liquids | GT |  | S | X | X |  |  | 16.3 |  | 12 | 18 |  |  |  |  | RE | X | 2 | 1968 | 12 | 2007 | N | Electric Utility | 1 | X X: X; RC RC: DFO | [13 empty] | N
3046 | Duke Energy Progress - (NC) | 2713 | L V Sutton Steam | NC | New Hanover | 1 | Conventional Steam Coal | ST |  | S | X | X |  |  | 112.5 | 0.85 | 97 | 98 |  |  |  |  | RE | X | 8 | 1954 | 11 | 2013 | N | Electric Utility | 1 | X X: X; RC RC: BIT; DFO DFO: DFO |  |  | N | N |  |  |  | Y
3046 | Duke Energy Progress - (NC) | 2713 | L V Sutton Steam | NC | New Hanover | 2 | Conventional Steam Coal | ST |  | S | X | X |  |  | 112.5 | 0.85 | 90 | 95 |  |  |  |  | RE | X | 5 | 1955 | 11 | 2013 | N | Electric Utility | 1 | X X: X; RC RC: BIT; DFO DFO: DFO |  |  | N | N |  |  |  | Y
3046 | Duke Energy Progress - (NC) | 2713 | L V Sutton Steam | NC | New Hanover | 3 | Conventional Steam Coal | ST |  | S | X | X |  |  | 446.6 | 0.9 | 366 | 389 |  |  |  |  | RE | X | 6 | 1972 | 11 | 2013 | N | Electric Utility | 1 | X X: X; RC RC: BIT; DFO DFO: DFO |  |  | N | N |  |  |  | Y
3046 | Duke Energy Progress - (NC) | 2713 | L V Sutton Steam | NC | New Hanover | GT1 | Petroleum Liquids | GT |  | S | X | X |  |  | 16.3 | 0.85 | 11 | 12 | 3 |  |  |  | RE | X | 2 | 1968 | 3 | 2017 | N | Electric Utility | 1 | X X: X; RC RC: DFO |  |  | N | N |  | 12H | [7 empty] | N | N | N
3046 | Duke Energy Progress - (NC) | 2713 | L V Sutton Steam | NC | New Hanover | GTA | Petroleum Liquids | GT |  | S | X | X |  |  | 37.5 | 0.85 | 23 | 31 | 6 |  |  |  | RE | X | 6 | 1969 | 7 | 2017 | N | Electric Utility | 1 | X X: X; RC RC: DFO |  |  | N | N |  | 12H | [7 empty] | N | N | N
3046 | Duke Energy Progress - (NC) | 2713 | L V Sutton Steam | NC | New Hanover | GTB | Petroleum Liquids | GT |  | S | X | X |  |  | 37.5 | 0.85 | 25 | 33 | 6 |  |  |  | RE | X | 5 | 1969 | 7 | 2017 | N | Electric Utility | 1 | X X: X; RC RC: DFO |  |  |  | N |  | 12H | [7 empty] | N | N | N
3046 | Duke Energy Progress - (NC) | 2716 | W H Weatherspoon | NC | Robeson | 1 | Conventional Steam Coal | ST |  | S | X | X |  |  | 46 | 0.85 | 48 | 49 |  |  |  |  | RE | X | 9 | 1949 | 9 | 2011 | N | Electric Utility | 1 | X X: X; RC RC: BIT; DFO DFO: DFO |  |  | N | N |  |  |  | Y
3046 | Duke Energy Progress - (NC) | 2716 | W H Weatherspoon | NC | Robeson | 2 | Conventional Steam Coal | ST |  | S | X | X |  |  | 46 | 0.85 | 48 | 49 |  |  |  |  | RE | X | 6 | 1950 | 9 | 2011 | N | Electric Utility | 1 | X X: X; RC RC: BIT; DFO DFO: DFO |  |  | N | N |  |  |  | Y
3046 | Duke Energy Progress - (NC) | 2716 | W H Weatherspoon | NC | Robeson | 3 | Conventional Steam Coal | ST |  | S | X | X |  |  | 73.5 | 0.8 | 74 | 79 |  |  |  |  | RE | X | 8 | 1952 | 9 | 2011 | N | Electric Utility | 1 | X X: X; RC RC: BIT; DFO DFO: DFO |  |  | N | N |  |  |  | Y
5416 | Duke Energy Carolinas, LLC | 2720 | Buck | NC | Rowan | 3 | Conventional Steam Coal | ST |  | S | X | X |  |  | 80 |  | 75 | 76 |  | N |  |  | RE | X | 7 | 1941 | 5 | 2011 | N | Electric Utility | 1 | X X: X; RC RC: BIT; DFO DFO: DFO |  |  | N |  |  |  |  | Y
5416 | Duke Energy Carolinas, LLC | 2720 | Buck | NC | Rowan | 4 | Conventional Steam Coal | ST |  | S | X | X |  |  | 40 |  | 38 | 39 |  | N |  |  | RE | X | 9 | 1942 | 5 | 2011 | N | Electric Utility | 1 | X X: X; RC RC: BIT; DFO DFO: DFO |  |  | N |  |  |  |  | Y
5416 | Duke Energy Carolinas, LLC | 2720 | Buck | NC | Rowan | 5 | Conventional Steam Coal | ST |  | S | X | X |  |  | 125 | 0.8 | 128 | 131 |  | N |  |  | RE | X | 9 | 1953 | 5 | 2013 | N | Electric Utility | 1 | X X: X; RC RC: BIT; NG NG: DFO; DFO DFO: DFO |  |  | N | N |  |  |  | Y
5416 | Duke Energy Carolinas, LLC | 2720 | Buck | NC | Rowan | 6 | Conventional Steam Coal | ST |  | S | X | X |  |  | 125 | 0.8 | 128 | 131 |  | N |  |  | RE | X | 12 | 1953 | 5 | 2013 | N | Electric Utility | 1 | X X: X; RC RC: BIT; NG NG: DFO; DFO DFO: DFO |  |  | N | N |  |  |  | Y
5416 | Duke Energy Carolinas, LLC | 2720 | Buck | NC | Rowan | 7 | Natural Gas Fired Combustion Turbine | GT |  | S | X | X |  |  | 34.8 |  | 25 | 30 |  | N |  |  | RE | X | 7 | 1970 | 10 | 2012 | N | Electric Utility | 1 | X X: X; RC RC: NG; NG NG: DFO |  |  | N | N | [10 empty] | N | Y
5416 | Duke Energy Carolinas, LLC | 2720 | Buck | NC | Rowan | 8 | Natural Gas Fired Combustion Turbine | GT |  | S | X | X |  |  | 34.8 |  | 25 | 30 |  | N |  |  | RE | X | 7 | 1970 | 10 | 2012 | N | Electric Utility | 1 | X X: X; RC RC: NG; NG NG: DFO |  |  | N | N | [10 empty] | N | Y
5416 | Duke Energy Carolinas, LLC | 2720 | Buck | NC | Rowan | 9 | Natural Gas Fired Combustion Turbine | GT |  | S | X | X |  |  | 34.8 |  | 12 | 15 |  |  |  |  | RE | X | 7 | 1970 | 10 | 2012 | N | Electric Utility | 1 | X X: X; RC RC: NG; NG NG: DFO |  |  | N | [11 empty] | N | Y
5416 | Duke Energy Carolinas, LLC | 2721 | James E. Rogers Energy Complex | NC | Cleveland | 1 | Conventional Steam Coal | ST |  | S | X | X |  |  | 40 |  | 38 | 39 |  |  |  |  | RE | X | 7 | 1940 | 10 | 2011 | N | Electric Utility | 1 | X X: X; RC RC: BIT; DFO DFO: DFO |  |  | N |  |  |  |  | Y
5416 | Duke Energy Carolinas, LLC | 2721 | James E. Rogers Energy Complex | NC | Cleveland | 2 | Conventional Steam Coal | ST |  | S | X | X |  |  | 40 |  | 38 | 39 |  |  |  |  | RE | X | 8 | 1940 | 10 | 2011 | N | Electric Utility | 1 | X X: X; RC RC: BIT; DFO DFO: DFO |  |  | N |  |  |  |  | Y
5416 | Duke Energy Carolinas, LLC | 2721 | James E. Rogers Energy Complex | NC | Cleveland | 3 | Conventional Steam Coal | ST |  | S | X | X |  |  | 65 |  | 61 | 62 |  |  |  |  | RE | X | 5 | 1948 | 10 | 2011 | N | Electric Utility | 1 | X X: X; RC RC: BIT; DFO DFO: DFO |  |  | N |  |  |  |  | Y
5416 | Duke Energy Carolinas, LLC | 2721 | James E. Rogers Energy Complex | NC | Cleveland | 4 | Conventional Steam Coal | ST |  | S | X | X |  |  | 65 |  | 61 | 62 |  |  |  |  | RE | X | 10 | 1948 | 10 | 2011 | N | Electric Utility | 1 | X X: X; RC RC: BIT; DFO DFO: DFO |  |  | N |  |  |  |  | Y
5416 | Duke Energy Carolinas, LLC | 2721 | James E. Rogers Energy Complex | NC | Cleveland | 7 | Conventional Steam Coal | ST |  | S | X | X |  |  | 800 |  | 800 | 800 |  |  |  |  | CN | X |  |  |  |  | N | Electric Utility | 1 | X X: X; RC RC: BIT |  |  | N
5416 | Duke Energy Carolinas, LLC | 2723 | Dan River | NC | Rockingham | 1 | Conventional Steam Coal | ST |  | S | X | X |  |  | 70 |  | 67 | 69 |  |  |  |  | RE | X | 12 | 1949 | 4 | 2012 | N | Electric Utility | 1 | X X: X; RC RC: BIT; DFO DFO: DFO |  |  | N |  |  |  |  | Y
5416 | Duke Energy Carolinas, LLC | 2723 | Dan River | NC | Rockingham | 2 | Conventional Steam Coal | ST |  | S | X | X |  |  | 70 |  | 67 | 69 |  |  |  |  | RE | X | 3 | 1950 | 4 | 2012 | N | Electric Utility | 1 | X X: X; RC RC: BIT; DFO DFO: DFO |  |  | N |  |  |  |  | Y
5416 | Duke Energy Carolinas, LLC | 2723 | Dan River | NC | Rockingham | 3 | Conventional Steam Coal | ST |  | S | X | X |  |  | 150 |  | 142 | 145 |  |  |  |  | RE | X | 8 | 1955 | 4 | 2012 | N | Electric Utility | 1 | X X: X; RC RC: BIT; DFO DFO: DFO |  |  | N |  |  |  |  | Y
5416 | Duke Energy Carolinas, LLC | 2723 | Dan River | NC | Rockingham | 4 | Natural Gas Fired Combustion Turbine | GT |  | S | X | X |  |  | 35.2 |  | 24 | 31 |  |  |  |  | RE | X | 5 | 1968 | 10 | 2012 | N | Electric Utility | 1 | X X: X; RC RC: NG; NG NG: DFO |  |  | N | [11 empty] | N | Y
5416 | Duke Energy Carolinas, LLC | 2723 | Dan River | NC | Rockingham | 5 | Natural Gas Fired Combustion Turbine | GT |  | S | X | X |  |  | 35.2 |  | 24 | 31 |  |  |  |  | RE | X | 5 | 1968 | 10 | 2012 | N | Electric Utility | 1 | X X: X; RC RC: NG; NG NG: DFO |  |  | N | [11 empty] | N | Y
5416 | Duke Energy Carolinas, LLC | 2723 | Dan River | NC | Rockingham | 6 | Natural Gas Fired Combustion Turbine | GT |  | S | X | X |  |  | 27.4 |  | 24 | 31 |  |  |  |  | RE | X | 7 | 1969 | 10 | 2012 | N | Electric Utility | 1 | X X: X; RC RC: NG; NG NG: DFO |  |  | N | [11 empty] | N | Y
5416 | Duke Energy Carolinas, LLC | 2732 | Riverbend | NC | Gaston | 10 | Natural Gas Fired Combustion Turbine | GT |  | S | X | X |  |  | 33.8 |  | 22 | 30 |  |  |  |  | RE | X | 7 | 1969 | 10 | 2012 | N | Electric Utility | 1 | X X: X; RC RC: NG; NG NG: DFO |  |  | N | N | [10 empty] | N | Y
5416 | Duke Energy Carolinas, LLC | 2732 | Riverbend | NC | Gaston | 11 | Natural Gas Fired Combustion Turbine | GT |  | S | X | X |  |  | 33.8 |  | 20 | 30 |  |  |  |  | RE | X | 7 | 1969 | 10 | 2012 | N | Electric Utility | 1 | X X: X; RC RC: NG; NG NG: DFO |  |  | N | N | [10 empty] | N | Y
5416 | Duke Energy Carolinas, LLC | 2732 | Riverbend | NC | Gaston | 4 | Conventional Steam Coal | ST |  | S | X | X |  |  | 100 | 0.8 | 94 | 96 |  |  |  |  | RE | X | 10 | 1952 | 5 | 2013 | N | Electric Utility | 1 | X X: X; RC RC: BIT; DFO DFO: DFO |  |  | N | N |  |  |  | Y
5416 | Duke Energy Carolinas, LLC | 2732 | Riverbend | NC | Gaston | 5 | Conventional Steam Coal | ST |  | S | X | X |  |  | 100 | 0.8 | 94 | 96 |  |  |  |  | RE | X | 11 | 1952 | 5 | 2013 | N | Electric Utility | 1 | X X: X; RC RC: BIT; DFO DFO: DFO |  |  | N | N |  |  |  | Y
5416 | Duke Energy Carolinas, LLC | 2732 | Riverbend | NC | Gaston | 6 | Conventional Steam Coal | ST |  | S | X | X |  |  | 133 | 0.8 | 133 | 136 |  |  |  |  | RE | X | 8 | 1954 | 5 | 2013 | N | Electric Utility | 1 | X X: X; RC RC: BIT; DFO DFO: DFO |  |  | N | N |  |  |  | Y
5416 | Duke Energy Carolinas, LLC | 2732 | Riverbend | NC | Gaston | 7 | Conventional Steam Coal | ST |  | S | X | X |  |  | 133 | 0.8 | 133 | 136 |  |  |  |  | RE | X | 11 | 1954 | 5 | 2013 | N | Electric Utility | 1 | X X: X; RC RC: BIT; DFO DFO: DFO |  |  | N | N |  |  |  | Y
5416 | Duke Energy Carolinas, LLC | 2732 | Riverbend | NC | Gaston | 8 | Natural Gas Fired Combustion Turbine | GT |  | S | X | X |  |  | 33.8 |  | 20 | 20 |  |  |  |  | RE | X | 7 | 1969 | 10 | 2012 | N | Electric Utility | 1 | X X: X; RC RC: NG; NG NG: DFO |  |  | N | N | [10 empty] | N | Y
5416 | Duke Energy Carolinas, LLC | 2732 | Riverbend | NC | Gaston | 9 | Natural Gas Fired Combustion Turbine | GT |  | S | X | X |  |  | 33.8 |  | 22 | 30 |  |  |  |  | RE | X | 7 | 1969 | 10 | 2012 | N | Electric Utility | 1 | X X: X; RC RC: NG; NG NG: DFO |  |  | N | N | [10 empty] | N | Y
19876 | Virginia Electric & Power Co | 2757 | Kitty Hawk | NC | Dare | GT1 | Petroleum Liquids | GT |  | S | X | X |  |  | 23.8 |  | 16 | 23 |  |  |  |  | RE | X | 3 | 1971 | 12 | 2011 | N | Electric Utility | 1 | X X: X; RC RC: DFO
19876 | Virginia Electric & Power Co | 2757 | Kitty Hawk | NC | Dare | GT2 | Petroleum Liquids | GT |  | S | X | X |  |  | 23.8 |  | 15 | 22 |  |  |  |  | RE | X | 6 | 1971 | 12 | 2011 | N | Electric Utility | 1 | X X: X; RC RC: DFO
12199 | Montana-Dakota Utilities Co | 2791 | Williston | ND | Williams | 2 | Natural Gas Fired Combustion Turbine | GT |  | S | X | X |  |  | 5 |  | 4.7 | 5.2 |  | N |  |  | RE | X | 11 | 1953 | 1 | 2012 | N | Electric Utility | 1 | [11 empty] | N | bar: X X to RC RC
12199 | Montana-Dakota Utilities Co | 2791 | Williston | ND | Williams | 3 | Natural Gas Fired Combustion Turbine | GT |  | S | X | X |  |  | 5 |  | 4.9 | 5.4 |  | N |  |  | RE | X | 12 | 1953 | 1 | 2012 | N | Electric Utility | 1 | [11 empty] | N | bar: X X to RC RC
12658 | Minnkota Power Coop, Inc | 2821 | Grand Forks | ND | Grand Forks | 1 | Petroleum Liquids | IC |  | S | X | X |  |  | 0.7 |  | 0.7 | 0.7 |  |  |  |  | RE | X | 8 | 1941 | 12 | 2012 | N | Electric Utility | 1 | X X: X; RC RC: DFO |  |  | N | N
12658 | Minnkota Power Coop, Inc | 2821 | Grand Forks | ND | Grand Forks | 10 | Petroleum Liquids | IC |  | S | X | X |  |  | 1.1 |  | 1.1 | 1.1 |  |  |  |  | RE | X | 8 | 1949 | 12 | 2012 | N | Electric Utility | 1 | X X: X; RC RC: DFO |  |  | N | N
12658 | Minnkota Power Coop, Inc | 2821 | Grand Forks | ND | Grand Forks | 11 | Petroleum Liquids | IC |  | S | X | X |  |  | 1.1 |  | 1.1 | 1.1 |  |  |  |  | RE | X | 8 | 1949 | 12 | 2012 | N | Electric Utility | 1 | X X: X; RC RC: DFO |  |  | N | N
12658 | Minnkota Power Coop, Inc | 2821 | Grand Forks | ND | Grand Forks | 2 | Petroleum Liquids | IC |  | S | X | X |  |  | 0.7 |  | 0.7 | 0.7 |  |  |  |  | RE | X | 8 | 1941 | 12 | 2012 | N | Electric Utility | 1 | X X: X; RC RC: DFO |  |  | N | N
12658 | Minnkota Power Coop, Inc | 2821 | Grand Forks | ND | Grand Forks | 3 | Petroleum Liquids | IC |  | S | X | X |  |  | 0.7 |  | 0.7 | 0.7 |  |  |  |  | RE | X | 8 | 1941 | 12 | 2012 | N | Electric Utility | 1 | X X: X; RC RC: DFO |  |  | N | N
12658 | Minnkota Power Coop, Inc | 2821 | Grand Forks | ND | Grand Forks | 4 | Petroleum Liquids | IC |  | S | X | X |  |  | 1 |  | 1 | 1 |  |  |  |  | RE | X | 8 | 1946 | 12 | 2012 | N | Electric Utility | 1 | X X: X; RC RC: DFO |  |  |  | N
12658 | Minnkota Power Coop, Inc | 2821 | Grand Forks | ND | Grand Forks | 5 | Petroleum Liquids | IC |  | S | X | X |  |  | 1 |  | 1 | 1 |  |  |  |  | RE | X | 8 | 1946 | 12 | 2012 | N | Electric Utility | 1 | X X: X; RC RC: DFO |  |  |  | N
12658 | Minnkota Power Coop, Inc | 2821 | Grand Forks | ND | Grand Forks | 6 | Petroleum Liquids | IC |  | S | X | X |  |  | 1 |  | 1 | 1 |  |  |  |  | RE | X | 8 | 1946 | 12 | 2012 | N | Electric Utility | 1 | X X: X; RC RC: DFO |  |  |  | N
12658 | Minnkota Power Coop, Inc | 2821 | Grand Forks | ND | Grand Forks | 7 | Petroleum Liquids | IC |  | S | X | X |  |  | 1.1 |  | 1.1 | 1.1 |  |  |  |  | RE | X | 8 | 1949 | 12 | 2012 | N | Electric Utility | 1 | X X: X; RC RC: DFO |  |  | N | N
12658 | Minnkota Power Coop, Inc | 2821 | Grand Forks | ND | Grand Forks | 8 | Petroleum Liquids | IC |  | S | X | X |  |  | 1.1 |  | 1.1 | 1.1 |  |  |  |  | RE | X | 8 | 1949 | 12 | 2012 | N | Electric Utility | 1 | X X: X; RC RC: DFO |  |  | N | N
12658 | Minnkota Power Coop, Inc | 2821 | Grand Forks | ND | Grand Forks | 9 | Petroleum Liquids | IC |  | S | X | X |  |  | 1.1 |  | 1.1 | 1.1 |  |  |  |  | RE | X | 8 | 1949 | 12 | 2012 | N | Electric Utility | 1 | X X: X; RC RC: DFO |  |  | N | N
12658 | Minnkota Power Coop, Inc | 2822 | Harwood | ND | Cass | 1 | Petroleum Liquids | IC |  | S | X | X |  |  | 1.6 |  | 1.6 | 1.6 |  |  |  |  | RE | X | 10 | 1947 | 9 | 2007 | N | Electric Utility | 1 | X X: X; RC RC: DFO |  |  | N
12658 | Minnkota Power Coop, Inc | 2822 | Harwood | ND | Cass | 2 | Petroleum Liquids | IC |  | S | X | X |  |  | 1.6 |  | 1.6 | 1.6 |  |  |  |  | RE | X | 10 | 1947 | 12 | 2012 | N | Electric Utility | 1 | X X: X; RC RC: DFO |  |  | N
12658 | Minnkota Power Coop, Inc | 2822 | Harwood | ND | Cass | 3 | Petroleum Liquids | IC |  | S | X | X |  |  | 1.6 |  | 1.6 | 1.6 |  |  |  |  | RE | X | 10 | 1947 | 12 | 2012 | N | Electric Utility | 1 | X X: X; RC RC: DFO |  |  | N
7570 | Great River Energy | 2824 | Stanton | ND | Mercer | 1 | Conventional Steam Coal | ST |  | S | X | X | GRE.STANTO1 | GRE.STANTON1 | 190.2 | 0.93 | 187.2 | 187.2 | 90 | N |  |  | RE | X | 4 | 1967 | 3 | 2017 | N | Electric Utility | 1 | X X: X; RC RC: SUB; DFO DFO: DFO |  |  | N | N |  | 12H |  | Y |  |  | Y |  |  | N | N | N
7570 | Great River Energy | 2824 | Stanton | ND | Mercer | 2 | Petroleum Liquids | IC |  | S | X | X |  |  | 1 | 0.8 | 1 | 1 | 1 | N |  |  | RE | X | 9 | 1986 | 3 | 2017 | N | Electric Utility | 1 | X X: X; RC RC: DFO |  |  | N | N |  | 10M | [7 empty] | N | N | N
3542 | Duke Energy Ohio Inc | 2830 | Walter C Beckjord | OH | Clermont | 1 | Conventional Steam Coal | ST |  | S | X | X |  |  | 115 | 0.9 | 94 | 94 |  |  |  |  | RE | X | 6 | 1952 | 5 | 2012 | N | Electric Utility | 1 | X X: X; RC RC: BIT; DFO DFO: DFO |  |  | N |  |  |  |  | Y
3542 | Duke Energy Ohio Inc | 2830 | Walter C Beckjord | OH | Clermont | 2 | Conventional Steam Coal | ST |  | S | X | X |  |  | 112.5 | 0.9 | 94 | 94 |  |  |  |  | RE | X | 10 | 1953 | 10 | 2013 | N | Electric Utility | 1 | X X: X; RC RC: BIT; DFO DFO: DFO |  |  | N | N |  |  |  | Y |  |  | Y
3542 | Duke Energy Ohio Inc | 2830 | Walter C Beckjord | OH | Clermont | 3 | Conventional Steam Coal | ST |  | S | X | X |  |  | 125 | 0.9 | 128 | 128 |  |  |  |  | RE | X | 11 | 1954 | 10 | 2013 | N | Electric Utility | 1 | X X: X; RC RC: BIT; DFO DFO: DFO |  |  | N | N |  |  |  | Y |  |  | Y
3542 | Duke Energy Ohio Inc | 2830 | Walter C Beckjord | OH | Clermont | 4 | Conventional Steam Coal | ST |  | S | X | X |  |  | 163.2 | 0.9 | 150 | 150 | 61 |  |  |  | RE | X | 7 | 1958 | 2 | 2014 | N | Electric Utility | 1 | X X: X; RC RC: BIT; DFO DFO: DFO |  |  | N | N |  | OVER |  | Y |  |  | Y
3542 | Duke Energy Ohio Inc | 2830 | Walter C Beckjord | OH | Clermont | 5 | Conventional Steam Coal | ST |  | S | X | X |  |  | 244.8 | 0.85 | 238 | 238 | 77 |  |  |  | RE | X | 12 | 1962 | 10 | 2014 | N | Electric Utility | 1 | X X: X; RC RC: BIT; DFO DFO: DFO |  |  | N | N |  | OVER |  | Y |  |  | Y |  |  |  | N
3542 | Duke Energy Ohio Inc | 2830 | Walter C Beckjord | OH | Clermont | 6 | Conventional Steam Coal | ST |  | J | X | X |  |  | 460.8 | 0.9 | 414 | 420 | 61 |  |  |  | RE | X | 7 | 1969 | 10 | 2014 | N | Electric Utility | 1 | X X: X; RC RC: BIT; DFO DFO: DFO |  |  | N | N |  | OVER |  | Y |  |  | Y |  |  |  | N
3542 | Duke Energy Ohio Inc | 2830 | Walter C Beckjord | OH | Clermont | GT1 | Petroleum Liquids | GT |  | S | X | X |  |  | 52.9 | 0.9 | 47 | 61 | 10 |  |  |  | RE | X | 4 | 1972 | 12 | 2014 | N | Electric Utility | 1 | X X: X; RC RC: DFO |  |  | N | N |  | 1H | [8 empty] | N | N
3542 | Duke Energy Ohio Inc | 2830 | Walter C Beckjord | OH | Clermont | GT2 | Petroleum Liquids | GT |  | S | X | X |  |  | 52.9 | 0.9 | 47 | 61 | 10 |  |  |  | RE | X | 4 | 1972 | 12 | 2014 | N | Electric Utility | 1 | X X: X; RC RC: DFO |  |  | N | N |  | 1H | [8 empty] | N | N
3542 | Duke Energy Ohio Inc | 2830 | Walter C Beckjord | OH | Clermont | GT3 | Petroleum Liquids | GT |  | S | X | X |  |  | 52.9 | 0.9 | 47 | 61 | 10 |  |  |  | RE | X | 6 | 1972 | 12 | 2014 | N | Electric Utility | 1 | X X: X; RC RC: DFO |  |  | N | N |  | 1H | [8 empty] | N | N
3542 | Duke Energy Ohio Inc | 2830 | Walter C Beckjord | OH | Clermont | GT4 | Petroleum Liquids | GT |  | S | X | X |  |  | 52.9 | 0.9 | 47 | 61 | 10 |  |  |  | RE | X | 6 | 1972 | 12 | 2014 | N | Electric Utility | 1 | X X: X; RC RC: DFO |  |  | N | N |  | 1H | [8 empty] | N | N
59919 | Vistra Energy Miami Fort | 2832 | Miami Fort | OH | Hamilton | 5 | Conventional Steam Coal | ST |  | S | X | X |  |  | 100 |  | 80 | 80 |  | N |  |  | RE | X | 12 | 1949 | 1 | 2008 | N | IPP Non-CHP | 2 | X X: X; RC RC: BIT; DFO DFO: DFO |  |  | N | N |  |  |  | Y | [5 empty] | N
59919 | Vistra Energy Miami Fort | 2832 | Miami Fort | OH | Hamilton | 6 | Conventional Steam Coal | ST |  | W | X | X |  |  | 163.2 | 0.85 | 163 | 163 | 78 | N |  |  | RE | X | 11 | 1960 | 6 | 2015 | N | IPP Non-CHP | 2 | X X: X; RC RC: BIT; DFO DFO: DFO |  |  | N | N |  |  |  | Y |  |  | Y |  |  | N | N
6526 | FirstEnergy Generation Corp | 2835 | FirstEnergy Ashtabula | OH | Ashtabula | 5 | Conventional Steam Coal | ST |  | S | X | X | ASHTABUL18KV AT50 | ASHTABUL18KV AT 50 | 256 | 0.8 | 244 | 244 | 70 | N |  |  | RE | X | 12 | 1958 | 4 | 2015 | N | IPP Non-CHP | 2 | X X: X; RC RC: SUB; NG NG: BIT; DFO DFO: DFO |  |  | N | N |  | 12H |  | Y |  |  | Y |  |  |  | N | N
6526 | FirstEnergy Generation Corp | 2835 | FirstEnergy Ashtabula | OH | Ashtabula | 6 | Conventional Steam Coal | ST |  | W | X | X |  |  | 46 |  | 44 | 44 |  | N |  |  | RE | X | 12 | 1972 | 12 | 2002 | N | IPP Non-CHP | 2 | X X: X; RC RC: BIT
6526 | FirstEnergy Generation Corp | 2835 | FirstEnergy Ashtabula | OH | Ashtabula | 7 | Conventional Steam Coal | ST |  | W | X | X |  |  | 46 |  | 44 | 44 |  | N |  |  | RE | X | 12 | 1972 | 12 | 2002 | N | IPP Non-CHP | 2 | X X: X; RC RC: BIT
6526 | FirstEnergy Generation Corp | 2835 | FirstEnergy Ashtabula | OH | Ashtabula | 8 | Conventional Steam Coal | ST |  | W | X | X |  |  | 46 |  | 44 | 44 |  | N |  |  | RE | X | 12 | 1953 | 12 | 2002 | N | IPP Non-CHP | 2 | X X: X; RC RC: BIT
6526 | FirstEnergy Generation Corp | 2835 | FirstEnergy Ashtabula | OH | Ashtabula | 9 | Conventional Steam Coal | ST |  | W | X | X |  |  | 46 |  | 44 | 44 |  | N |  |  | RE | X | 7 | 1953 | 12 | 2002 | N | IPP Non-CHP | 2 | X X: X; RC RC: BIT
14165 | GenOn Power Midwest, LP | 2836 | Avon Lake | OH | Lorain | 6 | Natural Gas Steam Turbine | ST |  | S | X | X |  |  | 75 |  | 10 | 18 |  |  |  |  | RE | X | 1 | 1949 | 1 | 2002 | N | IPP Non-CHP | 2 | [11 empty] | N |  |  | OVER | [7 empty] | N | bar: X X to RC RC
14165 | GenOn Power Midwest, LP | 2836 | Avon Lake | OH | Lorain | 7 | Conventional Steam Coal | ST |  | S | X | X | 93354045 | 93354045 | 86 | 0.85 | 70 | 70 | 28 |  |  |  | RE | X | 1 | 1949 | 5 | 2016 | N | IPP Non-CHP | 2 | X X: X; RC RC: BIT; NG NG: DFO; DFO DFO: DFO |  |  | N |  |  | 12H |  | Y |  |  | Y |  |  | N
6526 | FirstEnergy Generation Corp | 2837 | FirstEnergy Eastlake | OH | Lake | 1 | Conventional Steam Coal | ST |  | S | X | X | EASTLAKE18KV EL10 | EASTLAKE18KV EL20 | 123 | 0.8 | 132 | 132 | 50 | N |  |  | RE | X | 9 | 1953 | 4 | 2015 | N | IPP Non-CHP | 2 | X X: X; RC RC: SUB; NG NG: BIT; DFO DFO: DFO |  |  | N |  |  | 12H |  | Y |  |  | Y |  |  | N
6526 | FirstEnergy Generation Corp | 2837 | FirstEnergy Eastlake | OH | Lake | 2 | Conventional Steam Coal | ST |  | S | X | X | EASTLAKE18KV EL20 | EASTLAKE18KV EL30 | 123 | 0.85 | 132 | 132 | 50 | N |  |  | RE | X | 12 | 1953 | 4 | 2015 | N | IPP Non-CHP | 2 | X X: X; RC RC: SUB; NG NG: BIT; DFO DFO: DFO |  |  | N |  |  | 12H |  | Y |  |  | Y |  |  | N
6526 | FirstEnergy Generation Corp | 2837 | FirstEnergy Eastlake | OH | Lake | 3 | Conventional Steam Coal | ST |  | S | X | X | EASTLAKE18KV EL30 | EASTLAKE18KV EL30 | 123 | 0.85 | 132 | 132 | 50 | N |  |  | RE | X | 8 | 1954 | 4 | 2015 | N | IPP Non-CHP | 2 | X X: X; RC RC: SUB; NG NG: BIT; DFO DFO: DFO |  |  | N |  |  | 12H |  | Y |  |  | Y |  |  | N
6526 | FirstEnergy Generation Corp | 2837 | FirstEnergy Eastlake | OH | Lake | 4 | Conventional Steam Coal | ST |  | S | X | X |  |  | 208 |  | 240 | 240 |  | N |  |  | RE | X | 3 | 1956 | 9 | 2012 | N | IPP Non-CHP | 2 | X X: X; RC RC: SUB; NG NG: BIT; DFO DFO: DFO |  |  | N |  |  |  |  | Y |  |  | Y |  |  | Y
6526 | FirstEnergy Generation Corp | 2837 | FirstEnergy Eastlake | OH | Lake | 5 | Conventional Steam Coal | ST |  | S | X | X |  |  | 680 |  | 597 | 597 |  | N |  |  | RE | X | 9 | 1972 | 9 | 2012 | N | IPP Non-CHP | 2 | X X: X; RC RC: BIT; NG NG: SUB; DFO DFO: DFO |  |  | N |  |  |  |  | Y |  |  |  | Y |  | Y
6526 | FirstEnergy Generation Corp | 2837 | FirstEnergy Eastlake | OH | Lake | 6 | Petroleum Liquids | GT |  | S | X | X | EASTLAKE13.2KV EL81 | EASTLAKE13.2KV EL81 | 32 | 0.85 | 24 | 29 | 8 | N |  |  | RE | X | 12 | 1973 | 2 | 2020 | N | IPP Non-CHP | 2 | X X: X; RC RC: DFO |  |  | N |  |  | 1H | [7 empty] | N
6526 | FirstEnergy Generation Corp | 2838 | FirstEnergy Lake Shore | OH | Cuyahoga | 18 | Conventional Steam Coal | ST |  | S | X | X | LAKESHOR18KV LS18 | LAKESHOR18KV LS18 | 256 | 0.8 | 245 | 245 | 70 | N |  |  | RE | X | 6 | 1962 | 4 | 2015 | N | IPP Non-CHP | 2 | X X: X; RC RC: SUB; DFO DFO: DFO |  |  | N | N |  | 12H |  | Y |  |  | Y
6526 | FirstEnergy Generation Corp | 2838 | FirstEnergy Lake Shore | OH | Cuyahoga | IC1 | Petroleum Liquids | IC |  | S | X | X | LAKESHOR18KV LS81 | LAKESHOR18KN LS81 | 2 | 1 | 2 | 2 | 2 | N |  |  | RE | X | 6 | 1966 | 4 | 2015 | N | IPP Non-CHP | 2 | X X: X; RC RC: DFO |  |  | N | N |  | 10M
6526 | FirstEnergy Generation Corp | 2838 | FirstEnergy Lake Shore | OH | Cuyahoga | IC2 | Petroleum Liquids | IC |  | S | X | X | LAKESHOR18KV LS81 | LAKESHOR18KV LS81 | 2 | 1 | 2 | 2 | 2 | N |  |  | RE | X | 6 | 1966 | 4 | 2015 | N | IPP Non-CHP | 2 | X X: X; RC RC: DFO |  |  | N | N |  | 10M
58620 | AEP Generation Resources Inc | 2840 | Conesville | OH | Coshocton | 1 | Conventional Steam Coal | ST |  | S | X | X |  |  | 148 |  | 115 | 125 | 0 |  |  |  | RE | X | 2 | 1959 | 12 | 2005 | N | IPP Non-CHP | 2 | X X: X; RC RC: BIT |  |  | N | [10 empty] | N | N
58620 | AEP Generation Resources Inc | 2840 | Conesville | OH | Coshocton | 2 | Conventional Steam Coal | ST |  | S | X | X |  |  | 136 |  | 115 | 125 | 0 |  |  |  | RE | X | 12 | 1957 | 12 | 2005 | N | IPP Non-CHP | 2 | X X: X; RC RC: BIT |  |  | N | [10 empty] | N | N
58620 | AEP Generation Resources Inc | 2840 | Conesville | OH | Coshocton | 3 | Conventional Steam Coal | ST |  | S | X | X |  |  | 161.5 |  | 165 | 165 | 0 |  |  |  | RE | X | 10 | 1962 | 12 | 2012 | N | IPP Non-CHP | 2 | X X: X; RC RC: BIT; NG NG: NG; DFO DFO: DFO |  |  | N |  |  |  |  | Y |  |  | Y |  |  | N | N | N
58620 | AEP Generation Resources Inc | 2840 | Conesville | OH | Coshocton | 4 | Conventional Steam Coal | ST |  | J | X | X |  |  | 841.5 | 0.9 | 780 | 780 | 315 | N |  |  | RE | X | 6 | 1973 | 6 | 2020 | N | IPP Non-CHP | 2 | X X: X; RC RC: BIT; NG NG: DFO; DFO DFO: DFO |  |  | N | N |  | OVER |  | Y |  |  | N | Y |  | N | N | N
58620 | AEP Generation Resources Inc | 2840 | Conesville | OH | Coshocton | 5 | Conventional Steam Coal | ST |  | S | X | X |  |  | 443.9 | 0.9 | 375 | 375 | 130 |  |  |  | RE | X | 11 | 1976 | 5 | 2019 | N | IPP Non-CHP | 2 | X X: X; RC RC: BIT; NG NG: DFO; DFO DFO: DFO |  |  | N | N |  | OVER |  | Y |  |  | Y | N |  | N | N | N
58620 | AEP Generation Resources Inc | 2840 | Conesville | OH | Coshocton | 6 | Conventional Steam Coal | ST |  | S | X | X |  |  | 443.9 | 0.9 | 375 | 375 | 130 |  |  |  | RE | X | 6 | 1978 | 5 | 2019 | N | IPP Non-CHP | 2 | X X: X; RC RC: BIT; NG NG: DFO; DFO DFO: DFO |  |  | N | N |  | OVER |  | Y |  |  | Y |  |  | N | N | N
58620 | AEP Generation Resources Inc | 2843 | Picway | OH | Pickaway | 5 | Conventional Steam Coal | ST |  | S | X | X |  |  | 106.2 | 0.85 | 95 | 100 | 13 |  |  |  | RE | X | 11 | 1955 | 5 | 2015 | N | IPP Non-CHP | 2 | X X: X; RC RC: BIT; DFO DFO: DFO |  |  | N | N |  | OVER |  | Y |  |  | Y |  |  |  | N | N
61919 | Kimura Power LLC | 2848 | O H Hutchings | OH | Montgomery | 1 | Conventional Steam Coal | ST |  | S | X | X | 40243931 | 40243931 | 69 | 0.85 | 58 | 59 | 25 | N |  |  | RE | X | 7 | 1948 | 6 | 2015 | N | IPP Non-CHP | 2 | X X: X; RC RC: BIT; NG NG: NG; DFO DFO: NG |  |  | N | N |  | 12H |  | Y |  |  | Y |  |  | N | N | N
61919 | Kimura Power LLC | 2848 | O H Hutchings | OH | Montgomery | 2 | Conventional Steam Coal | ST |  | S | X | X | 40243933 | 40243933 | 69 | 0.85 | 55 | 56 | 25 | N |  |  | RE | X | 3 | 1949 | 6 | 2015 | N | IPP Non-CHP | 2 | X X: X; RC RC: BIT; NG NG: NG; DFO DFO: NG |  |  | N | N |  | 12H |  | Y |  |  | Y |  |  | N | N | N
61919 | Kimura Power LLC | 2848 | O H Hutchings | OH | Montgomery | 3 | Conventional Steam Coal | ST |  | S | X | X | 40243935 | 40243935 | 69 | 0.85 | 63 | 64 | 30 | N |  |  | RE | X | 12 | 1950 | 6 | 2015 | N | IPP Non-CHP | 2 | X X: X; RC RC: BIT; NG NG: NG; DFO DFO: NG |  |  | N | N |  | 12H |  | Y |  |  | Y |  |  | N | N | N
61919 | Kimura Power LLC | 2848 | O H Hutchings | OH | Montgomery | 4 | Conventional Steam Coal | ST |  | S | X | X | 40243937 | 40243937 | 69 | 0.85 | 63 | 64 | 30 | N |  |  | RE | X | 2 | 1951 | 6 | 2013 | N | IPP Non-CHP | 2 | X X: X; RC RC: BIT; NG NG: NG; DFO DFO: NG |  |  | N | N |  | 12H |  | Y |  |  | Y |  |  | N | N | N
61919 | Kimura Power LLC | 2848 | O H Hutchings | OH | Montgomery | 5 | Conventional Steam Coal | ST |  | S | X | X | 40243939 | 40243939 | 69 | 0.85 | 63 | 64 | 30 | N |  |  | RE | X | 11 | 1952 | 6 | 2015 | N | IPP Non-CHP | 2 | X X: X; RC RC: BIT; NG NG: NG; DFO DFO: NG |  |  | N | N |  | 12H |  | Y |  |  | Y |  |  | N | N | N
61919 | Kimura Power LLC | 2848 | O H Hutchings | OH | Montgomery | 6 | Conventional Steam Coal | ST |  | S | X | X | 40243941 | 40243941 | 69 | 0.85 | 63 | 64 | 30 | N |  |  | RE | X | 8 | 1953 | 6 | 2015 | N | IPP Non-CHP | 2 | X X: X; RC RC: BIT; NG NG: NG; DFO DFO: NG |  |  | N | N |  | 12H |  | Y |  |  | Y |  |  | N | N | N
6526 | FirstEnergy Generation Corp | 2857 | FirstEnergy Edgewater | OH | Lorain | 4 | Natural Gas Steam Turbine | ST |  | W | X | X |  |  | 113.6 |  | 100 | 100 |  | N |  |  | RE | X | 6 | 1957 | 10 | 2002 | N | IPP Non-CHP | 2 | X X: X; RC RC: NG; NG NG: DFO |  |  | N
6526 | FirstEnergy Generation Corp | 2857 | FirstEnergy Edgewater | OH | Lorain | CTA | Petroleum Liquids | GT |  | S | X | X |  |  | 28.8 |  | 19 | 24 |  | N |  |  | RE | X | 5 | 1973 | 8 | 2010 | N | IPP Non-CHP | 2 | X X: X; RC RC: DFO |  |  | N
6526 | FirstEnergy Generation Corp | 2857 | FirstEnergy Edgewater | OH | Lorain | CTB | Petroleum Liquids | GT |  | S | X | X |  |  | 28.8 |  | 19 | 24 |  | N |  |  | RE | X | 5 | 1973 | 8 | 2010 | N | IPP Non-CHP | 2 | X X: X; RC RC: DFO |  |  | N
6526 | FirstEnergy Generation Corp | 2860 | FirstEnergy Mad River | OH | Clark | CTA | Petroleum Liquids | GT |  | S | X | X |  |  | 27 |  | 25 | 30 |  | N |  |  | RE | X | 8 | 1972 | 6 | 2013 | N | IPP Non-CHP | 2 | X X: X; RC RC: DFO |  |  | N
6526 | FirstEnergy Generation Corp | 2860 | FirstEnergy Mad River | OH | Clark | CTB | Petroleum Liquids | GT |  | S | X | X |  |  | 27 |  | 25 | 30 |  | N |  |  | RE | X | 9 | 1972 | 6 | 2013 | N | IPP Non-CHP | 2 | X X: X; RC RC: DFO |  |  | N
63030 | Niles Power, LLC | 2861 | Niles Power Plant | OH | Trumbull | 1 | Conventional Steam Coal | ST |  | S | X | X | 98370493 | 98370493 | 132.8 | 0.85 | 108 | 108 |  |  |  |  | RE | X | 1 | 1954 | 10 | 2012 | N | IPP Non-CHP | 2 | X X: X; RC RC: BIT; DFO DFO: DFO |  |  | N |  |  | OVER |  | N |  |  | Y | N
63030 | Niles Power, LLC | 2861 | Niles Power Plant | OH | Trumbull | 2 | Conventional Steam Coal | ST |  | S | X | X | 98370495 | 98370495 | 132.8 | 0.85 | 108 | 108 |  |  |  |  | RE | X | 1 | 1954 | 6 | 2012 | N | IPP Non-CHP | 2 | X X: X; RC RC: BIT; DFO DFO: DFO |  |  | N |  |  | OVER |  | N |  |  | Y | N
6526 | FirstEnergy Generation Corp | 2864 | FirstEnergy R E Burger | OH | Belmont | 1 | Conventional Steam Coal | ST |  | W | X | X |  |  | 62.5 |  | 56 | 56 |  | N |  |  | RE | X | 1 | 1944 | 12 | 1995 | N | IPP Non-CHP | 2 | X X: X; RC RC: BIT; NG NG: SUB |  |  | N
6526 | FirstEnergy Generation Corp | 2864 | FirstEnergy R E Burger | OH | Belmont | 2 | Conventional Steam Coal | ST |  | W | X | X |  |  | 62.5 |  | 56 | 56 |  | N |  |  | RE | X | 1 | 1947 | 12 | 1995 | N | IPP Non-CHP | 2 | X X: X; RC RC: BIT; NG NG: SUB |  |  | N
6526 | FirstEnergy Generation Corp | 2864 | FirstEnergy R E Burger | OH | Belmont | 3 | Conventional Steam Coal | ST |  | S | X | X |  |  | 103.4 |  | 94 | 94 |  | N |  |  | RE | X | 3 | 1950 | 9 | 2012 | N | IPP Non-CHP | 2 | X X: X; RC RC: BIT; DFO DFO: DFO |  |  | N |  |  |  |  | Y |  |  | Y
6526 | FirstEnergy Generation Corp | 2864 | FirstEnergy R E Burger | OH | Belmont | 4 | Conventional Steam Coal | ST |  | S | X | X |  |  | 156.2 |  | 156 | 156 |  | N |  |  | RE | X | 3 | 1955 | 12 | 2010 | N | IPP Non-CHP | 2 | X X: X; RC RC: BIT; NG NG: SUB; DFO DFO: DFO |  |  | N |  |  |  |  | Y |  |  | Y
6526 | FirstEnergy Generation Corp | 2864 | FirstEnergy R E Burger | OH | Belmont | 5 | Conventional Steam Coal | ST |  | S | X | X |  |  | 156.2 |  | 156 | 156 |  | N |  |  | RE | X | 6 | 1955 | 12 | 2010 | N | IPP Non-CHP | 2 | X X: X; RC RC: BIT; NG NG: SUB; DFO DFO: DFO |  |  | N |  |  |  |  | Y |  |  | Y
6526 | FirstEnergy Generation Corp | 2864 | FirstEnergy R E Burger | OH | Belmont | A1 | Petroleum Liquids | IC |  | S | X | X | BURGER 138KV EMDS | BURGER 138KV EMDS | 2.5 | 1 | 2 | 2 | 2 | N |  |  | RE | X | 5 | 1972 | 9 | 2015 | N | IPP Non-CHP | 2 | X X: X; RC RC: DFO |  |  | N | N |  | 10M
6526 | FirstEnergy Generation Corp | 2864 | FirstEnergy R E Burger | OH | Belmont | B1 | Petroleum Liquids | IC |  | S | X | X | BURGER 138KV EMDS | BURGER 138KV EMDS | 2.5 | 1 | 2 | 2 | 2 | N |  |  | RE | X | 5 | 1972 | 9 | 2015 | N | IPP Non-CHP | 2 | X X: X; RC RC: DFO |  |  | N | N |  | 10M
6526 | FirstEnergy Generation Corp | 2864 | FirstEnergy R E Burger | OH | Belmont | B2 | Petroleum Liquids | IC |  | S | X | X | BURGER 138KV EMDS | BURGER 138KV EMDS | 2.5 | 1 | 3 | 3 | 2 | N |  |  | RE | X | 5 | 1972 | 9 | 2015 | N | IPP Non-CHP | 2 | X X: X; RC RC: DFO |  |  | N | N |  | 10M
64226 | Energy Harbor Generation LLC | 2866 | W H Sammis | OH | Jefferson | 1 | Conventional Steam Coal | ST |  | S | X | X | SAMMISFE19 KV SL10 | SAMMISFE19 KV SL 10 | 190.4 | 0.85 | 180 | 180 | 55 | N |  |  | RE | X | 8 | 1959 | 5 | 2020 | N | IPP Non-CHP | 2 | X X: X; RC RC: BIT; NG NG: SUB; DFO DFO: DFO |  |  | N | N |  | 12H |  | Y |  |  | Y |  |  | N
64226 | Energy Harbor Generation LLC | 2866 | W H Sammis | OH | Jefferson | 2 | Conventional Steam Coal | ST |  | S | X | X | SAMMISFE19 KV SL20 | SAMMISFE19 KV SL20 | 190.4 | 0.85 | 180 | 180 | 55 | N |  |  | RE | X | 7 | 1960 | 5 | 2020 | N | IPP Non-CHP | 2 | X X: X; RC RC: BIT; NG NG: SUB; DFO DFO: DFO |  |  | N | N |  | 12H |  | Y |  |  | Y |  |  | N
64226 | Energy Harbor Generation LLC | 2866 | W H Sammis | OH | Jefferson | 3 | Conventional Steam Coal | ST |  | S | X | X | SAMMISFE19 KV SH30 | SAMMISFE19KV SH30 | 190.4 | 0.85 | 180 | 180 | 55 | N |  |  | RE | X | 7 | 1961 | 5 | 2020 | N | IPP Non-CHP | 2 | X X: X; RC RC: BIT; NG NG: SUB; DFO DFO: DFO |  |  | N | N |  | 12H |  | Y |  |  | Y |  |  | N
64226 | Energy Harbor Generation LLC | 2866 | W H Sammis | OH | Jefferson | 4 | Conventional Steam Coal | ST |  | S | X | X | SAMMISFE19 KV SH40 | SAMMISFE19 KV SH40 | 190.4 | 0.85 | 180 | 180 | 55 | N |  |  | RE | X | 11 | 1962 | 5 | 2020 | N | IPP Non-CHP | 2 | X X: X; RC RC: BIT; NG NG: SUB; DFO DFO: DFO |  |  | N | N |  | 12H |  | Y |  |  | Y |  |  | N
6526 | FirstEnergy Generation Corp | 2867 | FirstEnergy Toronto | OH | Jefferson | 5 | Conventional Steam Coal | ST |  | W | X | X |  |  | 35 |  | 42 | 42 |  | N |  |  | RE | X | 10 | 1940 | 12 | 2003 | N | IPP Non-CHP | 2 | X X: X; RC RC: BIT; NG NG: MSW
6526 | FirstEnergy Generation Corp | 2867 | FirstEnergy Toronto | OH | Jefferson | 6 | Conventional Steam Coal | ST |  | W | X | X |  |  | 69 |  | 65 | 65 |  | N |  |  | RE | X | 10 | 1949 | 12 | 2003 | N | IPP Non-CHP | 2 | X X: X; RC RC: BIT
6526 | FirstEnergy Generation Corp | 2867 | FirstEnergy Toronto | OH | Jefferson | 7 | Conventional Steam Coal | ST |  | W | X | X |  |  | 69 |  | 65 | 65 |  | N |  |  | RE | X | 11 | 1949 | 12 | 2003 | N | IPP Non-CHP | 2 | X X: X; RC RC: BIT
58620 | AEP Generation Resources Inc | 2872 | Muskingum River | OH | Washington | 1 | Conventional Steam Coal | ST |  | S | X | X |  |  | 219.6 | 0.8 | 190 | 205 | 60 |  |  |  | RE | X | 12 | 1953 | 5 | 2015 | N | IPP Non-CHP | 2 | X X: X; RC RC: BIT; NG NG: DFO; DFO DFO: DFO |  |  | N | N |  | OVER |  | Y |  |  | Y |  |  |  | N | N
58620 | AEP Generation Resources Inc | 2872 | Muskingum River | OH | Washington | 2 | Conventional Steam Coal | ST |  | S | X | X |  |  | 219.6 | 0.8 | 190 | 205 | 60 |  |  |  | RE | X | 6 | 1954 | 5 | 2015 | N | IPP Non-CHP | 2 | X X: X; RC RC: BIT; NG NG: DFO; DFO DFO: DFO |  |  | N | N |  | OVER |  | Y |  |  | Y |  |  |  | N | N
58620 | AEP Generation Resources Inc | 2872 | Muskingum River | OH | Washington | 3 | Conventional Steam Coal | ST |  | S | X | X |  |  | 237.5 | 0.8 | 205 | 215 | 60 |  |  |  | RE | X | 12 | 1957 | 5 | 2015 | N | IPP Non-CHP | 2 | X X: X; RC RC: BIT; NG NG: DFO; DFO DFO: DFO |  |  | N | N |  | OVER |  | N |  | Y | Y |  |  |  | N | N
58620 | AEP Generation Resources Inc | 2872 | Muskingum River | OH | Washington | 4 | Conventional Steam Coal | ST |  | S | X | X |  |  | 237.5 | 0.8 | 205 | 215 | 60 |  |  |  | RE | X | 5 | 1958 | 5 | 2015 | N | IPP Non-CHP | 2 | X X: X; RC RC: BIT; NG NG: DFO; DFO DFO: DFO |  |  | N | N |  | OVER |  |  |  | Y | Y |  |  |  | N | N
58620 | AEP Generation Resources Inc | 2872 | Muskingum River | OH | Washington | 5 | Conventional Steam Coal | ST |  | S | X | X |  |  | 615.2 | 0.85 | 585 | 585 | 350 |  |  |  | RE | X | 10 | 1968 | 5 | 2015 | N | IPP Non-CHP | 2 | X X: X; RC RC: BIT; NG NG: DFO; DFO DFO: DFO |  |  | N | N |  | OVER |  | Y |  |  |  | Y |  |  | N | N
6526 | FirstEnergy Generation Corp | 2877 | FirstEnergy Acme | OH | Lucas | 2 | Conventional Steam Coal | ST |  | W | X | X |  |  | 72 |  | 72 | 72 |  | N |  |  | RE | X | 6 | 1951 | 12 | 1994 | N | IPP Non-CHP | 2 | X X: X; RC RC: BIT
62031 | Walleye Power, LLC | 2878 | FirstEnergy Bay Shore | OH | Lucas | 2 | Conventional Steam Coal | ST |  | W | X | X |  |  | 140.6 | 0.88 | 138 | 138 |  | N |  |  | RE | X | 2 | 1959 | 9 | 2012 | N | IPP CHP | 3 | X X: X; RC RC: SUB; NG NG: BIT; DFO DFO: DFO |  |  | N |  |  | 12H |  | Y |  |  | Y
62031 | Walleye Power, LLC | 2878 | FirstEnergy Bay Shore | OH | Lucas | 3 | Conventional Steam Coal | ST |  | W | X | X |  |  | 140.6 | 0.88 | 142 | 142 |  | N |  |  | RE | X | 5 | 1963 | 9 | 2012 | N | IPP CHP | 3 | X X: X; RC RC: SUB; NG NG: BIT; DFO DFO: DFO |  |  | N |  |  | 12H |  | Y |  |  | Y
62031 | Walleye Power, LLC | 2878 | FirstEnergy Bay Shore | OH | Lucas | 4 | Conventional Steam Coal | ST |  | W | X | X |  |  | 217.6 | 0.88 | 215 | 215 |  | N |  |  | RE | X | 6 | 1968 | 9 | 2012 | N | IPP CHP | 3 | X X: X; RC RC: SUB; NG NG: BIT; DFO DFO: DFO |  |  | N |  |  | 12H |  | Y |  |  | Y
3762 | City of Cleveland - (OH) | 2908 | Lake Road (OH) | OH | Cuyahoga | 10 | Conventional Steam Coal | ST |  | S | X | X |  |  | 25 |  | 25 | 25 |  | N |  |  | RE | X | 1 | 1953 | 1 | 1994 | N | Electric Utility | 1 | X X: X; RC RC: BIT |  |  | N |  |  |  |  | Y
3762 | City of Cleveland - (OH) | 2908 | Lake Road (OH) | OH | Cuyahoga | 11 | Conventional Steam Coal | ST |  | S | X | X |  |  | 85 |  | 85 | 85 |  | N |  |  | RE | X | 1 | 1967 | 1 | 1994 | N | Electric Utility | 1 | X X: X; RC RC: BIT |  |  | N |  |  |  |  | Y
3762 | City of Cleveland - (OH) | 2908 | Lake Road (OH) | OH | Cuyahoga | 8 | Conventional Steam Coal | ST |  | S | X | X |  |  | 25 |  | 25 | 25 |  | N |  |  | RE | X | 1 | 1941 | 1 | 1994 | N | Electric Utility | 1 | X X: X; RC RC: BIT |  |  | N |  |  |  |  | Y
3762 | City of Cleveland - (OH) | 2908 | Lake Road (OH) | OH | Cuyahoga | 9 | Conventional Steam Coal | ST |  | S | X | X |  |  | 25 |  | 25 | 25 |  | N |  |  | RE | X | 1 | 1953 | 1 | 1994 | N | Electric Utility | 1 | X X: X; RC RC: BIT |  |  | N |  |  |  |  | Y
5336 | City of Dover - (OH) | 2914 | Dover | OH | Tuscarawas | 2 | Conventional Steam Coal | ST |  | S | X | X |  |  | 4 |  | 4 | 4 |  | N |  |  | RE | X | 1 | 1944 | 6 | 2007 | N | Electric Utility | 1 | X X: X; RC RC: BIT |  |  | N | N | [6 empty] | N |  |  | N
7977 | City of Hamilton - (OH) | 2917 | Hamilton (OH) | OH | Butler | GT1 | Natural Gas Fired Combustion Turbine | GT |  | W | X | X |  |  | 11.2 |  | 8 | 10 |  | N |  |  | RE | X | 7 | 1964 | 8 | 2011 | N | Electric Utility | 1 | [12 empty] | N |  | OVER | [7 empty] | N | N | N | bar: X X to RC RC
13949 | City of Oberlin - (OH) | 2933 | Oberlin (OH) | OH | Lorain | 2 | Petroleum Liquids | IC |  | S | X | X |  |  | 0.9 |  | 1 | 1 |  | N |  |  | RE | X | 1 | 1951 | 12 | 2000 | N | Electric Utility | 1 | X X: X; RC RC: DFO |  |  | N | [10 empty] | U
13949 | City of Oberlin - (OH) | 2933 | Oberlin (OH) | OH | Lorain | 3 | Petroleum Liquids | IC |  | S | X | X |  |  | 0.6 |  | 0.6 | 0.6 |  | N |  |  | RE | X | 1 | 1934 | 12 | 2000 | N | Electric Utility | 1 | X X: X; RC RC: DFO
13949 | City of Oberlin - (OH) | 2933 | Oberlin (OH) | OH | Lorain | 5 | Natural Gas Internal Combustion Engine | IC |  | S | X | X |  |  | 2 | 0.8 | 2 | 2 | 2 | N |  |  | RE | X | 1 | 1951 | 3 | 2014 | N | Electric Utility | 1 | X X: X; RC RC: NG; NG NG: DFO |  |  | N | N |  | 1H | [8 empty] | N | Y
15095 | City of Piqua - (OH) | 2937 | Piqua Power Plant | OH | Miami | 10 | Conventional Steam Coal | ST |  | S | X | X |  |  | 0.8 |  | 0.8 | 0.8 |  | N |  |  | RE | X | 12 | 1987 | 12 | 2007 | N | Electric Utility | 1 | X X: X; RC RC: BIT; NG NG: DFO |  |  | N
15095 | City of Piqua - (OH) | 2937 | Piqua Power Plant | OH | Miami | 3 | Conventional Steam Coal | ST |  | S | X | X |  |  | 4 |  | 4 | 4 |  | N |  |  | RE | X | 1 | 1940 | 12 | 2007 | N | Electric Utility | 1 | X X: X; RC RC: BIT; NG NG: DFO |  |  | N
15095 | City of Piqua - (OH) | 2937 | Piqua Power Plant | OH | Miami | 4 | Conventional Steam Coal | ST |  | S | X | X |  |  | 7.5 |  | 7.5 | 7.5 |  | N |  |  | RE | X | 1 | 1947 | 12 | 2007 | N | Electric Utility | 1 | X X: X; RC RC: BIT; NG NG: DFO |  |  | N
15095 | City of Piqua - (OH) | 2937 | Piqua Power Plant | OH | Miami | 6 | Conventional Steam Coal | ST |  | S | X | X |  |  | 12.5 |  | 12.5 | 12.5 |  | N |  |  | RE | X | 1 | 1951 | 12 | 2007 | N | Electric Utility | 1 | X X: X; RC RC: BIT; NG NG: DFO |  |  | N
15095 | City of Piqua - (OH) | 2937 | Piqua Power Plant | OH | Miami | 7 | Conventional Steam Coal | ST |  | S | X | X |  |  | 20 |  | 20 | 20 |  | N |  |  | RE | X | 1 | 1961 | 12 | 2007 | N | Electric Utility | 1 | X X: X; RC RC: BIT; NG NG: DFO |  |  | N
17891 | City of St Marys - (OH) | 2942 | St Marys | OH | Auglaize | 5 | Conventional Steam Coal | ST |  | S | X | X |  |  | 6 |  | 5.8 | 5.8 |  | N |  |  | RE | X | 1 | 1957 | 12 | 2007 | N | Electric Utility | 1 | X X: X; RC RC: BIT; DFO DFO: KER |  |  | N | N | [6 empty] | Y |  |  |  | N
17891 | City of St Marys - (OH) | 2942 | St Marys | OH | Auglaize | 6 | Conventional Steam Coal | ST |  | S | X | X |  |  | 10 |  | 9 | 9 |  | N |  |  | RE | X | 4 | 1967 | 12 | 2007 | N | Electric Utility | 1 | X X: X; RC RC: BIT; NG NG: NG; DFO DFO: NG |  |  | N | N |  |  |  | Y |  |  | Y |  |  |  | N
17891 | City of St Marys - (OH) | 2942 | St Marys | OH | Auglaize | AUX | Petroleum Liquids | GT |  | S | X | X |  |  | 0.8 |  | 0.8 | 0.8 |  | N |  |  | RE | X | 9 | 1967 | 12 | 2007 | N | Electric Utility | 1 | X X: X; RC RC: DFO |  |  | N | N | [9 empty] | N | N
17043 | City of Shelby - (OH) | 2943 | Shelby Municipal Light Plant | OH | Richland | 1 | Conventional Steam Coal | ST |  | S | X | X | AEP | AEP | 12.5 | 0.9 | 12 | 12 | 8 |  |  |  | RE | X | 6 | 1968 | 11 | 2013 | N | Electric Utility | 1 | X X: X; RC RC: BIT; NG NG: NG; DFO DFO: NG |  |  | N | N |  | 12H |  | Y | [6 empty] | N | N
17043 | City of Shelby - (OH) | 2943 | Shelby Municipal Light Plant | OH | Richland | 2 | Conventional Steam Coal | ST |  | S | X | X | AEP | AEP | 12.5 | 0.8 | 12 | 12 | 8 |  |  |  | RE | X | 5 | 1973 | 11 | 2013 | N | Electric Utility | 1 | X X: X; RC RC: BIT; NG NG: NG; DFO DFO: NG |  |  | N | N |  | 12H |  | Y | [6 empty] | N | N
17043 | City of Shelby - (OH) | 2943 | Shelby Municipal Light Plant | OH | Richland | 3 | Conventional Steam Coal | ST |  | S | X | X | AEP | AEP | 5 | 0.85 | 5 | 5 |  |  |  |  | RE | X | 4 | 1948 | 4 | 2012 | N | Electric Utility | 1 | X X: X; RC RC: BIT; NG NG: NG; DFO DFO: NG |  |  | N | N |  | 12H |  | Y | [6 empty] | N | N
17043 | City of Shelby - (OH) | 2943 | Shelby Municipal Light Plant | OH | Richland | 4 | Conventional Steam Coal | ST |  | S | X | X | AEP | AEP | 7 | 0.8 | 7 | 7 | 3 |  |  |  | RE | X | 6 | 1954 | 11 | 2013 | N | Electric Utility | 1 | X X: X; RC RC: BIT; NG NG: NG; DFO DFO: NG |  |  | N | N |  | 12H |  | Y | [6 empty] | N | N
17043 | City of Shelby - (OH) | 2943 | Shelby Municipal Light Plant | OH | Richland | IC1 | Petroleum Liquids | IC |  | S | X | X | AEP | AEP | 3 | 0.8 | 3 | 3 | 0.5 |  |  |  | RE | X | 5 | 1963 | 9 | 2019 | N | Electric Utility | 1 | X X: X; RC RC: DFO; NG NG: NG |  |  | N | N |  | 1H | [7 empty] | Y | Y | N
14063 | Oklahoma Gas & Electric Co | 2947 | Arbuckle | OK | Murray | 1 | Natural Gas Steam Turbine | ST |  | S | X | X |  |  | 73 |  | 74 | 74 |  | N |  |  | RE | X | 3 | 1953 | 9 | 2002 | N | Electric Utility | 1 | bar: X X to RC RC
14063 | Oklahoma Gas & Electric Co | 2950 | Enid | OK | Garfield | 1 | Natural Gas Fired Combustion Turbine | GT |  | S | X | X |  |  | 15 |  | 11.1 | 11.1 |  | N |  |  | RE | X | 11 | 1965 | 12 | 2012 | N | Electric Utility | 1 | [11 empty] | N | bar: X X to RC RC
14063 | Oklahoma Gas & Electric Co | 2950 | Enid | OK | Garfield | 2 | Natural Gas Fired Combustion Turbine | GT |  | S | X | X |  |  | 15 |  | 10.5 | 10.5 |  | N |  |  | RE | X | 11 | 1965 | 12 | 2012 | N | Electric Utility | 1 | [11 empty] | N | bar: X X to RC RC
14063 | Oklahoma Gas & Electric Co | 2950 | Enid | OK | Garfield | 3 | Natural Gas Fired Combustion Turbine | GT |  | S | X | X |  |  | 15 |  | 11.5 | 11.5 |  | N |  |  | RE | X | 11 | 1965 | 12 | 2012 | N | Electric Utility | 1 | [11 empty] | N | bar: X X to RC RC
14063 | Oklahoma Gas & Electric Co | 2950 | Enid | OK | Garfield | 4 | Natural Gas Fired Combustion Turbine | GT |  | S | X | X |  |  | 15 |  | 10.5 | 10.5 |  | N |  |  | RE | X | 11 | 1965 | 12 | 2012 | N | Electric Utility | 1 | [11 empty] | N | bar: X X to RC RC
14063 | Oklahoma Gas & Electric Co | 2951 | Horseshoe Lake | OK | Oklahoma | GT7 | Natural Gas Fired Combustion Turbine | GT |  | S | X | X | OKGEHL7 | OKGEHL7 | 27 | 0.9 |  |  | 0 | N |  |  | RE | X | 6 | 1963 | 3 | 2017 | N | Electric Utility | 1 | X X: X; RC RC: NG; NG NG: DFO |  |  | N | N |  | OVER | [7 empty] | N | N | N
14063 | Oklahoma Gas & Electric Co | 2952 | Muskogee | OK | Muskogee | 3 | Natural Gas Steam Turbine | ST |  | S | X | X |  |  | 173 |  |  |  |  | N |  |  | RE | X | 5 | 1956 | 12 | 2010 | N | Electric Utility | 1 | X X: X; RC RC: NG; NG NG: RFO
14063 | Oklahoma Gas & Electric Co | 2953 | Mustang | OK | Canadian | 1 | Natural Gas Steam Turbine | ST |  | S | X | X | OKGEMT1 | OKGEMT1 | 82 | 0.9 |  |  | 20 | N |  |  | RE | X | 5 | 1950 | 12 | 2015 | N | Electric Utility | 1 | [11 empty] | N | N |  | 12H | [7 empty] | N | N | N | bar: X X to RC RC
14063 | Oklahoma Gas & Electric Co | 2953 | Mustang | OK | Canadian | 2 | Natural Gas Steam Turbine | ST |  | S | X | X | OKGEMT2 | OKGEMT2 | 63 | 0.9 |  |  | 20 | N |  |  | RE | X | 3 | 1951 | 12 | 2015 | N | Electric Utility | 1 | [11 empty] | N | N |  | 12H | [7 empty] | N | N | N | bar: X X to RC RC
14063 | Oklahoma Gas & Electric Co | 2953 | Mustang | OK | Canadian | 3 | Natural Gas Steam Turbine | ST |  | S | X | X | OKGEMT3 | OKGEMT3 | 133 | 0.9 |  |  | 40 | N |  |  | RE | X | 6 | 1955 | 12 | 2017 | N | Electric Utility | 1 | [11 empty] | N | N |  | OVER | [7 empty] | N | N | N | bar: X X to RC RC
14063 | Oklahoma Gas & Electric Co | 2953 | Mustang | OK | Canadian | 4 | Natural Gas Steam Turbine | ST |  | S | X | X | OKGEMT4 | OKGEMT4 | 253 | 0.9 |  |  | 60 | N |  |  | RE | X | 6 | 1959 | 12 | 2017 | N | Electric Utility | 1 | [11 empty] | N | N |  | OVER | [7 empty] | N | N | N | bar: X X to RC RC
14063 | Oklahoma Gas & Electric Co | 2956 | Seminole | OK | Seminole | GT1 | Natural Gas Fired Combustion Turbine | GT |  | S | X | X | OKGESMGT | OKGESMGT | 23 | 0.9 |  |  | 0 | N |  |  | RE | X | 5 | 1971 | 12 | 2015 | N | Electric Utility | 1 | X X: X; RC RC: NG; NG NG: DFO |  |  | N | N |  | 1H | [7 empty] | N | N | N
14063 | Oklahoma Gas & Electric Co | 2958 | Woodward | OK | Woodward | GT1 | Natural Gas Fired Combustion Turbine | GT |  | S | X | X |  |  | 11 |  | 9.5 | 9.5 |  | N |  |  | RE | X | 6 | 1963 | 12 | 2012 | N | Electric Utility | 1 | bar: X X to RC RC
15474 | Public Service Co of Oklahoma | 2963 | Northeastern | OK | Rogers | 4 | Conventional Steam Coal | ST |  | S | X | X |  |  | 473 | 0.9 | 460 | 460 | 205 |  |  |  | RE | X | 9 | 1980 | 4 | 2016 | N | Electric Utility | 1 | X X: X; RC RC: SUB; NG NG: NG; DFO DFO: NG |  |  | N | N |  | OVER |  | Y |  |  | N | Y |  | Y | Y | N
15474 | Public Service Co of Oklahoma | 2965 | Tulsa | OK | Tulsa | 3 | Natural Gas Steam Turbine | ST |  | S | X | X |  |  | 95 | [7 empty] | RE | X | 1 | 1948 | 2 | 2012 | N | Electric Utility | 1 | X X: X; RC RC: NG; NG NG: DFO; DFO DFO: NG |  |  | N | N
15474 | Public Service Co of Oklahoma | 2966 | Weleetka | OK | Okfuskee | 6 | Natural Gas Fired Combustion Turbine | GT |  | S | X | X |  |  | 53 | 0.9 | 55 | 66 | 50 |  |  |  | RE | X | 9 | 1976 | 3 | 2019 | N | Electric Utility | 1 | X X: X; RC RC: NG; NG NG: DFO |  |  | N | N |  | 1H | [7 empty] | N |  | N
11566 | City of Mangum - (OK) | 2991 | Mangum | OK | Greer | 2 | Natural Gas Internal Combustion Engine | IC |  | S | X | X |  |  | 0.6 |  | 0.5 | 0.5 |  | N |  |  | RE | X | 0 | 1939 | 12 | 2007 | N | Electric Utility | 1 | X X: X; RC RC: NG; NG NG: DFO |  |  | N | [10 empty] | Y | N
11566 | City of Mangum - (OK) | 2991 | Mangum | OK | Greer | 3 | Natural Gas Internal Combustion Engine | IC |  | S | X | X |  |  | 0.4 |  | 0.2 | 0.2 |  | N |  |  | RE | X | 0 | 1929 | 9 | 2007 | N | Electric Utility | 1 | X X: X; RC RC: NG; NG NG: DFO |  |  | N | [10 empty] | Y | N
18125 | Stillwater Utilities Authority | 3000 | Boomer Lake Station | OK | Payne | 1 | Natural Gas Steam Turbine | ST |  | S | X | X | GRDABOOMERUNBOOMERLAKE1 | GRDABOOMERUNBOOMERLAKE1_RA | 10 | 0.8 | 11.5 | 11.5 | 4.5 | N |  |  | RE | X | 9 | 1956 | 6 | 2015 | N | Electric Utility | 1 | [11 empty] | N | N |  | OVER | [7 empty] | N | N | N | bar: X X to RC RC; DFO DFO
18125 | Stillwater Utilities Authority | 3000 | Boomer Lake Station | OK | Payne | 2 | Natural Gas Steam Turbine | ST |  | S | X | X | GRDABOOMERUNBOOMERLAKE2 | GRDABOOMERUNBOOMERLAKE2_RA | 12.7 | 0.85 | 13 | 13 | 6 | N |  |  | RE | X | 6 | 1959 | 6 | 2016 | N | Electric Utility | 1 | [11 empty] | N | N |  | OVER | [7 empty] | N | N | N | bar: X X to RC RC; DFO DFO
14354 | PacifiCorp | 3031 | Powerdale | OR | Hood River | 1 | Conventional Hydroelectric | HY |  | S | X | X |  |  | 6 |  | 6 | 6 |  | N |  |  | RE | X | 5 | 1923 | 2 | 2007 | N | Electric Utility | 1 | X X: X; RC RC: WAT |  |  | N | [10 empty] | N
15248 | Portland General Electric Co | 3044 | Bull Run Hydro | OR | Clackamas | 1 | Conventional Hydroelectric | HY |  | S | X | X |  |  | 5.2 |  | 5.5 | 3.7 |  | N |  |  | RE | X | 12 | 1922 | 5 | 2008 | N | Electric Utility | 1 | X X: X; RC RC: WAT |  |  | N
15248 | Portland General Electric Co | 3044 | Bull Run Hydro | OR | Clackamas | 2 | Conventional Hydroelectric | HY |  | S | X | X |  |  | 5.2 |  | 5.5 | 3.8 |  | N |  |  | RE | X | 10 | 1912 | 5 | 2008 | N | Electric Utility | 1 | X X: X; RC RC: WAT |  |  | N
15248 | Portland General Electric Co | 3044 | Bull Run Hydro | OR | Clackamas | 3 | Conventional Hydroelectric | HY |  | S | X | X |  |  | 5.2 |  | 5.5 | 3.7 |  | N |  |  | RE | X | 10 | 1912 | 5 | 2008 | N | Electric Utility | 1 | X X: X; RC RC: WAT |  |  | N
15248 | Portland General Electric Co | 3044 | Bull Run Hydro | OR | Clackamas | 4 | Conventional Hydroelectric | HY |  | S | X | X |  |  | 5.2 |  | 5.5 | 3.8 |  | N |  |  | RE | X | 10 | 1912 | 5 | 2008 | N | Electric Utility | 1 | X X: X; RC RC: WAT |  |  | N
15248 | Portland General Electric Co | 3045 | Faraday | OR | Clackamas | 1 | Conventional Hydroelectric | HY |  | S | X | X | FYP1_7_GNODE1 |  | 3.1 | 0.85 | 3.9 | 3.9 | 2 | N |  |  | RE | X | 2 | 1907 | 5 | 2019 | N | Electric Utility | 1 | X X: X; RC RC: WAT |  |  | N | N |  | 10M
15248 | Portland General Electric Co | 3045 | Faraday | OR | Clackamas | 2 | Conventional Hydroelectric | HY |  | S | X | X | FYP1_7_GNODE1 |  | 3.1 | 0.85 | 3.9 | 3.9 | 2 | N |  |  | RE | X | 2 | 1907 | 5 | 2019 | N | Electric Utility | 1 | X X: X; RC RC: WAT |  |  | N | N |  | 10M
15248 | Portland General Electric Co | 3045 | Faraday | OR | Clackamas | 3 | Conventional Hydroelectric | HY |  | S | X | X | FYP1_7_GNODE1 |  | 2.7 | 0.85 | 3.4 | 3.4 | 2 | N |  |  | RE | X | 7 | 1908 | 5 | 2019 | N | Electric Utility | 1 | X X: X; RC RC: WAT |  |  | N | N |  | 10M
15248 | Portland General Electric Co | 3045 | Faraday | OR | Clackamas | 4 | Conventional Hydroelectric | HY |  | S | X | X | FYP1_7_GNODE1 |  | 4.5 | 0.95 | 5.6 | 5.6 | 3 | N |  |  | RE | X | 10 | 1909 | 5 | 2019 | N | Electric Utility | 1 | X X: X; RC RC: WAT |  |  | N | N |  | 10M | [7 empty] | N
15248 | Portland General Electric Co | 3045 | Faraday | OR | Clackamas | 5 | Conventional Hydroelectric | HY |  | S | X | X | FYP1_7_GNODE1 |  | 4 | 0.94 | 5.1 | 5.1 | 2 | N |  |  | RE | X | 8 | 1910 | 5 | 2019 | N | Electric Utility | 1 | X X: X; RC RC: WAT |  |  | N | N |  | 10M | [7 empty] | N
63032 | Brunot Island Power, LLC | 3096 | Brunot Island | PA | Allegheny | 1B | Petroleum Liquids | GT |  | S | X | X | 38367981 | 38367981 | 25.5 | 0.85 | 15 | 15 | 15 | N |  |  | RE | X | 3 | 1972 | 5 | 2014 | N | IPP Non-CHP | 2 | X X: X; RC RC: DFO |  |  | N | N |  | 1H | [7 empty] | N | N | N
63032 | Brunot Island Power, LLC | 3096 | Brunot Island | PA | Allegheny | 1C | Petroleum Liquids | GT |  | S | X | X | 38367983 | 38367983 | 25.5 | 0.85 | 15 | 15 | 15 | N |  |  | RE | X | 3 | 1972 | 5 | 2014 | N | IPP Non-CHP | 2 | X X: X; RC RC: DFO |  |  | N | N |  | 1H | [7 empty] | N | N | N
14165 | GenOn Power Midwest, LP | 3098 | Elrama Power Plant | PA | Washington | 1 | Conventional Steam Coal | ST |  | S | X | X | 38367995 | 38367995 | 100 | 0.85 | 93 | 93 |  |  |  |  | RE | X | 4 | 1952 | 3 | 2014 | N | IPP Non-CHP | 2 | X X: X; RC RC: BIT; DFO DFO: DFO |  |  | N | N |  |  |  | Y | [6 empty] | N | N
14165 | GenOn Power Midwest, LP | 3098 | Elrama Power Plant | PA | Washington | 2 | Conventional Steam Coal | ST |  | S | X | X | 38367997 | 38367997 | 100 | 0.8 | 93 | 93 |  |  |  |  | RE | X | 1 | 1953 | 3 | 2014 | N | IPP Non-CHP | 2 | X X: X; RC RC: BIT; DFO DFO: DFO |  |  | N | N |  |  |  | Y | [6 empty] | N | N
14165 | GenOn Power Midwest, LP | 3098 | Elrama Power Plant | PA | Washington | 3 | Conventional Steam Coal | ST |  | S | X | X | 38367999 | 38367999 | 125 | 0.85 | 103 | 103 |  |  |  |  | RE | X | 9 | 1954 | 3 | 2014 | N | IPP Non-CHP | 2 | X X: X; RC RC: BIT; DFO DFO: DFO |  |  | N | N |  |  |  | Y | [6 empty] | N | N
14165 | GenOn Power Midwest, LP | 3098 | Elrama Power Plant | PA | Washington | 4 | Conventional Steam Coal | ST |  | S | X | X | 38368001 | 38368001 | 185 | 0.85 | 171 | 171 |  |  |  |  | RE | X | 10 | 1960 | 3 | 2014 | N | IPP Non-CHP | 2 | X X: X; RC RC: BIT; DFO DFO: DFO |  |  | N | N |  |  |  | Y | [6 empty] | N | N
14165 | GenOn Power Midwest, LP | 3099 | F R Phillips | PA | Allegheny | 1 | Conventional Steam Coal | ST |  | S | X | X |  |  | 69 |  | 58 | 58 |  |  |  |  | RE | X | 1 | 1943 | 12 | 2002 | N | IPP Non-CHP | 2 | X X: X; RC RC: BIT
14165 | GenOn Power Midwest, LP | 3099 | F R Phillips | PA | Allegheny | 2 | Conventional Steam Coal | ST |  | S | X | X |  |  | 81 |  | 59 | 59 |  |  |  |  | RE | X | 11 | 1949 | 12 | 2002 | N | IPP Non-CHP | 2 | X X: X; RC RC: BIT
14165 | GenOn Power Midwest, LP | 3099 | F R Phillips | PA | Allegheny | 3 | Conventional Steam Coal | ST |  | S | X | X |  |  | 81 |  | 59 | 59 |  |  |  |  | RE | X | 9 | 1950 | 12 | 2002 | N | IPP Non-CHP | 2 | X X: X; RC RC: BIT
14165 | GenOn Power Midwest, LP | 3099 | F R Phillips | PA | Allegheny | 4 | Conventional Steam Coal | ST |  | S | X | X |  |  | 179 |  | 134 | 134 |  |  |  |  | RE | X | 2 | 1956 | 12 | 2002 | N | IPP Non-CHP | 2 | X X: X; RC RC: BIT
63039 | Portland Power, LLC | 3113 | Portland (PA) | PA | Northampton | 1 | Petroleum Liquids | ST |  | S | X | X | 50748 | 50748 | 172 | 0.85 | 151 | 151 | 64 | N |  |  | RE | X | 10 | 1958 | 6 | 2014 | N | IPP Non-CHP | 2 | X X: X; RC RC: DFO; NG NG: BIT; DFO DFO: DFO |  |  | N | N |  | OVER |  | Y |  |  | Y
63039 | Portland Power, LLC | 3113 | Portland (PA) | PA | Northampton | 2 | Conventional Steam Coal | ST |  | S | X | X | 50752 | 50752 | 255 | 0.85 | 226 | 226 | 62 | N |  |  | RE | X | 9 | 1962 | 6 | 2013 | N | IPP Non-CHP | 2 | X X: X; RC RC: BIT; NG NG: DFO; DFO DFO: DFO |  |  | N | N |  | OVER |  | Y |  |  | Y
63041 | Titus Power, LLC | 3115 | Titus | PA | Berks | 1 | Conventional Steam Coal | ST |  | S | X | X | 50756 | 50756 | 75 |  | 72 | 72 | 24 | N |  |  | RE | X | 3 | 1951 | 9 | 2013 | N | IPP Non-CHP | 2 | X X: X; RC RC: BIT; NG NG: DFO; DFO DFO: DFO |  |  | N |  |  |  |  | Y |  |  | Y
63041 | Titus Power, LLC | 3115 | Titus | PA | Berks | 2 | Conventional Steam Coal | ST |  | S | X | X | 50757 | 50757 | 75 |  | 72 | 72 | 24 | N |  |  | RE | X | 6 | 1951 | 9 | 2013 | N | IPP Non-CHP | 2 | X X: X; RC RC: BIT; NG NG: DFO; DFO DFO: DFO |  |  | N |  |  |  |  | Y |  |  | Y
63041 | Titus Power, LLC | 3115 | Titus | PA | Berks | 3 | Conventional Steam Coal | ST |  | S | X | X | 50758 | 50758 | 75 |  | 72 | 72 | 24 | N |  |  | RE | X | 4 | 1953 | 9 | 2013 | N | IPP Non-CHP | 2 | X X: X; RC RC: BIT; NG NG: DFO; DFO DFO: DFO |  |  | N |  |  |  |  | Y |  |  | Y
61781 | Seward Generating LLC | 3130 | Seward (PA) | PA | Indiana | 4 | Conventional Steam Coal | ST |  | S | X | X |  |  | 62 | 0.9 | 60 | 62 |  | N |  |  | RE | X | 6 | 1950 | 11 | 2003 | N | IPP Non-CHP | 2 | X X: X; RC RC: BIT | [10 empty] | N
61781 | Seward Generating LLC | 3130 | Seward (PA) | PA | Indiana | 5 | Conventional Steam Coal | ST |  | S | X | X |  |  | 156.2 | 0.9 | 136 | 137 |  | N |  |  | RE | X | 4 | 1957 | 11 | 2003 | N | IPP Non-CHP | 2 | X X: X; RC RC: BIT
63045 | Warren Generation, LLC | 3132 | Warren | PA | Warren | 1 | Conventional Steam Coal | ST |  | S | X | X | 50801 | 50801 | 42 | 0.85 | 41 | 41 |  | N |  |  | RE | X | 9 | 1948 | 9 | 2002 | N | IPP Non-CHP | 2 | X X: X; RC RC: BIT | [5 empty] | 12H
63045 | Warren Generation, LLC | 3132 | Warren | PA | Warren | 2 | Conventional Steam Coal | ST |  | S | X | X | 50802 | 50802 | 42 | 0.85 | 41 | 41 |  | N |  |  | RE | X | 3 | 1949 | 9 | 2002 | N | IPP Non-CHP | 2 | X X: X; RC RC: BIT | [5 empty] | 12H
63031 | New Castle Power, LLC | 3138 | New Castle Plant | PA | Lawrence | 1 | Conventional Steam Coal | ST |  | S | X | X |  |  | 35 | 0.8 | 40 | 40 |  | N |  |  | RE | X | 11 | 1939 | 12 | 1993 | N | IPP Non-CHP | 2 | X X: X; RC RC: BIT |  |  | N | [10 empty] | N
63031 | New Castle Power, LLC | 3138 | New Castle Plant | PA | Lawrence | 2 | Conventional Steam Coal | ST |  | S | X | X |  |  | 35 | 0.8 | 40 | 40 |  |  |  |  | RE | X | 11 | 1947 | 12 | 1993 | N | IPP Non-CHP | 2 | X X: X; RC RC: BIT |  |  | N | [10 empty] | N
15537 | Brunner Island LLC | 3140 | Brunner Island | PA | York | BID1 | Petroleum Liquids | IC |  | S | X | X |  |  | 2.7 | 0.8 | 2.7 | 2.7 | 2.7 | N |  |  | RE | X | 6 | 1967 | 2 | 2018 | N | IPP Non-CHP | 2 | X X: X; RC RC: DFO |  |  | N | N |  | 1H |  |  |  |  | N |  |  | N | N | N
15537 | Brunner Island LLC | 3140 | Brunner Island | PA | York | BID2 | Petroleum Liquids | IC |  | S | X | X |  |  | 2.7 | 0.8 | 2.7 | 2.7 | 2.7 | N |  |  | RE | X | 6 | 1967 | 2 | 2018 | N | IPP Non-CHP | 2 | X X: X; RC RC: DFO |  |  | N | N |  | 1H |  |  |  |  | N | N |  | N | N | N
15537 | Brunner Island LLC | 3140 | Brunner Island | PA | York | BID3 | Petroleum Liquids | IC |  | S | X | X |  |  | 2.7 | 0.8 | 2 | 2 | 2 | N |  |  | RE | X | 6 | 1967 | 2 | 2018 | N | IPP Non-CHP | 2 | X X: X; RC RC: DFO |  |  | N | N |  | 1H | [7 empty] | N | N | N
15276 | TalenEnergy Martins Creek LLC | 3143 | TalenEnergy Martins Creek LLC Harrisburg | PA | Dauphin | CTG4 | Petroleum Liquids | GT |  | S | X | X | 48934155 | 48934155 | 16 | 0.85 | 14 | 14.5 | 14 |  |  |  | RE | X | 3 | 1967 | 7 | 2016 | N | IPP Non-CHP | 2 | X X: X; RC RC: DFO |  |  | N | N |  | 1H | [7 empty] | N | N | N
15276 | TalenEnergy Martins Creek LLC | 3148 | TalenEnergy Martins Creek | PA | Northampton | 1 | Conventional Steam Coal | ST |  | S | X | X |  |  | 156.2 |  | 140 | 150 |  | N |  |  | RE | X | 9 | 1954 | 9 | 2007 | N | IPP Non-CHP | 2 | X X: X; RC RC: BIT |  |  | N | N | [6 empty] | Y |  |  | N | N
15276 | TalenEnergy Martins Creek LLC | 3148 | TalenEnergy Martins Creek | PA | Northampton | 2 | Conventional Steam Coal | ST |  | S | X | X |  |  | 156.2 |  | 140 | 150 |  | N |  |  | RE | X | 6 | 1956 | 9 | 2007 | N | IPP Non-CHP | 2 | X X: X; RC RC: BIT |  |  | N | N | [6 empty] | Y |  |  | N | N
15276 | TalenEnergy Martins Creek LLC | 3148 | TalenEnergy Martins Creek | PA | Northampton | MCD1 | Petroleum Liquids | IC |  | S | X | X |  |  | 2.7 |  | 2.5 | 2.5 |  |  |  |  | RE | X | 2 | 1967 | 9 | 2007 | N | IPP Non-CHP | 2 | X X: X; RC RC: DFO |  |  | N | N | [10 empty] | N | N
15276 | TalenEnergy Martins Creek LLC | 3148 | TalenEnergy Martins Creek | PA | Northampton | MCD2 | Petroleum Liquids | IC |  | S | X | X |  |  | 2.7 |  | 2.5 | 2.5 |  |  |  |  | RE | X | 2 | 1967 | 9 | 2007 | N | IPP Non-CHP | 2 | X X: X; RC RC: DFO |  |  | N | N | [9 empty] | N | N | N
15534 | TalenEnergy Montour LLC | 3149 | TalenEnergy Montour | PA | Montour | 11 | Conventional Steam Coal | ST |  | S | X | X | 48934169 | 48934169 | 17.2 | 0.8 | 11 | 11.8 | 11 |  |  |  | RE | X | 4 | 1973 | 2 | 2019 | N | IPP Non-CHP | 2 | X X: X; RC RC: RC; NG NG: DFO; DFO DFO: BIT; DFO DFO: DFO |  |  | N | N |  | OVER |  | Y |  |  | Y |  |  | Y | N | N
22001 | Sunbury Generation LP | 3152 | Sunbury Generation LP | PA | Snyder | 1 | Conventional Steam Coal | ST |  | S | X | X | SUNBURY | SUNBURY | 89.1 | 0.9 | 80 | 80 | 35 |  |  |  | RE | X | 11 | 1949 | 7 | 2014 | N | IPP Non-CHP | 2 | X X: X; RC RC: BIT; NG NG: WC; DFO DFO: PC; DFO DFO: DFO |  |  | N | N |  | OVER |  | Y | [6 empty] | Y | N
22001 | Sunbury Generation LP | 3152 | Sunbury Generation LP | PA | Snyder | 2 | Conventional Steam Coal | ST |  | S | X | X | SUNBURY | SUNBURY | 89.1 | 0.9 | 80 | 80 | 35 |  |  |  | RE | X | 9 | 1949 | 7 | 2014 | N | IPP Non-CHP | 2 | X X: X; RC RC: BIT; NG NG: WC; DFO DFO: PC; DFO DFO: DFO |  |  | N | N |  | OVER |  | Y | [6 empty] | Y | N
22001 | Sunbury Generation LP | 3152 | Sunbury Generation LP | PA | Snyder | 3 | Conventional Steam Coal | ST |  | S | X | X | SUNBURY | SUNBURY | 103.5 | 0.85 | 94 | 94 | 45 |  |  |  | RE | X | 4 | 1951 | 7 | 2014 | N | IPP Non-CHP | 2 | X X: X; RC RC: BIT; NG NG: WC; DFO DFO: DFO |  |  | N | N |  | OVER |  | Y | [6 empty] | N | N
22001 | Sunbury Generation LP | 3152 | Sunbury Generation LP | PA | Snyder | 4 | Conventional Steam Coal | ST |  | S | X | X | SUNBURY | SUNBURY | 156.2 | 0.85 | 128 | 134 | 55 |  |  |  | RE | X | 8 | 1953 | 7 | 2014 | N | IPP Non-CHP | 2 | X X: X; RC RC: BIT; DFO DFO: DFO |  |  | N | N |  | OVER |  | Y | [6 empty] | N | N
6035 | Exelon Power | 3159 | Cromby Generating Station | PA | Chester | 1 | Conventional Steam Coal | ST |  | S | X | X |  |  | 187.5 |  | 144 | 147 |  | N |  |  | RE | X | 7 | 1954 | 5 | 2011 | N | IPP Non-CHP | 2 | X X: X; RC RC: BIT; NG NG: RFO; DFO DFO: DFO |  |  | N |  |  |  |  | Y
6035 | Exelon Power | 3159 | Cromby Generating Station | PA | Chester | 2 | Petroleum Liquids | ST |  | S | X | X |  |  | 230 |  | 201 | 211 |  | N |  |  | RE | X | 9 | 1955 | 12 | 2011 | N | IPP Non-CHP | 2 | X X: X; RC RC: RFO; NG NG: NG; DFO DFO: NG | [14 empty] | Y | Y
6035 | Exelon Power | 3159 | Cromby Generating Station | PA | Chester | ICI | Petroleum Liquids | IC |  | S | X | X |  |  | 2.7 |  | 2.7 | 2.7 |  | N |  |  | RE | X | 5 | 1967 | 12 | 2011 | N | IPP Non-CHP | 2 | X X: X; RC RC: DFO
6035 | Exelon Power | 3160 | Delaware Generating Station | PA | Philadelphia | 1 | Petroleum Liquids | IC |  | S | X | X |  |  | 2.7 |  | 2.7 | 2.7 |  | N |  |  | RE | X | 5 | 1967 | 11 | 2006 | N | IPP Non-CHP | 2 | X X: X; RC RC: DFO |  |  | N | N
6035 | Exelon Power | 3160 | Delaware Generating Station | PA | Philadelphia | 7 | Petroleum Liquids | ST |  | S | X | X |  |  | 156.2 |  | 126 | 128 |  | N |  |  | RE | X | 8 | 1953 | 2 | 2004 | N | IPP Non-CHP | 2 | X X: X; RC RC: RFO; NG NG: DFO |  |  | N
6035 | Exelon Power | 3160 | Delaware Generating Station | PA | Philadelphia | 8 | Petroleum Liquids | ST |  | S | X | X |  |  | 156.2 |  | 124 | 128 |  | N |  |  | RE | X | 4 | 1953 | 2 | 2004 | N | IPP Non-CHP | 2 | X X: X; RC RC: RFO; NG NG: DFO |  |  | N
6035 | Exelon Power | 3161 | Eddystone Generating Station | PA | Delaware | 1 | Conventional Steam Coal | ST |  | S | X | X |  |  | 353.6 |  | 279 | 288 |  | N |  |  | RE | X | 2 | 1960 | 5 | 2011 | N | IPP Non-CHP | 2 | X | BIT | RFO | DFO | NG |  |  | DFO |  |  |  | N |  |  |  |  | Y |  |  |  | Y
6035 | Exelon Power | 3161 | Eddystone Generating Station | PA | Delaware | 2 | Conventional Steam Coal | ST |  | S | X | X |  |  | 353.6 |  | 309 | 311 |  | N |  |  | RE | X | 10 | 1960 | 5 | 2012 | N | IPP Non-CHP | 2 | X | BIT | RFO | DFO | NG |  |  | DFO |  |  |  | N |  |  |  |  | Y |  |  |  | Y
6035 | Exelon Power | 3169 | Schuylkill Generating Station | PA | Philadelphia | 1 | Petroleum Liquids | ST |  | S | X | X |  |  | 190.4 |  | 166 | 175 |  | N |  |  | RE | X | 7 | 1958 | 12 | 2012 | N | IPP Non-CHP | 2 | X X: X; RC RC: RFO; NG NG: DFO |  |  | N | N
6035 | Exelon Power | 3169 | Schuylkill Generating Station | PA | Philadelphia | IC1 | Petroleum Liquids | IC |  | S | X | X |  |  | 2.7 |  | 2.7 | 2.7 |  | N |  |  | RE | X | 7 | 1967 | 12 | 2012 | N | IPP Non-CHP | 2 | X X: X; RC RC: DFO
23279 | Allegheny Energy Supply Co LLC | 3178 | FirstEnergy Armstrong Power Station | PA | Armstrong | 1 | Conventional Steam Coal | ST |  | S | X | X |  |  | 163.2 |  | 172 | 180 |  | N |  |  | RE | X | 4 | 1958 | 9 | 2012 | N | IPP Non-CHP | 2 | X X: X; RC RC: BIT; NG NG: DFO; DFO DFO: DFO |  |  | N |  |  |  |  | Y |  |  | Y
23279 | Allegheny Energy Supply Co LLC | 3178 | FirstEnergy Armstrong Power Station | PA | Armstrong | 2 | Conventional Steam Coal | ST |  | S | X | X |  |  | 163.2 |  | 172 | 176 |  | N |  |  | RE | X | 6 | 1959 | 9 | 2012 | N | IPP Non-CHP | 2 | X X: X; RC RC: BIT; NG NG: DFO; DFO DFO: DFO |  |  | N |  |  |  |  | Y |  |  | Y
23279 | Allegheny Energy Supply Co LLC | 3179 | Hatfields Ferry Power Station | PA | Greene | 1 | Conventional Steam Coal | ST |  | S | X | X |  |  | 576 |  | 530 | 570 |  | N |  |  | RE | X | 11 | 1969 | 10 | 2013 | N | IPP Non-CHP | 2 | X X: X; RC RC: BIT; NG NG: DFO; DFO DFO: SUB; DFO DFO: DFO |  |  | N |  |  |  |  | Y |  |  |  | Y
23279 | Allegheny Energy Supply Co LLC | 3179 | Hatfields Ferry Power Station | PA | Greene | 2 | Conventional Steam Coal | ST |  | S | X | X |  |  | 576 |  | 530 | 570 |  | N |  |  | RE | X | 10 | 1970 | 10 | 2013 | N | IPP Non-CHP | 2 | X X: X; RC RC: BIT; NG NG: DFO; DFO DFO: SUB; DFO DFO: DFO |  |  | N |  |  |  |  | Y |  |  |  | Y
23279 | Allegheny Energy Supply Co LLC | 3179 | Hatfields Ferry Power Station | PA | Greene | 3 | Conventional Steam Coal | ST |  | S | X | X |  |  | 576 |  | 530 | 570 |  | N |  |  | RE | X | 12 | 1971 | 10 | 2013 | N | IPP Non-CHP | 2 | X X: X; RC RC: BIT; NG NG: DFO; DFO DFO: SUB; DFO DFO: DFO |  |  | N |  |  |  |  | Y |  |  |  | Y
23279 | Allegheny Energy Supply Co LLC | 3181 | FirstEnergy Mitchell Power Station | PA | Washington | 1 | Petroleum Liquids | ST |  | S | X | X |  |  | 74.7 |  | 82 | 82 |  | N |  |  | RE | X | 12 | 1948 | 12 | 2002 | N | IPP Non-CHP | 2 | X X: X; RC RC: DFO |  |  | N
23279 | Allegheny Energy Supply Co LLC | 3181 | FirstEnergy Mitchell Power Station | PA | Washington | 2 | Petroleum Liquids | ST |  | S | X | X |  |  | 74.7 |  | 82 | 82 |  | N |  |  | RE | X | 10 | 1949 | 10 | 2013 | N | IPP Non-CHP | 2 | X X: X; RC RC: DFO; NG NG: NG; DFO DFO: NG |  |  | N |  |  |  |  | N |  |  | N
23279 | Allegheny Energy Supply Co LLC | 3181 | FirstEnergy Mitchell Power Station | PA | Washington | 3 | Conventional Steam Coal | ST |  | S | X | X |  |  | 299.2 |  | 278 | 288 |  | N |  |  | RE | X | 8 | 1963 | 10 | 2013 | N | IPP Non-CHP | 2 | X X: X; RC RC: BIT; NG NG: NG; DFO DFO: NG |  |  | N |  |  |  |  | Y |  |  | Y
23279 | Allegheny Energy Supply Co LLC | 3182 | FirstEnergy Springdale Power Station | PA | Allegheny | 7 | Petroleum Liquids | ST |  | S | X | X |  |  | 74.7 |  | 86 | 86 |  | N |  |  | RE | X | 12 | 1945 | 5 | 2005 | N | IPP Non-CHP | 2 | X X: X; RC RC: RFO |  |  | N
23279 | Allegheny Energy Supply Co LLC | 3182 | FirstEnergy Springdale Power Station | PA | Allegheny | 8 | Petroleum Liquids | ST |  | S | X | X |  |  | 140.6 |  | 121 | 121 |  | N |  |  | RE | X | 6 | 1954 | 5 | 2005 | N | IPP Non-CHP | 2 | X X: X; RC RC: DFO |  |  | N
3046 | Duke Energy Progress - (NC) | 3250 | Darlington County | SC | Darlington | 1 | Natural Gas Fired Combustion Turbine | GT |  | S | X | X |  |  | 66.8 | 0.9 | 50 | 63 | 10 | N |  |  | RE | X | 8 | 1974 | 3 | 2020 | N | Electric Utility | 1 | X X: X; RC RC: NG; NG NG: DFO |  |  |  | N |  | 1H | [7 empty] | Y | N | Y
3046 | Duke Energy Progress - (NC) | 3250 | Darlington County | SC | Darlington | 10 | Petroleum Liquids | GT |  | S | X | X |  |  | 65.8 | 0.9 | 49 | 65 | 10 | N |  |  | RE | X | 8 | 1974 | 3 | 2020 | N | Electric Utility | 1 | X X: X; RC RC: DFO; NG NG: WO |  |  |  | N |  | 1H | [7 empty] | N | N
3046 | Duke Energy Progress - (NC) | 3250 | Darlington County | SC | Darlington | 11 | Petroleum Liquids | GT |  | S | X | X |  |  | 66.8 | 0.9 | 52 | 67 | 10 |  |  |  | RE | X | 9 | 1974 | 11 | 2015 | N | Electric Utility | 1 | X X: X; RC RC: DFO; NG NG: WO |  |  | N | N |  | 1H | [7 empty] | N | N
3046 | Duke Energy Progress - (NC) | 3250 | Darlington County | SC | Darlington | 2 | Petroleum Liquids | GT |  | S | X | X |  |  | 65.8 | 0.9 | 48 | 61 | 10 | N |  |  | RE | X | 8 | 1974 | 3 | 2020 | N | Electric Utility | 1 | X X: X; RC RC: DFO; NG NG: WO |  |  | N | N |  | 1H | [7 empty] | N | N
3046 | Duke Energy Progress - (NC) | 3250 | Darlington County | SC | Darlington | 3 | Natural Gas Fired Combustion Turbine | GT |  | S | X | X |  |  | 66.8 | 0.9 | 50 | 63 | 10 | N |  |  | RE | X | 8 | 1974 | 3 | 2020 | N | Electric Utility | 1 | X X: X; RC RC: NG; NG NG: DFO |  |  | N | N |  | 1H | [7 empty] | Y | N | Y
3046 | Duke Energy Progress - (NC) | 3250 | Darlington County | SC | Darlington | 4 | Petroleum Liquids | GT |  | S | X | X |  |  | 65.8 | 0.9 | 48 | 60 | 10 | N |  |  | RE | X | 8 | 1974 | 3 | 2020 | N | Electric Utility | 1 | X X: X; RC RC: DFO; NG NG: WO |  |  | N | N |  | 1H | [7 empty] | N |  | N
3046 | Duke Energy Progress - (NC) | 3250 | Darlington County | SC | Darlington | 5 | Natural Gas Fired Combustion Turbine | GT |  | S | X | X |  |  | 66.8 | 0.9 | 51 | 66 | 10 | N |  |  | RE | X | 3 | 1975 | 5 | 2018 | N | Electric Utility | 1 | X X: X; RC RC: NG; NG NG: DFO |  |  | N | N |  | 1H | [7 empty] | Y | N | Y
3046 | Duke Energy Progress - (NC) | 3250 | Darlington County | SC | Darlington | 6 | Petroleum Liquids | GT |  | S | X | X |  |  | 65.8 | 0.9 | 43 | 62 | 10 | N |  |  | RE | X | 8 | 1974 | 3 | 2020 | N | Electric Utility | 1 | X X: X; RC RC: DFO; NG NG: WO |  |  | N | N |  | 1H | [7 empty] | N | N
3046 | Duke Energy Progress - (NC) | 3250 | Darlington County | SC | Darlington | 7 | Natural Gas Fired Combustion Turbine | GT |  | S | X | X |  |  | 66.8 | 0.9 | 47 | 61 | 10 | N |  |  | RE | X | 6 | 1975 | 3 | 2020 | N | Electric Utility | 1 | X X: X; RC RC: NG; NG NG: DFO |  |  | N | N |  | 1H | [7 empty] | Y | N | Y
3046 | Duke Energy Progress - (NC) | 3250 | Darlington County | SC | Darlington | 8 | Petroleum Liquids | GT |  | S | X | X |  |  | 65.8 | 0.9 | 44 | 62 | 10 | N |  |  | RE | X | 8 | 1974 | 3 | 2020 | N | Electric Utility | 1 | X X: X; RC RC: DFO; NG NG: WO |  |  | N | N |  | 1H | [7 empty] | N | N
3046 | Duke Energy Progress - (NC) | 3250 | Darlington County | SC | Darlington | 9 | Petroleum Liquids | GT |  | S | X | X |  |  | 66.8 | 0.9 | 50 | 65 | 10 |  |  |  | RE | X | 9 | 1974 | 6 | 2017 | N | Electric Utility | 1 | X X: X; RC RC: DFO; NG NG: WO |  |  | N | N |  | 1H | [7 empty] | N | N
3046 | Duke Energy Progress - (NC) | 3251 | H B Robinson | SC | Darlington | 1 | Conventional Steam Coal | ST |  | S | X | X |  |  | 206.6 | 0.85 | 177 | 179 |  |  |  |  | RE | X | 5 | 1960 | 10 | 2012 | N | Electric Utility | 1 | X X: X; RC RC: BIT; DFO DFO: DFO |  |  | N | N |  |  |  | Y
3046 | Duke Energy Progress - (NC) | 3251 | H B Robinson | SC | Darlington | GT1 | Natural Gas Fired Combustion Turbine | GT |  | S | X | X |  |  | 16.3 | 0.85 | 11 | 15 | 10 |  |  |  | RE | X | 3 | 1968 | 3 | 2013 | N | Electric Utility | 1 | X X: X; RC RC: NG; NG NG: DFO |  |  | N | N
5416 | Duke Energy Carolinas, LLC | 3259 | Great Falls (SC) | SC | Chester | 3 | Conventional Hydroelectric | HY |  | S | X | X |  |  | 3 | 0.8 | 3 | 3 | 3 |  |  |  | RE | X | 4 | 1907 | 5 | 2018 | N | Electric Utility | 1 | X X: X; RC RC: WAT |  |  | N | N | 0 | 10M | [7 empty] | N
5416 | Duke Energy Carolinas, LLC | 3259 | Great Falls (SC) | SC | Chester | 4 | Conventional Hydroelectric | HY |  | S | X | X |  |  | 3 | 0.8 | 3 | 3 | 3 |  |  |  | RE | X | 4 | 1907 | 5 | 2018 | N | Electric Utility | 1 | X X: X; RC RC: WAT |  |  | N | N | 0 | 10M | [7 empty] | N
5416 | Duke Energy Carolinas, LLC | 3259 | Great Falls (SC) | SC | Chester | 7 | Conventional Hydroelectric | HY |  | S | X | X |  |  | 3 | 0.8 | 3 | 3 | 3 |  |  |  | RE | X | 4 | 1907 | 5 | 2018 | N | Electric Utility | 1 | X X: X; RC RC: WAT |  |  | N | N | 0 | 10M | [7 empty] | N
5416 | Duke Energy Carolinas, LLC | 3259 | Great Falls (SC) | SC | Chester | 8 | Conventional Hydroelectric | HY |  | S | X | X |  |  | 3 | 0.8 | 3 | 3 | 3 |  |  |  | RE | X | 4 | 1907 | 5 | 2018 | N | Electric Utility | 1 | X X: X; RC RC: WAT |  |  | N | N | 0 | 10M | [7 empty] | N
5416 | Duke Energy Carolinas, LLC | 3264 | W S Lee | SC | Anderson | 1 | Conventional Steam Coal | ST |  | S | X | X |  |  | 90 | 0.85 | 100 | 100 | 49 |  |  |  | RE | X | 3 | 1951 | 11 | 2014 | N | Electric Utility | 1 | X X: X; RC RC: BIT; NG NG: DFO; DFO DFO: WDS; DFO DFO: DFO |  |  | N | N |  | OVER |  | Y |  |  | Y |  |  | N | N
5416 | Duke Energy Carolinas, LLC | 3264 | W S Lee | SC | Anderson | 2 | Conventional Steam Coal | ST |  | S | X | X |  |  | 90 | 0.85 | 100 | 102 | 50 |  |  |  | RE | X | 7 | 1951 | 11 | 2014 | N | Electric Utility | 1 | X X: X; RC RC: BIT; NG NG: WDS; DFO DFO: DFO |  |  | N | N |  | OVER |  | Y |  |  | Y |  |  | N | N
5416 | Duke Energy Carolinas, LLC | 3264 | W S Lee | SC | Anderson | 4 | Natural Gas Fired Combustion Turbine | GT |  | S | X | X |  |  | 35.1 |  | 30 | 30 |  |  |  |  | RE | X | 4 | 1978 | 1 | 2007 | N | Electric Utility | 1 | X X: X; RC RC: NG; NG NG: DFO |  |  | N | [10 empty] | Y | N | Y
5416 | Duke Energy Carolinas, LLC | 3264 | W S Lee | SC | Anderson | 5 | Natural Gas Fired Combustion Turbine | GT |  | S | X | X |  |  | 35.1 |  | 30 | 30 |  |  |  |  | RE | X | 2 | 1968 | 1 | 2007 | N | Electric Utility | 1 | X X: X; RC RC: NG; NG NG: DFO |  |  | N | [10 empty] | Y | N | Y
5416 | Duke Energy Carolinas, LLC | 3264 | W S Lee | SC | Anderson | 6 | Natural Gas Fired Combustion Turbine | GT |  | S | X | X |  |  | 35.1 |  | 30 | 30 |  |  |  |  | RE | X | 4 | 1968 | 1 | 2007 | N | Electric Utility | 1 | X X: X; RC RC: NG; NG NG: DFO |  |  | N | [11 empty] | N | Y
5416 | Duke Energy Carolinas, LLC | 3266 | Rocky Creek | SC | Fairfield | 1 | Conventional Hydroelectric | HY |  | S | X | X |  |  | 3 | 0.8 | 2.9 | 2.9 | 2.9 |  |  |  | RE | X | 4 | 1909 | 5 | 2018 | N | Electric Utility | 1 | X X: X; RC RC: WAT |  |  | N | N | 0 | 10M
5416 | Duke Energy Carolinas, LLC | 3266 | Rocky Creek | SC | Fairfield | 2 | Conventional Hydroelectric | HY |  | S | X | X |  |  | 3 | 0.8 | 2.9 | 2.9 | 2.9 |  |  |  | RE | X | 4 | 1909 | 5 | 2018 | N | Electric Utility | 1 | X X: X; RC RC: WAT |  |  | N | N | 0 | 10M
5416 | Duke Energy Carolinas, LLC | 3266 | Rocky Creek | SC | Fairfield | 3 | Conventional Hydroelectric | HY |  | S | X | X |  |  | 3 | 0.8 | 2.9 | 2.9 | 2.9 |  |  |  | RE | X | 4 | 1909 | 5 | 2018 | N | Electric Utility | 1 | X X: X; RC RC: WAT |  |  | N | N | 0 | 10M
5416 | Duke Energy Carolinas, LLC | 3266 | Rocky Creek | SC | Fairfield | 4 | Conventional Hydroelectric | HY |  | S | X | X |  |  | 3 | 0.8 | 2.9 | 2.9 | 2.9 |  |  |  | RE | X | 4 | 1909 | 5 | 2018 | N | Electric Utility | 1 | X X: X; RC RC: WAT |  |  | N | N | 0 | 10M
5416 | Duke Energy Carolinas, LLC | 3266 | Rocky Creek | SC | Fairfield | 5 | Conventional Hydroelectric | HY |  | S | X | X |  |  | 5 | 0.8 | 4.8 | 4.8 | 4.8 |  |  |  | RE | X | 4 | 1909 | 5 | 2018 | N | Electric Utility | 1 | X X: X; RC RC: WAT |  |  | N | N | 0 | 10M
5416 | Duke Energy Carolinas, LLC | 3266 | Rocky Creek | SC | Fairfield | 6 | Conventional Hydroelectric | HY |  | S | X | X |  |  | 5 | 0.8 | 4.8 | 4.8 | 4.8 |  |  |  | RE | X | 4 | 1909 | 5 | 2018 | N | Electric Utility | 1 | X X: X; RC RC: WAT |  |  | N | N | 0 | 10M
5416 | Duke Energy Carolinas, LLC | 3266 | Rocky Creek | SC | Fairfield | 7 | Conventional Hydroelectric | HY |  | S | X | X |  |  | 3 | 0.8 | 2.9 | 2.9 | 2.9 |  |  |  | RE | X | 4 | 1909 | 5 | 2018 | N | Electric Utility | 1 | X X: X; RC RC: WAT |  |  | N | N | 0 | 10M
5416 | Duke Energy Carolinas, LLC | 3266 | Rocky Creek | SC | Fairfield | 8 | Conventional Hydroelectric | HY |  | S | X | X |  |  | 3 | 0.8 | 2.9 | 2.9 | 2.9 |  |  |  | RE | X | 4 | 1909 | 5 | 2018 | N | Electric Utility | 1 | X X: X; RC RC: WAT |  |  | N | N | 0 | 10M
5416 | Duke Energy Carolinas, LLC | 3272 | 99 Islands | SC | Cherokee | 5 | Conventional Hydroelectric | HY |  | S | X | X |  |  | 3 | 0.8 | 2.4 | 2.4 | 1.6 | N |  |  | RE | X | 5 | 1910 | 12 | 2018 | N | Electric Utility | 1 | X X: X; RC RC: WAT |  |  | N | N | 0 | 10M
5416 | Duke Energy Carolinas, LLC | 3272 | 99 Islands | SC | Cherokee | 6 | Conventional Hydroelectric | HY |  | S | X | X |  |  | 3 | 1 | 2.4 | 2.4 | 1.6 |  |  |  | RE | X | 5 | 1910 | 12 | 2018 | N | Electric Utility | 1 | X X: X; RC RC: WAT |  |  | N | N | 0 | 10M
17539 | Dominion Energy South Carolina, Inc | 3277 | Burton | SC | Beaufort | 1 | Natural Gas Fired Combustion Turbine | GT |  | S | X | X |  |  | 11.5 |  | 9 | 10 |  | N |  |  | RE | X | 10 | 1961 | 1 | 2008 | N | Electric Utility | 1 | X X: X; RC RC: NG; NG NG: DFO |  |  | N | [11 empty] | Y | Y
17539 | Dominion Energy South Carolina, Inc | 3277 | Burton | SC | Beaufort | 2 | Natural Gas Fired Combustion Turbine | GT |  | S | X | X |  |  | 11.5 |  | 9 | 10 |  | N |  |  | RE | X | 8 | 1963 | 1 | 2008 | N | Electric Utility | 1 | X X: X; RC RC: NG; NG NG: DFO |  |  | N | [11 empty] | Y | Y
17539 | Dominion Energy South Carolina, Inc | 3277 | Burton | SC | Beaufort | 3 | Natural Gas Fired Combustion Turbine | GT |  | S | X | X |  |  | 11.5 |  | 9 | 10 |  | N |  |  | RE | X | 8 | 1963 | 1 | 2008 | N | Electric Utility | 1 | X X: X; RC RC: NG; NG NG: DFO |  |  | N | [11 empty] | Y | Y
17539 | Dominion Energy South Carolina, Inc | 3280 | Canadys Steam | SC | Colleton | 1 | Conventional Steam Coal | ST |  | S | X | X |  |  | 136 |  | 105 | 90 |  | N |  |  | RE | X | 4 | 1962 | 12 | 2012 | N | Electric Utility | 1 | X X: X; RC RC: BIT; DFO DFO: NG; NG NG: DFO |  |  | N |  |  | 12H |  | Y |  |  | Y
17539 | Dominion Energy South Carolina, Inc | 3280 | Canadys Steam | SC | Colleton | 2 | Conventional Steam Coal | ST |  | S | X | X |  |  | 136 |  | 115 | 115 | 45 | N |  |  | RE | X | 5 | 1964 | 11 | 2013 | N | Electric Utility | 1 | X X: X; RC RC: BIT; DFO DFO: NG; NG NG: DFO |  |  | N |  |  | 12H |  | Y |  |  | Y
17539 | Dominion Energy South Carolina, Inc | 3280 | Canadys Steam | SC | Colleton | 3 | Conventional Steam Coal | ST |  | S | X | X |  |  | 217.6 |  | 180 | 180 | 45 | N |  |  | RE | X | 6 | 1967 | 11 | 2013 | N | Electric Utility | 1 | X X: X; RC RC: BIT; DFO DFO: DFO |  |  | N |  |  | 12H |  | Y |  |  | Y
17539 | Dominion Energy South Carolina, Inc | 3284 | Faber Place | SC | Charleston | 1 | Natural Gas Fired Combustion Turbine | GT |  | S | X | X |  |  | 11.5 |  | 8 | 9 |  | N |  |  | RE | X | 10 | 1961 | 1 | 2008 | N | Electric Utility | 1 | [11 empty] | N | bar: X X to RC RC
34 | City of Abbeville - (SC) | 3305 | Rocky River (SC) | SC | Anderson | IC1 | Petroleum Liquids | IC |  | S | X | X |  |  | 1.1 |  | 1.1 | 1.1 |  | N |  |  | RE | X | 11 | 1946 | 1 | 2013 | N | Electric Utility | 1 | X X: X; RC RC: DFO |  |  | N | N | [9 empty] | N
17543 | South Carolina Public Service Authority | 3317 | Dolphus M Grainger | SC | Horry | 1 | Conventional Steam Coal | ST |  | S | X | X |  |  | 81.6 |  | 83 | 85 |  |  |  |  | RE | X | 6 | 1966 | 12 | 2012 | N | Electric Utility | 1 | X X: X; RC RC: BIT; DFO DFO: DFO |  |  | N |  |  |  |  | Y |  |  | Y |  |  | N
17543 | South Carolina Public Service Authority | 3317 | Dolphus M Grainger | SC | Horry | 2 | Conventional Steam Coal | ST |  | S | X | X |  |  | 81.6 |  | 83 | 85 |  |  |  |  | RE | X | 6 | 1966 | 12 | 2012 | N | Electric Utility | 1 | X X: X; RC RC: BIT; DFO DFO: DFO |  |  | N |  |  |  |  | Y |  |  | Y |  |  | N
17543 | South Carolina Public Service Authority | 3319 | Jefferies | SC | Berkeley | 1 | Petroleum Liquids | ST |  | S | X | X |  |  | 50 | 0.85 | 42 | 44 | 15 |  |  |  | RE | X | 1 | 1954 | 10 | 2015 | N | Electric Utility | 1 | X X: X; RC RC: WO; DFO DFO: RFO |  |  | N | N |  | OVER |  | N | [5 empty] | N |  | N
17543 | South Carolina Public Service Authority | 3319 | Jefferies | SC | Berkeley | 2 | Petroleum Liquids | ST |  | S | X | X |  |  | 50 | 0.85 | 42 | 44 | 15 |  |  |  | RE | X | 1 | 1954 | 10 | 2015 | N | Electric Utility | 1 | X X: X; RC RC: WO; DFO DFO: RFO |  |  | N | N |  | OVER | [7 empty] | N |  | N
17543 | South Carolina Public Service Authority | 3319 | Jefferies | SC | Berkeley | 3 | Conventional Steam Coal | ST |  | S | X | X |  |  | 172.8 |  | 152 | 152 |  |  |  |  | RE | X | 1 | 1970 | 12 | 2012 | N | Electric Utility | 1 | X X: X; RC RC: BIT; DFO DFO: DFO |  |  | N |  |  |  |  | Y |  |  | Y |  |  | N
17543 | South Carolina Public Service Authority | 3319 | Jefferies | SC | Berkeley | 4 | Conventional Steam Coal | ST |  | S | X | X |  |  | 172.8 |  | 150 | 155 |  |  |  |  | RE | X | 1 | 1970 | 12 | 2012 | N | Electric Utility | 1 | X X: X; RC RC: BIT; DFO DFO: DFO |  |  | N |  |  |  |  | Y |  |  | Y |  |  | N
19545 | Black Hills Power, Inc. d/b/a | 3325 | Ben French | SD | Pennington | ST1 | Conventional Steam Coal | ST |  | S | X | X |  |  | 25 | 0.85 | 21.6 | 21.6 | 6 | N |  |  | RE | X | 4 | 1960 | 3 | 2014 | N | Electric Utility | 1 | X X: X; RC RC: SUB; NG NG: DFO; DFO DFO: NG; DFO DFO: NG |  |  | N | N |  | OVER |  |  |  | Y | N |  |  | N | Y | Y
13781 | Northern States Power Co - Minnesota | 3334 | Pathfinder | SD | Minnehaha | 1 | Natural Gas Steam Turbine | ST |  | S | X | X |  |  | 75 |  | 61 | 70.5 |  | N |  |  | RE | X | 0 | 1962 | 6 | 2001 | N | Electric Utility | 1 | [11 empty] | N | [10 empty] | N | bar: X X to RC RC
13809 | NorthWestern Energy - (SD) | 3343 | Highmore | SD | Hyde | 1 | Petroleum Liquids | IC |  | S | X | X |  | WAUE_NWPS_NTWK | 0.6 | 0.8 | 0.6 | 0.6 | 0.2 | N |  |  | RE | X | 1 | 1948 | 6 | 2014 | N | Electric Utility | 1 | X X: X; RC RC: DFO |  |  | N |  |  | 1H
13809 | NorthWestern Energy - (SD) | 3343 | Highmore | SD | Hyde | 2 | Petroleum Liquids | IC |  | S | X | X |  | WAUE_NWPS_NTWK | 1.3 | 0.8 | 1.3 | 1.3 | 0.5 | N |  |  | RE | X | 1 | 1960 | 6 | 2014 | N | Electric Utility | 1 | X X: X; RC RC: DFO |  |  | N |  |  | 1H
13809 | NorthWestern Energy - (SD) | 3343 | Highmore | SD | Hyde | 3 | Petroleum Liquids | IC |  | S | X | X |  | WAUE_NWPS_NTWK | 2.7 | 0.8 | 2.6 | 2.7 | 1 | N |  |  | RE | X | 10 | 1970 | 6 | 2014 | N | Electric Utility | 1 | X X: X; RC RC: DFO |  |  | N |  |  | 1H
13809 | NorthWestern Energy - (SD) | 3344 | Huron | SD | Beadle | 2A | Natural Gas Fired Combustion Turbine | GT |  | S | X | X |  |  | 42.9 | 0.85 | 43.7 | 49 | 15 | N |  |  | RE | X | 6 | 1991 | 12 | 2019 | N | Electric Utility | 1 | X X: X; RC RC: NG; NG NG: DFO |  |  | N |  |  | 10M | [7 empty] | Y | N | Y
13809 | NorthWestern Energy - (SD) | 3346 | Mobile Unit | SD | Beadle | 1 | Petroleum Liquids | IC |  | S | X | X |  |  | 0.5 |  | 0.5 | 0.5 |  | N |  |  | RE | X | 0 | 1955 | 9 | 2008 | N | Electric Utility | 1 | X X: X; RC RC: DFO |  |  | N
13809 | NorthWestern Energy - (SD) | 3346 | Mobile Unit | SD | Beadle | 2 | Petroleum Liquids | IC |  | S | X | X |  |  | 1.7 | 0.8 | 1.8 | 1.8 | 0.5 | N |  |  | RE | X | 3 | 1991 | 12 | 2019 | N | Electric Utility | 1 | X X: X; RC RC: DFO |  |  | N |  |  | 10M | [7 empty] | N
13809 | NorthWestern Energy - (SD) | 3346 | Mobile Unit | SD | Beadle | 3 | Petroleum Liquids | IC |  | S | X | X |  |  | 2 | 0.8 | 2 | 2 | 0.6 | N |  |  | RE | X | 11 | 2008 | 12 | 2019 | N | Electric Utility | 1 | X X: X; RC RC: DFO |  |  | N |  |  | 10M | [7 empty] | N
13809 | NorthWestern Energy - (SD) | 3347 | Redfield | SD | Spink | 1 | Natural Gas Internal Combustion Engine | IC |  | S | X | X |  | WAUE_NWPS_NTWK | 1.3 | 0.8 | 1.3 | 1.3 | 0.5 | N |  |  | RE | X | 9 | 1962 | 6 | 2014 | N | Electric Utility | 1 | X X: X; RC RC: NG; NG NG: DFO |  |  | N |  |  | 1H | [8 empty] | N | Y
13809 | NorthWestern Energy - (SD) | 3347 | Redfield | SD | Spink | 2 | Natural Gas Internal Combustion Engine | IC |  | S | X | X |  | WAUE_NWPS_NTWK | 1.3 | 0.8 | 1.3 | 1.3 | 0.5 | N |  |  | RE | X | 9 | 1962 | 6 | 2014 | N | Electric Utility | 1 | X X: X; RC RC: NG; NG NG: DFO |  |  | N |  |  | 1H | [8 empty] | N | Y
13809 | NorthWestern Energy - (SD) | 3347 | Redfield | SD | Spink | 3 | Natural Gas Internal Combustion Engine | IC |  | S | X | X |  | WAUE_NWPS_NTWK | 1.3 | 0.8 | 1.3 | 1.3 | 0.5 | N |  |  | RE | X | 9 | 1962 | 6 | 2014 | N | Electric Utility | 1 | X X: X; RC RC: NG; NG NG: DFO |  |  | N |  |  | 1H | [8 empty] | N | Y
13809 | NorthWestern Energy - (SD) | 3348 | Webster IC | SD | Day | 1 | Petroleum Liquids | IC |  | S | X | X |  |  | 0.7 |  | 0.8 | 0.8 |  | N |  |  | RE | X | 0 | 1932 | 3 | 2002 | N | Electric Utility | 1 | X X: X; RC RC: DFO |  |  | N
13809 | NorthWestern Energy - (SD) | 3348 | Webster IC | SD | Day | 2 | Petroleum Liquids | IC |  | S | X | X |  |  | 1.9 |  | 1.9 | 1.9 |  | N |  |  | RE | X | 6 | 1950 | 4 | 2004 | N | Electric Utility | 1 | X X: X; RC RC: DFO |  |  | N
14232 | Otter Tail Power Co | 3352 | Lake Preston | SD | Kingsbury | 1 | Petroleum Liquids | GT |  | S | X | X |  |  | 24.1 | 0.9 | 21.2 | 28.8 | 8 | N |  |  | RE | X | 0 | 1948 | 1 | 1978 | N | Electric Utility | 1 | X X: X; RC RC: DFO | [13 empty] | N | N
18642 | Tennessee Valley Authority | 3393 | Allen | TN | Shelby | 1 | Conventional Steam Coal | ST |  | S | X | X |  |  | 330 | 0.9 | 247 | 250 | 168 | N |  |  | RE | X | 5 | 1959 | 3 | 2018 | N | Electric Utility | 1 | X X: X; RC RC: SUB; NG NG: DFO; DFO DFO: RC; DFO DFO: DFO |  |  | N | N |  | OVER |  | Y |  |  | Y |  |  | N
18642 | Tennessee Valley Authority | 3393 | Allen | TN | Shelby | 2 | Conventional Steam Coal | ST |  | S | X | X |  |  | 330 | 0.86 | 247 | 250 | 168 | N |  |  | RE | X | 5 | 1959 | 3 | 2018 | N | Electric Utility | 1 | X X: X; RC RC: SUB; NG NG: DFO; DFO DFO: RC; DFO DFO: DFO |  |  | N | N |  | OVER |  | Y |  |  | Y |  |  | N
18642 | Tennessee Valley Authority | 3393 | Allen | TN | Shelby | 3 | Conventional Steam Coal | ST |  | S | X | X |  |  | 330 | 0.86 | 247 | 250 | 168 | N |  |  | RE | X | 10 | 1959 | 3 | 2018 | N | Electric Utility | 1 | X X: X; RC RC: SUB; NG NG: DFO; DFO DFO: RC; DFO DFO: DFO |  |  | N | N |  | OVER |  | Y |  |  | Y |  |  | N | N
18642 | Tennessee Valley Authority | 3405 | John Sevier | TN | Hawkins | 1 | Conventional Steam Coal | ST |  | S | X | X |  |  | 200 |  | 176 | 178 |  | N |  |  | RE | X | 7 | 1955 | 12 | 2012 | N | Electric Utility | 1 | X X: X; RC RC: BIT; DFO DFO: DFO |  |  | N |  |  | OVER |  | Y |  |  | Y |  |  | N
18642 | Tennessee Valley Authority | 3405 | John Sevier | TN | Hawkins | 2 | Conventional Steam Coal | ST |  | S | X | X |  |  | 200 |  | 176 | 178 |  | N |  |  | RE | X | 9 | 1955 | 12 | 2012 | N | Electric Utility | 1 | X X: X; RC RC: BIT; DFO DFO: DFO |  |  | N |  |  | OVER |  | Y |  |  | Y |  |  | N
18642 | Tennessee Valley Authority | 3405 | John Sevier | TN | Hawkins | 3 | Conventional Steam Coal | ST |  | S | X | X |  |  | 200 | 0.9 | 176 | 178 |  | N |  |  | RE | X | 2 | 1956 | 6 | 2014 | N | Electric Utility | 1 | X X: X; RC RC: BIT; DFO DFO: DFO |  |  | N |  |  | OVER |  | Y |  |  | Y |  |  | N
18642 | Tennessee Valley Authority | 3405 | John Sevier | TN | Hawkins | 4 | Conventional Steam Coal | ST |  | S | X | X |  |  | 200 | 0.9 | 176 | 178 |  | N |  |  | RE | X | 10 | 1957 | 6 | 2014 | N | Electric Utility | 1 | X X: X; RC RC: BIT; DFO DFO: DFO |  |  | N |  |  | OVER |  | Y |  |  | Y |  |  | N
18642 | Tennessee Valley Authority | 3406 | Johnsonville | TN | Humphreys | 1 | Conventional Steam Coal | ST |  | S | X | X |  |  | 125 | 0.9 | 107 | 113 | 60 | N |  |  | RE | X | 10 | 1951 | 12 | 2017 | Y | Electric Utility | 1 | X X: T; RC RC: SUB; NG NG: DFO; DFO DFO: DFO |  |  | N | N |  | OVER |  | Y |  |  | Y |  |  | N
18642 | Tennessee Valley Authority | 3406 | Johnsonville | TN | Humphreys | 10 | Conventional Steam Coal | ST |  | S | X | X |  |  | 172.8 | 0.9 | 141 | 144 | 60 | N |  |  | RE | X | 8 | 1959 | 12 | 2015 | Y | Electric Utility | 1 | X X: T; RC RC: SUB; NG NG: BIT; DFO DFO: DFO |  |  | N | N |  | OVER |  | Y |  |  | Y |  |  | N
18642 | Tennessee Valley Authority | 3406 | Johnsonville | TN | Humphreys | 2 | Conventional Steam Coal | ST |  | S | X | X |  |  | 125 | 0.9 | 107 | 113 | 60 | N |  |  | RE | X | 11 | 1951 | 12 | 2017 | Y | Electric Utility | 1 | X X: T; RC RC: SUB; NG NG: DFO; DFO DFO: DFO |  |  | N | N |  | OVER |  | Y |  |  | Y |  |  | N
18642 | Tennessee Valley Authority | 3406 | Johnsonville | TN | Humphreys | 3 | Conventional Steam Coal | ST |  | S | X | X |  |  | 125 | 0.9 | 107 | 113 | 60 | N |  |  | RE | X | 2 | 1952 | 12 | 2017 | Y | Electric Utility | 1 | X X: T; RC RC: SUB; NG NG: DFO; DFO DFO: DFO |  |  | N | N |  | OVER |  | Y |  |  | Y |  |  | N
18642 | Tennessee Valley Authority | 3406 | Johnsonville | TN | Humphreys | 4 | Conventional Steam Coal | ST |  | S | X | X |  |  | 125 | 0.9 | 107 | 113 | 60 | N |  |  | RE | X | 4 | 1952 | 12 | 2017 | Y | Electric Utility | 1 | X X: T; RC RC: SUB; NG NG: DFO; DFO DFO: DFO |  |  | N | N |  | OVER |  | Y |  |  | Y |  |  | N
18642 | Tennessee Valley Authority | 3406 | Johnsonville | TN | Humphreys | 5 | Conventional Steam Coal | ST |  | S | X | X |  |  | 147 | 0.9 | 107 | 113 | 58 | N |  |  | RE | X | 11 | 1952 | 12 | 2015 | Y | Electric Utility | 1 | X X: T; RC RC: SUB; NG NG: BIT; DFO DFO: DFO |  |  | N | N |  | OVER |  | Y |  |  | Y |  |  | N
18642 | Tennessee Valley Authority | 3406 | Johnsonville | TN | Humphreys | 6 | Conventional Steam Coal | ST |  | S | X | X |  |  | 147 | 0.9 | 107 | 113 | 58 | N |  |  | RE | X | 2 | 1953 | 12 | 2015 | Y | Electric Utility | 1 | X X: T; RC RC: SUB; NG NG: BIT; DFO DFO: DFO |  |  | N | N |  | OVER |  | Y |  |  | Y |  |  | N
18642 | Tennessee Valley Authority | 3406 | Johnsonville | TN | Humphreys | 7 | Conventional Steam Coal | ST |  | S | X | X |  |  | 172.8 | 0.9 | 141 | 144 |  | N |  |  | RE | X | 11 | 1958 | 12 | 2015 | Y | Electric Utility | 1 | X X: T; RC RC: SUB; NG NG: BIT; DFO DFO: DFO |  |  | N | N |  | OVER |  | Y |  |  | Y |  |  | N
18642 | Tennessee Valley Authority | 3406 | Johnsonville | TN | Humphreys | 8 | Conventional Steam Coal | ST |  | S | X | X |  |  | 172.8 | 0.9 | 141 | 144 |  | N |  |  | RE | X | 1 | 1959 | 12 | 2015 | Y | Electric Utility | 1 | X X: T; RC RC: SUB; NG NG: BIT; DFO DFO: DFO |  |  | N | N |  | OVER |  | Y |  |  | Y |  |  | N
18642 | Tennessee Valley Authority | 3406 | Johnsonville | TN | Humphreys | 9 | Conventional Steam Coal | ST |  | S | X | X |  |  | 172.8 | 0.9 | 141 | 144 | 60 | N |  |  | RE | X | 6 | 1959 | 12 | 2015 | Y | Electric Utility | 1 | X X: T; RC RC: SUB; NG NG: BIT; DFO DFO: DFO |  |  | N | N |  | OVER |  | Y |  |  | Y |  |  | N
18642 | Tennessee Valley Authority | 3419 | Watts Bar Fossil | TN | Rhea | ST1 | Conventional Steam Coal | ST |  | S | X | X |  |  | 60 |  | 56 | 56 |  | N |  |  | RE | X | 3 | 1942 | 12 | 2011 | N | Electric Utility | 1 | X X: X; RC RC: BIT |  |  | N |  |  |  |  | Y |  |  | Y |  |  | N
18642 | Tennessee Valley Authority | 3419 | Watts Bar Fossil | TN | Rhea | ST2 | Conventional Steam Coal | ST |  | S | X | X |  |  | 60 |  | 56 | 56 |  | N |  |  | RE | X | 2 | 1942 | 12 | 2011 | N | Electric Utility | 1 | X X: X; RC RC: BIT |  |  | N |  |  |  |  | Y |  |  | Y |  |  | N
18642 | Tennessee Valley Authority | 3419 | Watts Bar Fossil | TN | Rhea | ST3 | Conventional Steam Coal | ST |  | S | X | X |  |  | 60 |  | 56 | 56 |  | N |  |  | RE | X | 2 | 1943 | 12 | 2011 | N | Electric Utility | 1 | X X: X; RC RC: BIT |  |  | N |  |  |  |  | Y |  |  | Y |  |  | N
18642 | Tennessee Valley Authority | 3419 | Watts Bar Fossil | TN | Rhea | ST4 | Conventional Steam Coal | ST |  | S | X | X |  |  | 60 |  | 56 | 56 |  | N |  |  | RE | X | 4 | 1945 | 12 | 2011 | N | Electric Utility | 1 | X X: X; RC RC: BIT |  |  | N |  |  |  |  | Y |  |  | Y |  |  | N
49979 | Talen Texas, LLC | 3439 | Laredo | TX | Webb | 1 | Natural Gas Steam Turbine | ST |  | S | X | X |  |  | 34.5 |  | 32 | 33 |  | N |  |  | RE | X | 5 | 1951 | 9 | 2008 | N | IPP Non-CHP | 2 | [11 empty] | N | N | [9 empty] | N | N | N | bar: X X to RC RC
49979 | Talen Texas, LLC | 3439 | Laredo | TX | Webb | 2 | Natural Gas Steam Turbine | ST |  | S | X | X |  |  | 37.5 |  | 32 | 33 |  | N |  |  | RE | X | 5 | 1955 | 9 | 2008 | N | IPP Non-CHP | 2 | [11 empty] | N | N | [9 empty] | N | N | N | bar: X X to RC RC
49979 | Talen Texas, LLC | 3439 | Laredo | TX | Webb | 3 | Natural Gas Steam Turbine | ST |  | S | X | X |  |  | 115.2 |  | 105 | 107 |  | N |  |  | RE | X | 8 | 1975 | 9 | 2008 | N | IPP Non-CHP | 2 | [11 empty] | N | N | [9 empty] | N | N | N | bar: X X to RC RC
49979 | Talen Texas, LLC | 3441 | Nueces Bay | TX | Nueces | 5 | Natural Gas Steam Turbine | ST |  | S | X | X |  |  | 32.5 |  | 30 | 30 |  | N |  |  | RE | X | 6 | 1949 | 5 | 2008 | N | IPP Non-CHP | 2 | [11 empty] | N | N |  | OVER | [7 empty] | N | bar: X X to RC RC
49979 | Talen Texas, LLC | 3441 | Nueces Bay | TX | Nueces | 6 | Natural Gas Steam Turbine | ST |  | S | X | X |  |  | 180 |  | 161 | 170 |  | N |  |  | RE | X | 5 | 1965 | 5 | 2008 | N | IPP Non-CHP | 2 | [11 empty] | N | N |  | OVER | [7 empty] | N | bar: X X to RC RC
60638 | Victoria WLE, LP | 3443 | Victoria | TX | Victoria | 4 | Natural Gas Steam Turbine | ST |  | S | X | X |  |  | 75 |  | 69 | 69 |  | N |  |  | RE | X | 3 | 1955 | 9 | 2009 | N | IPP Non-CHP | 2 | [11 empty] | N | N |  | 12H | [7 empty] | N | N | bar: X X to RC RC
60638 | Victoria WLE, LP | 3443 | Victoria | TX | Victoria | 6 | Natural Gas Steam Turbine | ST |  | S | X | X |  |  | 261 |  | 250 | 250 | 50 | N |  |  | RE | X | 5 | 1968 | 12 | 2008 | N | IPP Non-CHP | 2 | [11 empty] | N | N |  | 12H | [7 empty] | N | N | bar: X X to RC RC
62026 | Mountain Creek Power, LLC | 3453 | Mountain Creek | TX | Dallas | 2 | Natural Gas Steam Turbine | ST |  | S | X | X |  |  | 31.2 | 0.85 | 24 | 24 |  | N |  |  | RE | X | 12 | 1945 | 3 | 2009 | N | IPP Non-CHP | 2 | X X: X; RC RC: NG; NG NG: RFO |  |  | N | N
62026 | Mountain Creek Power, LLC | 3453 | Mountain Creek | TX | Dallas | 3 | Natural Gas Steam Turbine | ST |  | S | X | X |  |  | 74.9 | 0.85 | 70 | 72 |  | N |  |  | RE | X | 5 | 1949 | 3 | 2009 | N | IPP Non-CHP | 2 | X X: X; RC RC: NG; NG NG: RFO |  |  | N | N
55983 | Luminant Generation Company LLC | 3454 | North Lake | TX | Dallas | 1 | Natural Gas Steam Turbine | ST |  | W | X | X |  |  | 176.8 |  | 175 | 175 |  | N |  |  | RE | X | 12 | 1959 | 5 | 2009 | N | IPP Non-CHP | 2 | X X: X; RC RC: NG; NG NG: DFO; DFO DFO: NG |  |  | N | [11 empty] | Y
55983 | Luminant Generation Company LLC | 3454 | North Lake | TX | Dallas | 2 | Natural Gas Steam Turbine | ST |  | W | X | X |  |  | 170.4 |  | 175 | 175 |  | N |  |  | RE | X | 12 | 1961 | 5 | 2009 | N | IPP Non-CHP | 2 | X X: X; RC RC: NG; NG NG: DFO; DFO DFO: NG |  |  | N | [11 empty] | Y
55983 | Luminant Generation Company LLC | 3454 | North Lake | TX | Dallas | 3 | Natural Gas Steam Turbine | ST |  | W | X | X |  |  | 361.3 |  | 365 | 365 |  | N |  |  | RE | X | 7 | 1964 | 5 | 2009 | N | IPP Non-CHP | 2 | X X: X; RC RC: NG; NG NG: DFO; DFO DFO: NG | [14 empty] | Y
55983 | Luminant Generation Company LLC | 3455 | Parkdale | TX | Dallas | 1 | Natural Gas Steam Turbine | ST |  | W | X | X |  |  | 79.6 |  | 87 | 87 |  | N |  |  | RE | X | 6 | 1953 | 3 | 2004 | N | IPP Non-CHP | 2 | X X: X; RC RC: NG; NG NG: RFO
55983 | Luminant Generation Company LLC | 3455 | Parkdale | TX | Dallas | 2 | Natural Gas Steam Turbine | ST |  | W | X | X |  |  | 125 |  | 115 | 115 |  | N |  |  | RE | X | 3 | 1955 | 3 | 2004 | N | IPP Non-CHP | 2 | X X: X; RC RC: NG; NG NG: RFO
55983 | Luminant Generation Company LLC | 3455 | Parkdale | TX | Dallas | 3 | Natural Gas Steam Turbine | ST |  | W | X | X |  |  | 136 |  | 125 | 125 |  | N |  |  | RE | X | 3 | 1957 | 3 | 2004 | N | IPP Non-CHP | 2 | X X: X; RC RC: NG; NG NG: RFO
55937 | Entergy Texas Inc. | 3459 | Sabine | TX | Orange | 2 | Natural Gas Steam Turbine | ST |  | S | X | X | EES.SABINE2 | EES.SABINE2 | 239.4 | 0.85 | 204.4 | 213 | 50 |  |  |  | RE | X | 12 | 1962 | 10 | 2016 | N | Electric Utility | 1 | [11 empty] | N |  |  | OVER | [8 empty] | N | N | bar: X X to RC RC
54888 | NRG Texas Power LLC | 3460 | Cedar Bayou | TX | Chambers | 3 | Natural Gas Steam Turbine | ST |  | S | X | X |  |  | 765 |  | 760 | 760 |  | N |  |  | RE | X | 12 | 1974 | 7 | 2007 | N | IPP Non-CHP | 2 | [11 empty] | N | [10 empty] | N | bar: X X to RC RC; DFO DFO
54888 | NRG Texas Power LLC | 3464 | Greens Bayou | TX | Harris | 5 | Natural Gas Steam Turbine | ST |  | S | X | X | GBY_GBY_5 | GBY_GBY_5 | 446.4 | 0.9 | 406 | 406 | 40 | N |  |  | RE | X | 6 | 1973 | 12 | 2017 | N | IPP Non-CHP | 2 | [11 empty] | N | N |  | OVER | [7 empty] | N | N | N | bar: X X to RC RC; DFO DFO
54888 | NRG Texas Power LLC | 3466 | P H Robinson | TX | Galveston | 1 | Natural Gas Steam Turbine | ST |  | S | X | X |  |  | 484.5 |  | 461 | 461 |  | N |  |  | RE | X | 6 | 1966 | 10 | 2009 | N | IPP Non-CHP | 2 | [11 empty] | N | [10 empty] | N | bar: X X to RC RC; DFO DFO
54888 | NRG Texas Power LLC | 3466 | P H Robinson | TX | Galveston | 2 | Natural Gas Steam Turbine | ST |  | S | X | X |  |  | 484.5 |  | 461 | 461 |  | N |  |  | RE | X | 4 | 1967 | 10 | 2009 | N | IPP Non-CHP | 2 | [11 empty] | N | [10 empty] | N | bar: X X to RC RC; DFO DFO
54888 | NRG Texas Power LLC | 3466 | P H Robinson | TX | Galveston | 3 | Natural Gas Steam Turbine | ST |  | S | X | X |  |  | 580.5 |  | 552 | 552 |  | N |  |  | RE | X | 12 | 1968 | 10 | 2009 | N | IPP Non-CHP | 2 | [11 empty] | N | [10 empty] | N | bar: X X to RC RC; DFO DFO
54888 | NRG Texas Power LLC | 3466 | P H Robinson | TX | Galveston | 4 | Natural Gas Steam Turbine | ST |  | S | X | X |  |  | 765 |  | 737 | 737 |  | N |  |  | RE | X | 12 | 1973 | 10 | 2009 | N | IPP Non-CHP | 2 | [11 empty] | N | [10 empty] | N | bar: X X to RC RC; DFO DFO
54888 | NRG Texas Power LLC | 3468 | Sam Bertron | TX | Harris | 3 | Natural Gas Steam Turbine | ST |  | S | X | X | SRB_SRB_G3 | SRB_SRB_G3 | 225.3 | 0.85 | 230 | 230 | 30 | N |  |  | RE | X | 4 | 1959 | 12 | 2017 | N | IPP Non-CHP | 2 | [11 empty] | N | N |  | 12H | [7 empty] | N | bar: X X to RC RC; DFO DFO
54888 | NRG Texas Power LLC | 3468 | Sam Bertron | TX | Harris | 4 | Natural Gas Steam Turbine | ST |  | S | X | X | SRB_SRB_G4 | SRB_SRB_G4 | 225.3 | 0.85 | 230 | 230 | 30 | N |  |  | RE | X | 3 | 1960 | 12 | 2017 | N | IPP Non-CHP | 2 | [11 empty] | N | N |  | 12H | [7 empty] | N | bar: X X to RC RC; DFO DFO
54888 | NRG Texas Power LLC | 3468 | Sam Bertron | TX | Harris | GT1 | Natural Gas Fired Combustion Turbine | GT |  | S | X | X |  |  | 32.6 |  | 20 | 20 |  | N |  |  | RE | X | 7 | 1967 | 4 | 2009 | N | IPP Non-CHP | 2 | [11 empty] | N | [10 empty] | N | bar: X X to RC RC
54888 | NRG Texas Power LLC | 3468 | Sam Bertron | TX | Harris | GT2 | Natural Gas Fired Combustion Turbine | GT |  | S | X | X | SRB_SRB_GT12 | SRB_SRB_GT12 | 16.3 | 0.85 | 13 | 13 | 5 | N |  |  | RE | X | 7 | 1967 | 12 | 2017 | N | IPP Non-CHP | 2 | [11 empty] | N | N |  | 1H | [7 empty] | N | bar: X X to RC RC; DFO DFO
54888 | NRG Texas Power LLC | 3468 | Sam Bertron | TX | Harris | ST1 | Natural Gas Steam Turbine | ST |  | S | X | X | SRB_SRB_G1 | SRB_SRB_G1 | 187.8 | 0.85 | 118 | 118 | 30 | N |  |  | RE | X | 3 | 1958 | 1 | 2019 | N | IPP Non-CHP | 2 | [11 empty] | N | N |  | 12H | [7 empty] | N | bar: X X to RC RC; DFO DFO
54888 | NRG Texas Power LLC | 3468 | Sam Bertron | TX | Harris | ST2 | Natural Gas Steam Turbine | ST |  | S | X | X | SRB_SRB_G2 | SRB_SRB_G2 | 187.8 | 0.85 | 174 | 174 | 30 | N |  |  | RE | X | 4 | 1956 | 1 | 2019 | N | IPP Non-CHP | 2 | [11 empty] | N | N |  | 12H | [7 empty] | N | bar: X X to RC RC; DFO DFO
54888 | NRG Texas Power LLC | 3469 | T H Wharton | TX | Harris | 2 | Natural Gas Steam Turbine | ST |  | S | X | X |  |  | 247.8 |  | 229 | 229 |  | N |  |  | RE | X | 6 | 1960 | 12 | 2005 | N | IPP Non-CHP | 2 | [11 empty] | N | [10 empty] | N | bar: X X to RC RC
54888 | NRG Texas Power LLC | 3471 | Webster | TX | Harris | 3 | Natural Gas Steam Turbine | ST |  | S | X | X |  |  | 410 |  | 374 | 374 |  | N |  |  | RE | X | 5 | 1965 | 3 | 2006 | N | IPP Non-CHP | 2 | [11 empty] | N | bar: X X to RC RC
54888 | NRG Texas Power LLC | 3471 | Webster | TX | Harris | GT1 | Natural Gas Fired Combustion Turbine | GT |  | S | X | X |  |  | 16.3 |  | 13 | 13 |  | N |  |  | RE | X | 7 | 1967 | 3 | 2006 | N | IPP Non-CHP | 2 | [11 empty] | N | bar: X X to RC RC
17698 | Southwestern Electric Power Co | 3476 | Knox Lee | TX | Gregg | 2 | Natural Gas Steam Turbine | ST |  | S | X | X |  |  | 38 | 0.85 | 31 | 31 | 10 | N |  |  | RE | X | 12 | 1950 | 5 | 2020 | N | Electric Utility | 1 | [11 empty] | N | N |  | 12H | [7 empty] | N | N | bar: X X to RC RC; DFO DFO
17698 | Southwestern Electric Power Co | 3476 | Knox Lee | TX | Gregg | 3 | Natural Gas Steam Turbine | ST |  | S | X | X |  |  | 38 | 0.85 | 25 | 25 | 10 | N |  |  | RE | X | 6 | 1952 | 5 | 2020 | N | Electric Utility | 1 | [11 empty] | N | N |  | 12H | [7 empty] | N | N | bar: X X to RC RC; DFO DFO
17698 | Southwestern Electric Power Co | 3476 | Knox Lee | TX | Gregg | 4 | Natural Gas Steam Turbine | ST |  | S | X | X |  |  | 74 | 0.8 | 73 | 73 | 20 | N |  |  | RE | X | 3 | 1956 | 12 | 2018 | N | Electric Utility | 1 | [11 empty] | N | N |  | 12H | [7 empty] | N | N | bar: X X to RC RC; DFO DFO
17698 | Southwestern Electric Power Co | 3477 | Lone Star | TX | Morris | 1 | Natural Gas Steam Turbine | ST |  | S | X | X |  |  | 40 | 0.85 | 50 | 50 | 15 | N |  |  | RE | X | 3 | 1954 | 5 | 2020 | N | Electric Utility | 1 | [11 empty] | N |  |  | 12H | [7 empty] | N | N | bar: X X to RC RC; DFO DFO
17718 | Southwestern Public Service Co | 3483 | Moore County | TX | Moore | 3 | Natural Gas Steam Turbine | ST |  | S | X | X |  |  | 49 | 0.8 | 46 | 46 |  | N |  |  | RE | X | 1 | 1954 | 9 | 2013 | N | Electric Utility | 1 | [11 empty] | N | [10 empty] | N | bar: X X to RC RC
17718 | Southwestern Public Service Co | 3487 | Riverview | TX | Hutchinson | 6 | Natural Gas Fired Combustion Turbine | GT |  | S | X | X |  |  | 28.6 |  | 22 | 25 |  | N |  |  | RE | X | 5 | 1974 | 9 | 2012 | N | Electric Utility | 1 | [11 empty] | N | [10 empty] | N | bar: X X to RC RC
55983 | Luminant Generation Company LLC | 3489 | Eagle Mountain | TX | Tarrant | 1 | Natural Gas Steam Turbine | ST |  | W | X | X |  |  | 122.5 |  | 115 | 115 |  | N |  |  | RE | X | 7 | 1954 | 8 | 2012 | N | IPP Non-CHP | 2 | X X: X; RC RC: NG; NG NG: RFO; DFO DFO: NG |  |  | N | [10 empty] | N | Y
55983 | Luminant Generation Company LLC | 3489 | Eagle Mountain | TX | Tarrant | 2 | Natural Gas Steam Turbine | ST |  | W | X | X |  |  | 187.5 |  | 175 | 175 |  | N |  |  | RE | X | 12 | 1956 | 8 | 2012 | N | IPP Non-CHP | 2 | X X: X; RC RC: NG; NG NG: RFO; DFO DFO: NG |  |  | N | [10 empty] | N | Y
55983 | Luminant Generation Company LLC | 3489 | Eagle Mountain | TX | Tarrant | 3 | Natural Gas Steam Turbine | ST |  | W | X | X |  |  | 396.1 |  | 375 | 375 |  | N |  |  | RE | X | 6 | 1971 | 8 | 2012 | N | IPP Non-CHP | 2 | [11 empty] | N | [10 empty] | N | bar: X X to RC RC
55983 | Luminant Generation Company LLC | 3489 | Eagle Mountain | TX | Tarrant | CT1 | Natural Gas Fired Combined Cycle | CT |  | S | X | N |  |  | 235.5 | 0.85 | 224.9 | 232 |  | N |  |  | CN | X |  |  |  |  | N | IPP Non-CHP | 2 | [22 empty] | N | N | N | bar: X X to RC RC
55983 | Luminant Generation Company LLC | 3489 | Eagle Mountain | TX | Tarrant | CT2 | Natural Gas Fired Combined Cycle | CT |  | S | X | N |  |  | 235.5 | 0.85 | 224.9 | 232 |  | N |  |  | CN | X |  |  |  |  | N | IPP Non-CHP | 2 | [22 empty] | N | N | N | bar: X X to RC RC
55983 | Luminant Generation Company LLC | 3489 | Eagle Mountain | TX | Tarrant | ST1 | Natural Gas Fired Combined Cycle | CA |  | S | Y | X |  |  | 382.5 | 0.85 | 344.4 | 330.6 |  | N |  |  | CN | X |  |  |  |  | N | IPP Non-CHP | 2 | [22 empty] | N | N | N | bar: X X to RC RC
6035 | Exelon Power | 3491 | Handley | TX | Tarrant | 1 | Natural Gas Steam Turbine | ST |  | S | X | X |  |  | 43.7 |  | 42 | 43 |  | N |  |  | RE | X | 4 | 1948 | 12 | 2009 | N | IPP Non-CHP | 2 | [11 empty] | N | bar: X X to RC RC
6035 | Exelon Power | 3491 | Handley | TX | Tarrant | 2 | Natural Gas Steam Turbine | ST |  | S | X | X |  |  | 74.8 |  | 75 | 76 |  | N |  |  | RE | X | 12 | 1950 | 12 | 2009 | N | IPP Non-CHP | 2 | [11 empty] | N | bar: X X to RC RC
55983 | Luminant Generation Company LLC | 3492 | Morgan Creek | TX | Mitchell | 2 | Natural Gas Steam Turbine | ST |  | W | X | X |  |  | 18.4 |  | 17.5 | 17.5 |  | N |  |  | RE | X | 7 | 1950 | 3 | 2004 | N | IPP Non-CHP | 2 | X X: X; RC RC: NG; NG NG: RFO |  |  | N | [11 empty] | Y
55983 | Luminant Generation Company LLC | 3492 | Morgan Creek | TX | Mitchell | 3 | Natural Gas Steam Turbine | ST |  | W | X | X |  |  | 46 |  | 43 | 42 |  | N |  |  | RE | X | 7 | 1952 | 3 | 2004 | N | IPP Non-CHP | 2 | X X: X; RC RC: NG; NG NG: RFO |  |  | N | [11 empty] | Y
55983 | Luminant Generation Company LLC | 3492 | Morgan Creek | TX | Mitchell | 4 | Natural Gas Steam Turbine | ST |  | W | X | X |  |  | 75 |  | 70 | 77 |  | N |  |  | RE | X | 6 | 1954 | 3 | 2004 | N | IPP Non-CHP | 2 | X X: X; RC RC: NG; NG NG: RFO |  |  | N | [11 empty] | Y
55983 | Luminant Generation Company LLC | 3492 | Morgan Creek | TX | Mitchell | 5 | Natural Gas Steam Turbine | ST |  | W | X | X |  |  | 170.4 |  | 175 | 175 |  | N |  |  | RE | X | 6 | 1959 | 2 | 2012 | N | IPP Non-CHP | 2 | X X: X; RC RC: NG; NG NG: RFO; DFO DFO: NG |  |  | N | [11 empty] | Y
55983 | Luminant Generation Company LLC | 3492 | Morgan Creek | TX | Mitchell | 6 | Natural Gas Steam Turbine | ST |  | W | X | X |  |  | 517.5 |  | 511 | 511 |  | N |  |  | RE | X | 7 | 1966 | 2 | 2012 | N | IPP Non-CHP | 2 | X X: X; RC RC: NG; NG NG: RFO; DFO DFO: NG |  |  | N | [11 empty] | Y
55983 | Luminant Generation Company LLC | 3492 | Morgan Creek | TX | Mitchell | 7 | Conventional Steam Coal | ST |  | W | X | X |  |  | 800 |  | 800 | 800 |  | N |  |  | CN | X |  |  |  |  | N | IPP Non-CHP | 2 | X X: X; RC RC: SUB |  |  | N
55983 | Luminant Generation Company LLC | 3493 | North Main | TX | Tarrant | 4 | Natural Gas Steam Turbine | ST |  | S | X | X |  |  | 81.2 |  | 80 | 80 |  | N |  |  | RE | X | 5 | 1952 | 3 | 2004 | N | IPP Non-CHP | 2 | X X: X; RC RC: NG; NG NG: RFO
55983 | Luminant Generation Company LLC | 3494 | Permian Basin | TX | Ward | 5 | Natural Gas Steam Turbine | ST |  | W | X | X |  |  | 114.9 | 0.85 | 112 | 112 | 103 | N |  |  | RE | X | 6 | 1958 | 2 | 2016 | N | IPP Non-CHP | 2 | X X: X; RC RC: NG; NG NG: RFO; DFO DFO: NG |  |  | N |  |  | 12H | [8 empty] | N | N
55983 | Luminant Generation Company LLC | 3494 | Permian Basin | TX | Ward | 6 | Natural Gas Steam Turbine | ST |  | W | X | X |  |  | 535.5 | 0.9 | 515 | 530 | 477 | N |  |  | RE | X | 12 | 1973 | 2 | 2016 | N | IPP Non-CHP | 2 | X X: X; RC RC: NG; NG NG: RFO; DFO DFO: NG |  |  | N |  |  | 12H | [8 empty] | N | N
55983 | Luminant Generation Company LLC | 3497 | Big Brown | TX | Freestone | 1 | Conventional Steam Coal | ST |  | S | X | X |  |  | 593.4 | 0.9 | 606 | 606 | 220 | N |  |  | RE | X | 12 | 1971 | 2 | 2018 | N | IPP Non-CHP | 2 | X X: X; RC RC: SUB; NG NG: LIG; DFO DFO: NG; DFO DFO: NG |  |  | N | N |  | OVER |  | Y |  |  |  | Y |  | Y | Y | N
55983 | Luminant Generation Company LLC | 3497 | Big Brown | TX | Freestone | 2 | Conventional Steam Coal | ST |  | S | X | X |  |  | 593.4 | 0.9 | 602 | 602 | 220 | N |  |  | RE | X | 12 | 1972 | 2 | 2018 | N | IPP Non-CHP | 2 | X X: X; RC RC: SUB; NG NG: LIG; DFO DFO: NG; DFO DFO: NG |  |  | N | N |  | OVER |  | Y |  |  |  | Y |  | Y | Y | N
55983 | Luminant Generation Company LLC | 3497 | Big Brown | TX | Freestone | 3 | Conventional Steam Coal | ST |  | S | X | X |  |  | 800 |  | 800 | 800 |  | N |  |  | CN | X |  |  |  |  | N | IPP Non-CHP | 2 | X X: X; RC RC: SUB |  |  | N |  |  |  |  | Y |  |  |  | Y
55983 | Luminant Generation Company LLC | 3502 | Lake Creek | TX | McLennan | CT1 | Natural Gas Fired Combustion Turbine | GT |  | S | X | X |  |  | 235.5 |  | 207 | 230 |  | N |  |  | CN | X |  |  |  |  | N | IPP Non-CHP | 2 | [22 empty] | N | N | N | bar: X X to RC RC
55983 | Luminant Generation Company LLC | 3502 | Lake Creek | TX | McLennan | D1 | Petroleum Liquids | IC |  | W | X | X |  |  | 2 | 0.8 | 2 | 2 | 2 | N |  |  | RE | X | 8 | 1966 | 12 | 2014 | N | IPP Non-CHP | 2 | X X: X; RC RC: DFO |  |  | N |  |  | 10M
55983 | Luminant Generation Company LLC | 3502 | Lake Creek | TX | McLennan | D2 | Petroleum Liquids | IC |  | W | X | X |  |  | 2 | 0.8 | 2 | 2 | 2 | N |  |  | RE | X | 8 | 1966 | 12 | 2014 | N | IPP Non-CHP | 2 | X X: X; RC RC: DFO |  |  | N |  |  | 10M
55983 | Luminant Generation Company LLC | 3502 | Lake Creek | TX | McLennan | D3 | Petroleum Liquids | IC |  | W | X | X |  |  | 2 | 0.8 | 2 | 2 | 2 | N |  |  | RE | X | 8 | 1966 | 12 | 2014 | N | IPP Non-CHP | 2 | X X: X; RC RC: DFO |  |  | N |  |  | 10M
55983 | Luminant Generation Company LLC | 3502 | Lake Creek | TX | McLennan | ST1 | Natural Gas Steam Turbine | ST |  | W | X | X |  |  | 79.6 | 0.8 | 87 | 87 |  | N |  |  | RE | X | 4 | 1953 | 12 | 2014 | N | IPP Non-CHP | 2 | X X: X; RC RC: NG; NG NG: DFO; DFO DFO: NG |  |  | N |  |  | OVER | [8 empty] | Y | N
55983 | Luminant Generation Company LLC | 3502 | Lake Creek | TX | McLennan | ST2 | Natural Gas Steam Turbine | ST |  | W | X | X |  |  | 236 | 0.85 | 230 | 230 | 0 | N |  |  | RE | X | 7 | 1959 | 12 | 2014 | N | IPP Non-CHP | 2 | X X: X; RC RC: NG; NG NG: DFO; DFO DFO: NG |  |  | N |  |  | OVER | [8 empty] | Y | N
55983 | Luminant Generation Company LLC | 3502 | Lake Creek | TX | McLennan | ST3 | Conventional Steam Coal | ST |  | W | X | X |  |  | 800 |  | 800 | 800 |  | N |  |  | CN | X |  |  |  |  | N | IPP Non-CHP | 2 | X X: X; RC RC: SUB |  |  | N
55983 | Luminant Generation Company LLC | 3503 | River Crest | TX | Red River | 1 | Natural Gas Steam Turbine | ST |  | S | X | X |  |  | 112.5 |  | 110 | 110 |  | N |  |  | RE | X | 6 | 1954 | 3 | 2004 | N | IPP Non-CHP | 2 | X X: X; RC RC: NG; NG NG: RFO | [14 empty] | N
55983 | Luminant Generation Company LLC | 3506 | Tradinghouse | TX | McLennan | CT1 | Natural Gas Fired Combustion Turbine | GT |  | S | X | X |  |  | 235.5 | 0.85 | 207 | 230 |  | N |  |  | CN | X |  |  |  |  | N | IPP Non-CHP | 2 | [22 empty] | N | N | N | bar: X X to RC RC
55983 | Luminant Generation Company LLC | 3506 | Tradinghouse | TX | McLennan | CT2 | Natural Gas Fired Combustion Turbine | GT |  | S | X | X |  |  | 235.5 | 0.85 | 207 | 230 |  | N |  |  | CN | X |  |  |  |  | N | IPP Non-CHP | 2 | [22 empty] | N | N | N | bar: X X to RC RC
1015 | Austin Energy | 3548 | Decker Creek | TX | Travis | 1 | Natural Gas Steam Turbine | ST |  | S | X | X |  |  | 321 | 0.85 | 320 | 335 | 50 | N |  |  | RE | X | 7 | 1971 | 10 | 2020 | N | Electric Utility | 1 | [14 empty] | 12H | [7 empty] | N | N | N | bar: X X to RC RC; DFO DFO
1015 | Austin Energy | 3548 | Decker Creek | TX | Travis | PV3 | Solar Photovoltaic | PV |  | S | X | X |  |  | 0.3 |  | 0.3 | 0.3 |  | N |  |  | RE | X | 7 | 1987 | 6 | 2001 | N | Electric Utility | 1 | X X: X; RC RC: SUN | [13 empty] | N
1015 | Austin Energy | 3549 | Holly Street | TX | Travis | 1 | Natural Gas Steam Turbine | ST |  | S | X | X |  |  | 100 |  | 100 | 100 |  | N |  |  | RE | X | 11 | 1960 | 12 | 2004 | N | Electric Utility | 1 | X X: X; RC RC: NG; NG NG: DFO | [13 empty] | N | N | N
1015 | Austin Energy | 3549 | Holly Street | TX | Travis | 2 | Natural Gas Steam Turbine | ST |  | S | X | X |  |  | 100 |  | 100 | 100 |  | N |  |  | RE | X | 6 | 1964 | 12 | 2004 | N | Electric Utility | 1 | X X: X; RC RC: NG; NG NG: DFO |  |  | N | [10 empty] | N | N | N
1015 | Austin Energy | 3549 | Holly Street | TX | Travis | 3 | Natural Gas Steam Turbine | ST |  | S | X | X |  |  | 165 |  | 195 | 195 |  | N |  |  | RE | X | 7 | 1967 | 9 | 2007 | N | Electric Utility | 1 | [11 empty] | N | [10 empty] | N | N | N | bar: X X to RC RC
1015 | Austin Energy | 3549 | Holly Street | TX | Travis | 4 | Natural Gas Steam Turbine | ST |  | S | X | X |  |  | 193 |  | 196 | 196 |  | N |  |  | RE | X | 7 | 1974 | 9 | 2007 | N | Electric Utility | 1 | [11 empty] | N | [10 empty] | N | N | N | bar: X X to RC RC
2409 | Brownsville Public Utilities Board | 3559 | Silas Ray | TX | Cameron | 5 | Natural Gas Steam Turbine | ST |  | S | X | X | SILASRAY_SILAS_5 | SILASRAY_SILAS_5 | 24 | 0.9 | 18 | 18 | 9 | N |  |  | RE | X | 5 | 1952 | 4 | 2016 | N | Electric Utility | 1 | X X: X; RC RC: NG; NG NG: DFO; DFO DFO: NG |  |  | N | N |  | 12H | [7 empty] | N | N | N
2409 | Brownsville Public Utilities Board | 3559 | Silas Ray | TX | Cameron | DG-2 | Petroleum Liquids | IC |  | S | X | X |  |  | 1.3 | 0.8 | 1 | 1 | 1 | N |  |  | RE | X | 11 | 2001 | 5 | 2019 | N | Electric Utility | 1 | X X: X; RC RC: DFO |  |  | N | N |  | 10M | [7 empty] | N
2409 | Brownsville Public Utilities Board | 3559 | Silas Ray | TX | Cameron | DG-7a | Petroleum Liquids | IC |  | S | X | X |  |  | 1.3 | 0.8 | 1 | 1 | 1 | N |  |  | RE | X | 11 | 2001 | 5 | 2019 | N | Electric Utility | 1 | X X: X; RC RC: DFO |  |  | N | N |  | 10M | [7 empty] | N
2409 | Brownsville Public Utilities Board | 3559 | Silas Ray | TX | Cameron | DG-7b | Petroleum Liquids | IC |  | S | X | X |  |  | 1.3 | 0.8 | 1 | 1 | 1 | N |  |  | RE | X | 11 | 2001 | 5 | 2019 | N | Electric Utility | 1 | X X: X; RC RC: DFO |  |  | N | N |  | 10M | [7 empty] | N
2442 | City of Bryan - (TX) | 3561 | Bryan (TX) | TX | Brazos | 3 | Natural Gas Steam Turbine | ST |  | S | X | X | ATK_ATKG |  | 13 | 0.85 | 12 | 12 | 6 |  |  |  | RE | X | 1 | 1955 | 7 | 2014 | N | Electric Utility | 1 | [11 empty] | N | N |  | OVER | [8 empty] | N | N | bar: X X to RC RC; DFO DFO
2442 | City of Bryan - (TX) | 3561 | Bryan (TX) | TX | Brazos | 4 | Natural Gas Steam Turbine | ST |  | S | X | X | ATK_ATKG |  | 24 | 0.85 | 22 | 22 | 5 |  |  |  | RE | X | 1 | 1958 | 7 | 2014 | N | Electric Utility | 1 | [11 empty] | N | N |  | OVER | [8 empty] | N | N | bar: X X to RC RC; DFO DFO
2442 | City of Bryan - (TX) | 3561 | Bryan (TX) | TX | Brazos | 5 | Natural Gas Steam Turbine | ST |  | S | X | X | ATK_ATKG |  | 25 | 0.85 | 25 | 25 | 5 |  |  |  | RE | X | 1 | 1966 | 7 | 2014 | N | Electric Utility | 1 | [11 empty] | N | N |  | OVER | [7 empty] | N | N | N | bar: X X to RC RC; DFO DFO
2442 | City of Bryan - (TX) | 3561 | Bryan (TX) | TX | Brazos | 6 | Natural Gas Steam Turbine | ST |  | S | X | X | ATK ATKG |  | 54 | 0.85 | 50 | 50 | 12 |  |  |  | RE | X | 1 | 1969 | 7 | 2014 | N | Electric Utility | 1 | [14 empty] | OVER | [7 empty] | N |  | N | bar: X X to RC RC; DFO DFO
6958 | City of Garland - (TX) | 3574 | C E Newman | TX | Dallas | 1 | Natural Gas Steam Turbine | ST |  | S | X | X |  |  | 7.5 |  | 8 | 8 |  | N |  |  | RE | X | 2 | 1957 | 5 | 2005 | N | Electric Utility | 1 | bar: X X to RC RC
6958 | City of Garland - (TX) | 3574 | C E Newman | TX | Dallas | 2 | Natural Gas Steam Turbine | ST |  | S | X | X |  |  | 7.5 |  | 8 | 8 |  | N |  |  | RE | X | 4 | 1957 | 5 | 2005 | N | Electric Utility | 1 | bar: X X to RC RC
6958 | City of Garland - (TX) | 3574 | C E Newman | TX | Dallas | 3 | Natural Gas Steam Turbine | ST |  | S | X | X |  |  | 18.7 |  | 17 | 17 |  | N |  |  | RE | X | 5 | 1960 | 5 | 2005 | N | Electric Utility | 1 | X X: X; RC RC: NG; NG NG: DFO | [14 empty] | Y
6958 | City of Garland - (TX) | 3574 | C E Newman | TX | Dallas | 4 | Natural Gas Steam Turbine | ST |  | S | X | X |  |  | 18.7 |  | 18 | 18 |  | N |  |  | RE | X | 6 | 1961 | 5 | 2005 | N | Electric Utility | 1 | X X: X; RC RC: NG; NG NG: DFO | [14 empty] | Y
6958 | City of Garland - (TX) | 3574 | C E Newman | TX | Dallas | 5 | Natural Gas Steam Turbine | ST |  | S | X | X |  |  | 44 |  | 37 | 37 |  | N |  |  | RE | X | 8 | 1963 | 2 | 2011 | N | Electric Utility | 1 | bar: X X to RC RC
11292 | City of Lubbock - (TX) | 3602 | Ty Cooke | TX | Lubbock | GT1 | Natural Gas Fired Combustion Turbine | GT |  | S | X | X |  |  | 12.5 |  | 11 | 12.5 |  | N |  |  | RE | X | 4 | 1964 | 8 | 2012 | N | Electric Utility | 1 | [11 empty] | N | N | [9 empty] | N | N | N | bar: X X to RC RC
11292 | City of Lubbock - (TX) | 3604 | J Robert Massengale | TX | Lubbock | 4 | Natural Gas Steam Turbine | ST |  | S | X | X |  |  | 11.5 | 0.85 | 10 | 10 | 0 | N |  |  | RE | X | 9 | 1952 | 12 | 2015 | N | Electric Utility | 1 | [11 empty] | N | N |  | OVER | [7 empty] | N | N | N | bar: X X to RC RC; DFO DFO
11292 | City of Lubbock - (TX) | 3604 | J Robert Massengale | TX | Lubbock | 5 | Natural Gas Steam Turbine | ST |  | S | X | X |  |  | 11.5 | 0.85 | 10 | 10 | 0 | N |  |  | RE | X | 8 | 1953 | 12 | 2015 | N | Electric Utility | 1 | [11 empty] | N | N |  | OVER | [7 empty] | N | N | N | bar: X X to RC RC; DFO DFO
16604 | City of San Antonio - (TX) | 3609 | Leon Creek | TX | Bexar | 3 | Natural Gas Steam Turbine | ST |  | S | X | X | LEON_LCP3G3 | LEON_LCP3G3 | 75 |  | 60 | 61 |  | N |  |  | RE | X | 5 | 1953 | 6 | 2013 | N | Electric Utility | 1 | [11 empty] | N | N |  | 12H | [7 empty] | N |  | N | bar: X X to RC RC
16604 | City of San Antonio - (TX) | 3609 | Leon Creek | TX | Bexar | 4 | Natural Gas Steam Turbine | ST |  | S | X | X | LEON_LCP4G4 | LEON_LCP4G4 | 113.7 |  | 95 | 97 |  | N |  |  | RE | X | 5 | 1959 | 6 | 2013 | N | Electric Utility | 1 | [11 empty] | N | N |  | 12H | [7 empty] | N |  | N | bar: X X to RC RC
16604 | City of San Antonio - (TX) | 3610 | Mission Road | TX | Bexar | 3 | Natural Gas Steam Turbine | ST |  | S | X | X |  |  | 113.6 |  | 100 | 102 |  | N |  |  | RE | X | 6 | 1958 | 10 | 2003 | N | Electric Utility | 1 | bar: X X to RC RC
16604 | City of San Antonio - (TX) | 3613 | W B Tuttle | TX | Bexar | 1 | Natural Gas Steam Turbine | ST |  | S | X | X |  |  | 75 |  | 60 | 65 |  | N |  |  | RE | X | 6 | 1954 | 3 | 2011 | N | Electric Utility | 1 | [11 empty] | N | bar: X X to RC RC
16604 | City of San Antonio - (TX) | 3613 | W B Tuttle | TX | Bexar | 2 | Natural Gas Steam Turbine | ST |  | S | X | X |  |  | 113.6 |  | 100 | 102 |  | N |  |  | RE | X | 12 | 1956 | 10 | 2007 | N | Electric Utility | 1 | [11 empty] | N | bar: X X to RC RC
16604 | City of San Antonio - (TX) | 3613 | W B Tuttle | TX | Bexar | 3 | Natural Gas Steam Turbine | ST |  | S | X | X |  |  | 113.6 |  | 100 | 102 |  | N |  |  | RE | X | 3 | 1961 | 3 | 2011 | N | Electric Utility | 1 | [11 empty] | N | bar: X X to RC RC
16604 | City of San Antonio - (TX) | 3613 | W B Tuttle | TX | Bexar | 4 | Natural Gas Steam Turbine | ST |  | S | X | X |  |  | 191.7 |  | 154 | 157 |  | N |  |  | RE | X | 3 | 1963 | 3 | 2011 | N | Electric Utility | 1 | [11 empty] | N | bar: X X to RC RC
2172 | Brazos Electric Power Coop Inc | 3627 | North Texas | TX | Parker | 1 | Natural Gas Steam Turbine | ST |  | S | X | X | NTX_NTX123 | NTX_NTX123 | 16.5 | 0.9 | 16.5 | 16.5 | 16.5 |  |  |  | RE | X | 6 | 1958 | 12 | 2014 | N | Electric Utility | 1 | X X: X; RC RC: NG; NG NG: DFO; DFO DFO: NG |  |  |  | N |  | 12H |  |  |  |  | N |  |  |  | Y | Y
2172 | Brazos Electric Power Coop Inc | 3627 | North Texas | TX | Parker | 2 | Natural Gas Steam Turbine | ST |  | S | X | X | NTX_NTX123 | NTX_NTX123 | 16.5 | 0.9 | 16.5 | 16.5 | 16.5 |  |  |  | RE | X | 8 | 1958 | 12 | 2014 | N | Electric Utility | 1 | X X: X; RC RC: NG; NG NG: DFO; DFO DFO: NG |  |  |  | N |  | 12H |  |  |  |  | N |  |  |  | Y | Y
2172 | Brazos Electric Power Coop Inc | 3627 | North Texas | TX | Parker | 3 | Natural Gas Steam Turbine | ST |  | S | X | X | NTX_NTX123 | NTX_NTX123 | 38 | 0.9 | 38 | 38 |  |  |  |  | RE | X | 7 | 1963 | 1 | 2009 | N | Electric Utility | 1 | X X: X; RC RC: NG; NG NG: DFO; DFO DFO: NG |  |  |  | N |  | 12H |  |  |  |  | N |  |  |  | Y | Y
17583 | South Texas Electric Coop, Inc | 3630 | Pearsall | TX | Frio | 1 | Natural Gas Steam Turbine | ST |  | S | X | X |  |  | 22 | 0.85 | 23 | 23 | 8 | N |  |  | RE | X | 5 | 1961 | 8 | 2017 | N | Electric Utility | 1 | X X: X; RC RC: NG; NG NG: DFO; DFO DFO: NG |  |  | N | N |  | 12H | [7 empty] | Y | N | Y
17583 | South Texas Electric Coop, Inc | 3630 | Pearsall | TX | Frio | 2 | Natural Gas Steam Turbine | ST |  | S | X | X |  |  | 22 | 0.85 | 23 | 23 | 8 | N |  |  | RE | X | 7 | 1961 | 8 | 2017 | N | Electric Utility | 1 | X X: X; RC RC: NG; NG NG: DFO; DFO DFO: NG |  |  | N | N |  | 12H | [7 empty] | Y | N | Y
17583 | South Texas Electric Coop, Inc | 3630 | Pearsall | TX | Frio | 3 | Natural Gas Steam Turbine | ST |  | S | X | X |  |  | 22 | 0.85 | 23 | 23 | 8 | N |  |  | RE | X | 9 | 1961 | 8 | 2017 | N | Electric Utility | 1 | X X: X; RC RC: NG; NG NG: DFO; DFO DFO: NG |  |  | N | N |  | 12H | [7 empty] | N | N | Y
17583 | South Texas Electric Coop, Inc | 3631 | Sam Rayburn | TX | Victoria | 3 | Natural Gas Steam Turbine | ST |  | S | X | X |  |  | 25 |  | 22 | 22 |  | N |  |  | RE | X | 7 | 1965 | 6 | 2012 | N | Electric Utility | 1 | X X: X; RC RC: NG; NG NG: DFO |  |  | N | [10 empty] | N | Y | Y
14354 | PacifiCorp | 3644 | Carbon | UT | Carbon | 1 | Conventional Steam Coal | ST |  | S | X | X |  |  | 75 | 0.85 | 67 | 67 | 25 | N |  |  | RE | X | 11 | 1954 | 4 | 2015 | N | Electric Utility | 1 | X X: X; RC RC: BIT; NG NG: DFO |  |  | N |  |  | 10M |  | Y
14354 | PacifiCorp | 3644 | Carbon | UT | Carbon | 2 | Conventional Steam Coal | ST |  | S | X | X |  |  | 113.6 | 0.85 | 105 | 105 | 45 | N |  |  | RE | X | 9 | 1957 | 4 | 2015 | N | Electric Utility | 1 | X X: X; RC RC: BIT; NG NG: DFO |  |  | N |  |  | 10M |  | Y
14354 | PacifiCorp | 3655 | Olmstead | UT | Utah | 1 | Conventional Hydroelectric | HY |  | W | X | X |  |  | 2.4 | 1 | 2.3 | 2.3 | 0 | N |  |  | RE | X | 7 | 1910 | 9 | 2015 | N | Electric Utility | 1 | X X: X; RC RC: WAT |  |  | N | N |  | 10M | [7 empty] | N
14354 | PacifiCorp | 3655 | Olmstead | UT | Utah | 2 | Conventional Hydroelectric | HY |  | W | X | X |  |  | 2.4 | 1 | 2.3 | 2.3 | 0 | N |  |  | RE | X | 7 | 1910 | 9 | 2015 | N | Electric Utility | 1 | X X: X; RC RC: WAT |  |  | N | N |  | 10M | [7 empty] | N
14354 | PacifiCorp | 3655 | Olmstead | UT | Utah | 4 | Conventional Hydroelectric | HY |  | W | X | X |  |  | 5.5 | 0.7 | 5.4 | 5.4 | 0 | N |  |  | RE | X | 7 | 1922 | 9 | 2015 | N | Electric Utility | 1 | X X: X; RC RC: WAT |  |  | N | N |  | 10M | [7 empty] | N
2010 | City of Bountiful | 3665 | Bountiful City | UT | Davis | 2 | Natural Gas Internal Combustion Engine | IC |  | S | X | X |  |  | 1.2 |  | 1.2 | 1.2 |  |  |  |  | RE | X | 9 | 1959 | 3 | 2011 | N | Electric Utility | 1 | X X: X; RC RC: NG; NG NG: DFO |  |  | N | [11 empty] | Y | Y
2010 | City of Bountiful | 3665 | Bountiful City | UT | Davis | 3 | Natural Gas Internal Combustion Engine | IC |  | S | X | X |  |  | 1.2 |  | 1.2 | 1.2 |  |  |  |  | RE | X | 9 | 1959 | 3 | 2011 | N | Electric Utility | 1 | X X: X; RC RC: NG; NG NG: DFO |  |  | N | [10 empty] | Y | Y | Y
2010 | City of Bountiful | 3665 | Bountiful City | UT | Davis | 4 | Natural Gas Internal Combustion Engine | IC |  | S | X | X |  |  | 1 |  | 1 | 1 |  |  |  |  | RE | X | 8 | 1955 | 3 | 2011 | N | Electric Utility | 1 | X X: X; RC RC: NG; NG NG: DFO |  |  | N | [11 empty] | Y | Y
2010 | City of Bountiful | 3665 | Bountiful City | UT | Davis | 5 | Natural Gas Internal Combustion Engine | IC |  | S | X | X |  |  | 1 |  | 1 | 1 |  |  |  |  | RE | X | 1 | 1957 | 3 | 2011 | N | Electric Utility | 1 | X X: X; RC RC: NG; NG NG: DFO |  |  | N | [11 empty] | Y | Y
2010 | City of Bountiful | 3665 | Bountiful City | UT | Davis | 6 | Natural Gas Internal Combustion Engine | IC |  | S | X | X |  |  | 2.5 |  | 2.5 | 2.5 |  |  |  |  | RE | X | 1 | 1962 | 3 | 2011 | N | Electric Utility | 1 | X X: X; RC RC: NG; NG NG: DFO |  |  | N | [11 empty] | Y | Y
2010 | City of Bountiful | 3665 | Bountiful City | UT | Davis | 7 | Petroleum Liquids | IC |  | S | X | X |  |  | 0.1 |  | 0.1 | 0.1 |  |  |  |  | RE | X | 8 | 1936 | 3 | 2011 | N | Electric Utility | 1 | X X: X; RC RC: DFO |  |  | N
2010 | City of Bountiful | 3665 | Bountiful City | UT | Davis | IC8 | Natural Gas Internal Combustion Engine | IC |  | S | X | X |  |  | 7 | 0.8 | 7 | 7 | 4 |  |  |  | RE | X | 10 | 1986 | 1 | 2014 | N | Electric Utility | 1 | X X: X; RC RC: NG; NG NG: DFO |  |  | N |  |  | 1H | [8 empty] | Y | Y
11135 | City of Logan - (UT) | 3675 | Hydro III | UT | Cache | 1 | Conventional Hydroelectric | HY |  | S | X | X |  |  | 0.7 |  | 0.7 | 0.6 |  | N |  |  | RE | X | 1 | 1923 | 1 | 1970 | N | Electric Utility | 1 | X X: X; RC RC: WAT |  |  | N | N | [9 empty] | N
11135 | City of Logan - (UT) | 3675 | Hydro III | UT | Cache | HY3 | Conventional Hydroelectric | HY |  | S | X | X |  |  | 0.1 | 0.1 | 0.1 | 0.1 | 0.1 | N |  |  | RE | X | 1 | 1992 | 1 | 2013 | N | Electric Utility | 1 | X X: X; RC RC: WAT |  |  | N | N
11135 | City of Logan - (UT) | 3675 | Hydro III | UT | Cache | IC1 | Petroleum Liquids | IC |  | S | X | X |  |  | 0.6 |  | 0.6 | 0.6 |  | N |  |  | RE | X | 12 | 1927 | 12 | 2002 | N | Electric Utility | 1 | X X: X; RC RC: DFO |  |  | N | N
13137 | City of Murray - (UT) | 3683 | Murray City | UT | Salt Lake | 3 | Natural Gas Internal Combustion Engine | IC |  | S | X | X |  |  | 2.2 | 0.9 | 2 | 2 | 2.2 | N |  |  | RE | X | 88 | 1952 | 1 | 2002 | N | Electric Utility | 1 | X X: X; RC RC: NG; NG NG: DFO |  |  | N | N | [9 empty] | N
13137 | City of Murray - (UT) | 3683 | Murray City | UT | Salt Lake | 4 | Natural Gas Internal Combustion Engine | IC |  | S | X | X |  |  | 1 | 0.9 | 0.9 | 1 | 1 | N |  |  | RE | X | 88 | 1948 | 1 | 2002 | N | Electric Utility | 1 | X X: X; RC RC: NG; NG NG: DFO |  |  | N | N | [9 empty] | N
13137 | City of Murray - (UT) | 3683 | Murray City | UT | Salt Lake | 5 | Natural Gas Internal Combustion Engine | IC |  | S | X | X |  |  | 1 | 0.9 | 0.9 | 1 | 1 | N |  |  | RE | X | 88 | 1948 | 1 | 2002 | N | Electric Utility | 1 | X X: X; RC RC: NG; NG NG: DFO |  |  | N | N | [9 empty] | N
13137 | City of Murray - (UT) | 3683 | Murray City | UT | Salt Lake | 6 | Natural Gas Internal Combustion Engine | IC |  | S | X | X |  |  | 3 |  | 2.3 | 2.5 |  | N |  |  | RE | X | 88 | 1958 | 1 | 2002 | N | Electric Utility | 1 | X X: X; RC RC: NG; NG NG: DFO |  |  | N | N | [9 empty] | N
17845 | City of Springville - (UT) | 3688 | Bartholomew | UT | Utah | 1 | Conventional Hydroelectric | HY |  | S | X | X |  |  | 0.5 | 0.8 | 0.5 | 0.5 |  | N |  |  | RE | X | 10 | 1948 | 1 | 2010 | N | Electric Utility | 1 | X X: X; RC RC: WAT |  |  | N | N | [9 empty] | N
49852 | Great Bay Hydro Corp | 3730 | Newport Diesels | VT | Orleans | 10 | Petroleum Liquids | IC |  | S | X | X |  |  | 1.1 |  | 1 | 1 |  | N |  |  | RE | X | 88 | 1954 | 7 | 2007 | N | IPP Non-CHP | 2 | X X: X; RC RC: DFO |  |  | N
49852 | Great Bay Hydro Corp | 3730 | Newport Diesels | VT | Orleans | 4 | Petroleum Liquids | IC |  | S | X | X |  |  | 0.9 |  | 0.9 | 0.9 |  | N |  |  | RE | X | 88 | 1948 | 7 | 2007 | N | IPP Non-CHP | 2 | X X: X; RC RC: DFO |  |  | N
49852 | Great Bay Hydro Corp | 3730 | Newport Diesels | VT | Orleans | 5 | Petroleum Liquids | IC |  | S | X | X |  |  | 0.9 |  | 0.9 | 0.9 |  | N |  |  | RE | X | 88 | 1948 | 7 | 2007 | N | IPP Non-CHP | 2 | X X: X; RC RC: DFO |  |  | N
49852 | Great Bay Hydro Corp | 3730 | Newport Diesels | VT | Orleans | 6 | Petroleum Liquids | IC |  | S | X | X |  |  | 0.9 |  | 0.9 | 0.9 |  | N |  |  | RE | X | 88 | 1948 | 7 | 2007 | N | IPP Non-CHP | 2 | X X: X; RC RC: DFO |  |  | N
49852 | Great Bay Hydro Corp | 3730 | Newport Diesels | VT | Orleans | 7 | Petroleum Liquids | IC |  | S | X | X |  |  | 0.9 |  | 0.9 | 0.9 |  | N |  |  | RE | X | 88 | 1948 | 7 | 2007 | N | IPP Non-CHP | 2 | X X: X; RC RC: DFO |  |  | N
49852 | Great Bay Hydro Corp | 3730 | Newport Diesels | VT | Orleans | 8 | Petroleum Liquids | IC |  | S | X | X |  |  | 1.1 |  | 1 | 1 |  | N |  |  | RE | X | 88 | 1954 | 7 | 2007 | N | IPP Non-CHP | 2 | X X: X; RC RC: DFO |  |  | N
49852 | Great Bay Hydro Corp | 3730 | Newport Diesels | VT | Orleans | 9 | Petroleum Liquids | IC |  | S | X | X |  |  | 1.1 |  | 1 | 1 |  | N |  |  | RE | X | 88 | 1954 | 7 | 2007 | N | IPP Non-CHP | 2 | X X: X; RC RC: DFO |  |  | N
7601 | Green Mountain Power Corp | 3737 | Essex Junction 19 | VT | Chittenden | IC5 | Petroleum Liquids | IC |  | S | X | X |  |  | 1 |  | 1 | 1 |  | N |  |  | RE | X | 10 | 1947 | 5 | 2007 | N | Electric Utility | 1 | X X: X; RC RC: DFO |  |  | N
7601 | Green Mountain Power Corp | 3737 | Essex Junction 19 | VT | Chittenden | IC6 | Petroleum Liquids | IC |  | S | X | X |  |  | 1 |  | 1 | 1 |  | N |  |  | RE | X | 10 | 1947 | 5 | 2007 | N | Electric Utility | 1 | X X: X; RC RC: DFO |  |  | N
7601 | Green Mountain Power Corp | 3737 | Essex Junction 19 | VT | Chittenden | IC7 | Petroleum Liquids | IC |  | S | X | X |  |  | 1 |  | 1 | 1 |  | N |  |  | RE | X | 10 | 1947 | 5 | 2007 | N | Electric Utility | 1 | X X: X; RC RC: DFO
7601 | Green Mountain Power Corp | 3737 | Essex Junction 19 | VT | Chittenden | IC8 | Petroleum Liquids | IC |  | S | X | X |  |  | 1 |  | 1 | 1 |  | N |  |  | RE | X | 10 | 1947 | 5 | 2007 | N | Electric Utility | 1 | X X: X; RC RC: DFO |  |  | N
1299 | Barton Village, Inc | 3753 | West Charleston | VT | Orleans | IC3 | Petroleum Liquids | IC |  | S | X | X |  |  | 1.4 | 0.8 | 0.9 | 0.9 | 0 |  |  |  | RE | X | 7 | 1956 | 12 | 2013 | N | Electric Utility | 1 | X X: X; RC RC: DFO | [5 empty] | 10M
1299 | Barton Village, Inc | 3753 | West Charleston | VT | Orleans | IC4 | Petroleum Liquids | IC |  | S | X | X |  |  | 1.4 | 0.8 | 0.9 | 0.9 | 0 |  |  |  | RE | X | 7 | 1956 | 12 | 2013 | N | Electric Utility | 1 | X X: X; RC RC: DFO | [5 empty] | 10M
733 | Appalachian Power Co | 3775 | Clinch River | VA | Russell | 3 | Conventional Steam Coal | ST |  | S | X | X |  |  | 237.5 | 0.8 | 230 | 235 | 60 | N |  |  | RE | X | 12 | 1961 | 12 | 2015 | N | Electric Utility | 1 | X X: X; RC RC: BIT; DFO DFO: DFO |  |  | N | N |  | 12H |  | Y |  |  | Y |  |  |  | N | N
733 | Appalachian Power Co | 3776 | Glen Lyn | VA | Giles | 5 | Conventional Steam Coal | ST |  | S | X | X |  |  | 100 | 0.9 | 90 | 95 | 25 |  |  |  | RE | X | 6 | 1944 | 6 | 2015 | N | Electric Utility | 1 | X X: X; RC RC: BIT; DFO DFO: DFO |  |  | N | N |  | 12H |  | Y |  |  | Y |  |  | N
733 | Appalachian Power Co | 3776 | Glen Lyn | VA | Giles | 6 | Conventional Steam Coal | ST |  | S | X | X |  |  | 237.5 | 0.8 | 235 | 240 | 75 |  |  |  | RE | X | 5 | 1957 | 6 | 2015 | N | Electric Utility | 1 | X X: X; RC RC: BIT; DFO DFO: DFO |  |  | N | N |  | 12H |  | Y |  |  | Y |  |  | N
19876 | Virginia Electric & Power Co | 3796 | Bremo Bluff | VA | Fluvanna | 3 | Natural Gas Steam Turbine | ST |  | S | X | X |  |  | 69 | 0.89 | 71 | 74 | 35 |  |  |  | RE | X | 6 | 1950 | 3 | 2019 | N | Electric Utility | 1 | [14 empty] | 12H | [7 empty] | N | bar: X X to RC RC; DFO DFO
19876 | Virginia Electric & Power Co | 3796 | Bremo Bluff | VA | Fluvanna | 4 | Natural Gas Steam Turbine | ST |  | S | X | X |  |  | 185.2 | 0.89 | 156 | 161 | 65 |  |  |  | RE | X | 8 | 1958 | 3 | 2019 | N | Electric Utility | 1 | [14 empty] | OVER | [7 empty] | N | bar: X X to RC RC; DFO DFO
19876 | Virginia Electric & Power Co | 3797 | Chesterfield | VA | Chesterfield | 3 | Conventional Steam Coal | ST |  | S | X | X |  |  | 112.5 | 0.85 | 97.5 | 101.5 | 35 |  |  |  | RE | X | 12 | 1952 | 3 | 2019 | N | Electric Utility | 1 | X X: X; RC RC: BIT; NG NG: DFO; DFO DFO: DFO |  |  | N |  |  | 12H |  | Y |  |  | Y |  |  | N | N | N
19876 | Virginia Electric & Power Co | 3797 | Chesterfield | VA | Chesterfield | 4 | Conventional Steam Coal | ST |  | S | X | X |  |  | 187.5 | 0.85 | 162.5 | 167.5 | 90 |  |  |  | RE | X | 6 | 1960 | 3 | 2019 | N | Electric Utility | 1 | X X: X; RC RC: BIT; NG NG: DFO; DFO DFO: DFO |  |  | N |  |  | OVER |  | Y |  |  | Y |  |  | N | N | N
19876 | Virginia Electric & Power Co | 3803 | Chesapeake | VA | Chesapeake City | 10 | Petroleum Liquids | GT |  | S | X | X |  |  | 23.8 | 0.85 | 16 | 23 |  |  |  |  | RE | X | 12 | 1970 | 12 | 2011 | N | Electric Utility | 1 | X X: X; RC RC: DFO |  |  | N
19876 | Virginia Electric & Power Co | 3803 | Chesapeake | VA | Chesapeake City | 3 | Conventional Steam Coal | ST |  | S | X | X |  |  | 185.2 | 0.85 | 156 | 162 | 94 |  |  |  | RE | X | 6 | 1959 | 1 | 2015 | N | Electric Utility | 1 | X X: X; RC RC: BIT; DFO DFO: DFO |  |  | N |  |  | OVER |  | Y |  |  | Y
19876 | Virginia Electric & Power Co | 3803 | Chesapeake | VA | Chesapeake City | 7 | Petroleum Liquids | GT |  | S | X | X |  |  | 23.8 | 0.85 | 16 | 25 |  | N |  |  | RE | X | 12 | 1969 | 12 | 2011 | N | Electric Utility | 1 | X X: X; RC RC: DFO |  |  | N
19876 | Virginia Electric & Power Co | 3803 | Chesapeake | VA | Chesapeake City | 8 | Petroleum Liquids | GT |  | S | X | X |  |  | 23.8 | 0.85 | 16 | 26 |  |  |  |  | RE | X | 12 | 1969 | 12 | 2011 | N | Electric Utility | 1 | X X: X; RC RC: DFO |  |  | N
19876 | Virginia Electric & Power Co | 3803 | Chesapeake | VA | Chesapeake City | 9 | Petroleum Liquids | GT |  | S | X | X |  |  | 23.8 | 0.85 | 16 | 25 |  |  |  |  | RE | X | 12 | 1970 | 12 | 2011 | N | Electric Utility | 1 | X X: X; RC RC: DFO |  |  | N
19876 | Virginia Electric & Power Co | 3803 | Chesapeake | VA | Chesapeake City | ST1 | Conventional Steam Coal | ST |  | S | X | X |  |  | 112.5 | 0.9 | 111 | 111 | 61 |  |  |  | RE | X | 6 | 1953 | 1 | 2015 | N | Electric Utility | 1 | X X: X; RC RC: BIT; DFO DFO: DFO |  |  | N |  |  | OVER |  | Y |  |  | Y
19876 | Virginia Electric & Power Co | 3803 | Chesapeake | VA | Chesapeake City | ST2 | Conventional Steam Coal | ST |  | S | X | X |  |  | 112.5 | 0.9 | 111 | 111 | 61 |  |  |  | RE | X | 12 | 1954 | 1 | 2015 | N | Electric Utility | 1 | X X: X; RC RC: BIT; DFO DFO: DFO |  |  | N |  |  | OVER |  | Y |  |  | Y
19876 | Virginia Electric & Power Co | 3803 | Chesapeake | VA | Chesapeake City | ST4 | Conventional Steam Coal | ST |  | S | X | X |  |  | 239.3 | 0.85 | 217 | 221 | 165 |  |  |  | RE | X | 5 | 1962 | 1 | 2015 | N | Electric Utility | 1 | X X: X; RC RC: BIT; DFO DFO: DFO |  |  | N |  |  | OVER |  | Y |  |  | Y
19876 | Virginia Electric & Power Co | 3804 | Possum Point | VA | Prince William | 1 | Petroleum Liquids | ST |  | S | X | X |  |  | 69 | 0.85 | 74 | 74 |  |  |  |  | RE | X | 12 | 1948 | 3 | 2002 | N | Electric Utility | 1 | X X: X; RC RC: RFO
19876 | Virginia Electric & Power Co | 3804 | Possum Point | VA | Prince William | 2 | Petroleum Liquids | ST |  | S | X | X |  |  | 69 | 0.85 | 69 | 71 |  |  |  |  | RE | X | 5 | 1951 | 3 | 2002 | N | Electric Utility | 1 | X X: X; RC RC: RFO
19876 | Virginia Electric & Power Co | 3804 | Possum Point | VA | Prince William | 3 | Natural Gas Steam Turbine | ST |  | S | X | X |  |  | 113.6 | 0.85 | 96 | 100 | 40 |  |  |  | RE | X | 6 | 1955 | 3 | 2019 | N | Electric Utility | 1 | [14 empty] | 12H | [7 empty] | N | bar: X X to RC RC; DFO DFO
19876 | Virginia Electric & Power Co | 3804 | Possum Point | VA | Prince William | 4 | Natural Gas Steam Turbine | ST |  | S | X | X |  |  | 239.3 | 0.85 | 220 | 225 | 60 |  |  |  | RE | X | 4 | 1962 | 3 | 2019 | N | Electric Utility | 1 | [14 empty] | OVER | [7 empty] | N | bar: X X to RC RC; DFO DFO
19876 | Virginia Electric & Power Co | 3804 | Possum Point | VA | Prince William | 5 | Petroleum Liquids | ST |  | S | X | X |  |  | 882 | 0.9 | 786 | 805 | 125 | N |  |  | RE | X | 6 | 1975 | 12 | 2020 | N | Electric Utility | 1 | X X: X; RC RC: RFO; DFO DFO: DFO | [5 empty] | OVER | [7 empty] | N
19876 | Virginia Electric & Power Co | 3809 | Yorktown | VA | York | 1 | Conventional Steam Coal | ST |  | S | X | X |  |  | 187.5 | 0.85 | 159 | 162 | 85 |  |  |  | RE | X | 7 | 1957 | 3 | 2019 | N | Electric Utility | 1 | X X: X; RC RC: BIT; DFO DFO: NG; NG NG: DFO | [5 empty] | OVER |  | Y |  |  | Y |  |  | N
19876 | Virginia Electric & Power Co | 3809 | Yorktown | VA | York | 2 | Conventional Steam Coal | ST |  | S | X | X |  |  | 187.5 | 0.9 | 164 | 165 | 85 |  |  |  | RE | X | 1 | 1959 | 3 | 2019 | N | Electric Utility | 1 | X X: X; RC RC: BIT; DFO DFO: DFO | [5 empty] | OVER |  | Y |  |  | Y |  |  | N
19099 | TransAlta Centralia Gen LLC | 3845 | Transalta Centralia Generation | WA | Lewis | 1 | Conventional Steam Coal | ST |  | S | X | X |  |  | 729.9 | 0.94 | 670 | 670 | 235 | N |  |  | RE | X | 12 | 1972 | 12 | 2020 | N | IPP Non-CHP | 2 | X X: X; RC RC: RC; NG NG: WC; DFO DFO: SUB; DFO DFO: DFO |  |  | N | N |  | OVER |  | Y |  |  | Y |  |  | N | N | N
19099 | TransAlta Centralia Gen LLC | 3845 | Transalta Centralia Generation | WA | Lewis | 30 | Natural Gas Fired Combined Cycle | CT |  | S | X | Y |  |  | 60.5 | 0.85 | 44 | 47 |  | N |  |  | RE | X | 8 | 2002 | 1 | 2013 | N | IPP Non-CHP | 2 | [11 empty] | N | N |  | 1H |  |  |  |  | N |  |  | N | N | N | bar: X X to RC RC
19099 | TransAlta Centralia Gen LLC | 3845 | Transalta Centralia Generation | WA | Lewis | 40 | Natural Gas Fired Combined Cycle | CT |  | S | X | Y |  |  | 60.5 | 0.85 | 44 | 47 |  | N |  |  | RE | X | 8 | 2002 | 1 | 2013 | N | IPP Non-CHP | 2 | [11 empty] | N | N |  | 1H | [8 empty] | N | N | bar: X X to RC RC
19099 | TransAlta Centralia Gen LLC | 3845 | Transalta Centralia Generation | WA | Lewis | 50 | Natural Gas Fired Combined Cycle | CT |  | S | X | Y |  |  | 60.5 | 0.85 | 44 | 47 |  | N |  |  | RE | X | 8 | 2002 | 1 | 2013 | N | IPP Non-CHP | 2 | [11 empty] | N | N |  | 1H | [8 empty] | N | N | bar: X X to RC RC
19099 | TransAlta Centralia Gen LLC | 3845 | Transalta Centralia Generation | WA | Lewis | 60 | Natural Gas Fired Combined Cycle | CT |  | S | X | Y |  |  | 60.5 | 0.85 | 44 | 47 |  | N |  |  | RE | X | 8 | 2002 | 1 | 2013 | N | IPP Non-CHP | 2 | [11 empty] | N | N |  | 1H | [8 empty] | N | N | bar: X X to RC RC
19099 | TransAlta Centralia Gen LLC | 3845 | Transalta Centralia Generation | WA | Lewis | 70 | Natural Gas Fired Combined Cycle | CA |  | S | N | X |  |  | 80 | 0.85 | 80 | 80 |  | N |  |  | RE | X | 8 | 2002 | 1 | 2013 | N | IPP Non-CHP | 2 | [11 empty] | N | N |  | 12H | [8 empty] | N | N | bar: X X to RC RC
14354 | PacifiCorp | 3846 | Condit | WA | Klickitat | 1 | Conventional Hydroelectric | HY |  | S | X | X |  |  | 7 |  | 7.7 | 7.7 |  | N |  |  | RE | X | 4 | 1913 | 10 | 2011 | N | Electric Utility | 1 | X X: X; RC RC: WAT |  |  | N | [10 empty] | N
14354 | PacifiCorp | 3846 | Condit | WA | Klickitat | 2 | Conventional Hydroelectric | HY |  | S | X | X |  |  | 6.7 |  | 7.4 | 7.4 |  | N |  |  | RE | X | 4 | 1913 | 10 | 2011 | N | Electric Utility | 1 | X X: X; RC RC: WAT |  |  | N | [10 empty] | N
15500 | Puget Sound Energy Inc | 3860 | Snoqualmie | WA | King | 5 | Conventional Hydroelectric | HY |  | S | X | X |  |  | 5.6 | 1 | 6.5 | 6.5 | 3.7 | N |  |  | RE | X | 12 | 1905 | 4 | 2010 | N | Electric Utility | 1 | X X: X; RC RC: WAT |  |  | N | N |  | 10M | [7 empty] | N
15500 | Puget Sound Energy Inc | 3862 | White River (WA) | WA | Pierce | 1 | Conventional Hydroelectric | HY |  | S | X | X |  |  | 15 |  | 15 | 15 |  | N |  |  | RE | X | 88 | 1912 | 1 | 2004 | N | Electric Utility | 1 | X X: X; RC RC: WAT |  |  | N
15500 | Puget Sound Energy Inc | 3862 | White River (WA) | WA | Pierce | 2 | Conventional Hydroelectric | HY |  | S | X | X |  |  | 15 |  | 15 | 15 |  | N |  |  | RE | X | 88 | 1912 | 1 | 2004 | N | Electric Utility | 1 | X X: X; RC RC: WAT |  |  | N
15500 | Puget Sound Energy Inc | 3862 | White River (WA) | WA | Pierce | 3 | Conventional Hydroelectric | HY |  | S | X | X |  |  | 20 |  | 20 | 20 |  | N |  |  | RE | X | 88 | 1918 | 1 | 2004 | N | Electric Utility | 1 | X X: X; RC RC: WAT |  |  | N
15500 | Puget Sound Energy Inc | 3862 | White River (WA) | WA | Pierce | 4 | Conventional Hydroelectric | HY |  | S | X | X |  |  | 20 |  | 20 | 20 |  | N |  |  | RE | X | 88 | 1924 | 1 | 2004 | N | Electric Utility | 1 | X X: X; RC RC: WAT |  |  | N
14624 | PUD No 2 of Grant County | 3888 | Wanapum | WA | Grant | 1 | Conventional Hydroelectric | HY |  | S | X | X |  |  | 103.8 |  | 103.8 | 103.8 | 0 | N |  |  | RE | X | 9 | 1963 | 12 | 2012 | N | Electric Utility | 1 | X X: X; RC RC: WAT | [5 empty] | 10M
14624 | PUD No 2 of Grant County | 3888 | Wanapum | WA | Grant | 10 | Conventional Hydroelectric | HY |  | S | X | X |  |  | 103.8 |  | 103.8 | 103.8 |  | N |  |  | RE | X | 11 | 1963 | 10 | 2013 | N | Electric Utility | 1 | X X: X; RC RC: WAT
14624 | PUD No 2 of Grant County | 3888 | Wanapum | WA | Grant | 2 | Conventional Hydroelectric | HY |  | S | X | X |  |  | 103.8 |  | 103.8 | 103.8 |  | N |  |  | RE | X | 9 | 1963 | 2 | 2012 | N | Electric Utility | 1 | X X: X; RC RC: WAT
14624 | PUD No 2 of Grant County | 3888 | Wanapum | WA | Grant | 3 | Conventional Hydroelectric | HY |  | S | X | X |  |  | 103.8 | 0.95 | 103.8 | 103.8 | 50 | N |  |  | RE | X | 6 | 1963 | 8 | 2016 | N | Electric Utility | 1 | X X: X; RC RC: WAT | [5 empty] | 10M
14624 | PUD No 2 of Grant County | 3888 | Wanapum | WA | Grant | 4 | Conventional Hydroelectric | HY |  | S | X | X |  |  | 103.8 | 0.95 | 103.8 | 103.8 | 50 | N |  |  | RE | X | 9 | 1963 | 8 | 2019 | N | Electric Utility | 1 | X X: X; RC RC: WAT | [5 empty] | 10M
14624 | PUD No 2 of Grant County | 3888 | Wanapum | WA | Grant | 5 | Conventional Hydroelectric | HY |  | S | X | X |  |  | 103.8 |  | 103.8 | 103.8 |  | N |  |  | RE | X | 9 | 1963 | 4 | 2011 | N | Electric Utility | 1 | X X: X; RC RC: WAT
14624 | PUD No 2 of Grant County | 3888 | Wanapum | WA | Grant | 6 | Conventional Hydroelectric | HY |  | S | X | X |  |  | 103.8 | 0.95 | 103.8 | 103.8 | 50 | N |  |  | RE | X | 9 | 1963 | 8 | 2015 | N | Electric Utility | 1 | X X: X; RC RC: WAT | [5 empty] | 10M
14624 | PUD No 2 of Grant County | 3888 | Wanapum | WA | Grant | 7 | Conventional Hydroelectric | HY |  | S | X | X |  |  | 103.8 |  | 103.8 | 103.8 |  | N |  |  | RE | X | 11 | 1963 | 6 | 2010 | N | Electric Utility | 1 | X X: X; RC RC: WAT
14624 | PUD No 2 of Grant County | 3888 | Wanapum | WA | Grant | 8 | Conventional Hydroelectric | HY |  | S | X | X |  |  | 103.8 | 0.95 | 103.8 | 103.8 | 50 | N |  |  | RE | X | 12 | 1963 | 8 | 2017 | N | Electric Utility | 1 | X X: X; RC RC: WAT | [5 empty] | 10M
14624 | PUD No 2 of Grant County | 3888 | Wanapum | WA | Grant | 9 | Conventional Hydroelectric | HY |  | S | X | X |  |  | 103.8 | 0.95 | 103.8 | 103.8 | 50 | N |  |  | RE | X | 1 | 1964 | 8 | 2014 | N | Electric Utility | 1 | X X: X; RC RC: WAT | [5 empty] | 10M
18429 | City of Tacoma - (WA) | 3920 | Steam plant | WA | Pierce | 1 | Wood/Wood Waste Biomass | ST |  | S | X | X |  |  | 25 | 1 | 25 | 25 |  | N |  |  | RE | X | 1 | 1990 | 12 | 2005 | N | Electric Utility | 1 | X | WDS | MSW | BIT | DFO | WO |  | NG | DFO | [14 empty] | Y
18429 | City of Tacoma - (WA) | 3920 | Steam plant | WA | Pierce | 2 | Wood/Wood Waste Biomass | ST |  | S | X | X |  |  | 25 | 1 | 25 | 25 |  | N |  |  | RE | X | 12 | 1989 | 12 | 2005 | N | Electric Utility | 1 | X | WDS | MSW | BIT | DFO | WO |  | NG | DFO | [14 empty] | Y
733 | Appalachian Power Co | 3936 | Kanawha River | WV | Kanawha | 1 | Conventional Steam Coal | ST |  | S | X | X |  |  | 219.6 | 0.8 | 200 | 200 | 50 |  |  |  | RE | X | 7 | 1953 | 12 | 2017 | N | Electric Utility | 1 | X X: X; RC RC: BIT; DFO DFO: DFO |  |  | N | N |  | 12H |  | Y |  |  | Y |  |  | N
733 | Appalachian Power Co | 3936 | Kanawha River | WV | Kanawha | 2 | Conventional Steam Coal | ST |  | S | X | X |  |  | 219.6 | 0.8 | 200 | 200 | 50 |  |  |  | RE | X | 12 | 1953 | 12 | 2017 | N | Electric Utility | 1 | X X: X; RC RC: BIT; DFO DFO: DFO |  |  | N | N |  | 12H |  | Y |  |  | Y |  |  | N
733 | Appalachian Power Co | 3938 | Philip Sporn | WV | Mason | 1 | Conventional Steam Coal | ST |  | S | X | X |  |  | 152.5 | 0.8 | 145 | 150 | 50 |  |  |  | RE | X | 1 | 1950 | 11 | 2015 | N | Electric Utility | 1 | X X: X; RC RC: BIT; DFO DFO: DFO |  |  | N | N |  | 12H |  | Y |  |  | Y
733 | Appalachian Power Co | 3938 | Philip Sporn | WV | Mason | 2 | Conventional Steam Coal | ST |  | W | X | X |  |  | 152.5 | 0.8 | 145 | 150 | 50 |  |  |  | RE | X | 7 | 1950 | 11 | 2015 | N | Electric Utility | 1 | X X: X; RC RC: BIT; DFO DFO: DFO |  |  | N | N |  | 12H |  | Y |  |  | Y
733 | Appalachian Power Co | 3938 | Philip Sporn | WV | Mason | 3 | Conventional Steam Coal | ST |  | S | X | X |  |  | 152.5 | 0.8 | 145 | 150 | 50 |  |  |  | RE | X | 8 | 1951 | 11 | 2015 | N | Electric Utility | 1 | X X: X; RC RC: BIT; DFO DFO: DFO |  |  | N | N |  | 12H |  | Y |  |  | Y
733 | Appalachian Power Co | 3938 | Philip Sporn | WV | Mason | 4 | Conventional Steam Coal | ST |  | W | X | X |  |  | 152.5 | 0.8 | 145 | 150 | 50 |  |  |  | RE | X | 2 | 1952 | 11 | 2015 | N | Electric Utility | 1 | X X: X; RC RC: BIT; DFO DFO: DFO |  |  | N | N |  | 12H |  | Y |  |  | Y
733 | Appalachian Power Co | 3938 | Philip Sporn | WV | Mason | 5 | Conventional Steam Coal | ST |  | W | X | X |  |  | 495.5 | 0.85 | 440 | 450 | 270 |  |  |  | RE | X | 12 | 1960 | 2 | 2012 | N | Electric Utility | 1 | X X: X; RC RC: BIT; DFO DFO: DFO |  |  | N | N |  | 12H |  | Y |  |  |  | Y
12796 | Monongahela Power Co | 3942 | FirstEnergy Albright | WV | Preston | 1 | Conventional Steam Coal | ST |  | S | X | X |  |  | 69 |  | 73 | 76 |  | N |  |  | RE | X | 12 | 1952 | 9 | 2012 | N | Electric Utility | 1 | X X: X; RC RC: BIT; NG NG: WDS; DFO DFO: DFO |  |  | N |  |  |  |  | Y |  |  | Y
12796 | Monongahela Power Co | 3942 | FirstEnergy Albright | WV | Preston | 2 | Conventional Steam Coal | ST |  | S | X | X |  |  | 69 |  | 73 | 76 |  | N |  |  | RE | X | 10 | 1952 | 9 | 2012 | N | Electric Utility | 1 | X X: X; RC RC: BIT; NG NG: WDS; DFO DFO: DFO |  |  | N |  |  |  |  | Y |  |  | Y
12796 | Monongahela Power Co | 3942 | FirstEnergy Albright | WV | Preston | 3 | Conventional Steam Coal | ST |  | S | X | X |  |  | 140.2 |  | 137 | 140 |  | N |  |  | RE | X | 10 | 1954 | 9 | 2012 | N | Electric Utility | 1 | X X: X; RC RC: BIT; NG NG: WDS; DFO DFO: DFO |  |  | N |  |  |  |  | Y |  |  | Y |  |  |  | Y
12796 | Monongahela Power Co | 3945 | FirstEnergy Rivesville | WV | Marion | 5 | Conventional Steam Coal | ST |  | S | X | X |  |  | 35 |  | 37 | 39 |  | N |  |  | RE | X | 6 | 1943 | 9 | 2012 | N | Electric Utility | 1 | X X: X; RC RC: BIT; DFO DFO: DFO |  |  | N |  |  |  |  | Y |  |  | Y
12796 | Monongahela Power Co | 3945 | FirstEnergy Rivesville | WV | Marion | 6 | Conventional Steam Coal | ST |  | S | X | X |  |  | 74.7 |  | 88 | 91 |  | N |  |  | RE | X | 9 | 1951 | 9 | 2012 | N | Electric Utility | 1 | X X: X; RC RC: BIT; DFO DFO: DFO |  |  | N |  |  |  |  | Y |  |  | Y
12796 | Monongahela Power Co | 3946 | FirstEnergy Willow Island | WV | Pleasants | 1 | Conventional Steam Coal | ST |  | S | X | X |  |  | 50 |  | 54 | 55 |  | N |  |  | RE | X | 2 | 1949 | 9 | 2012 | N | Electric Utility | 1 | X X: X; RC RC: BIT; NG NG: SUB; DFO DFO: NG |  |  | N |  |  |  |  | Y |  |  | Y | N
12796 | Monongahela Power Co | 3946 | FirstEnergy Willow Island | WV | Pleasants | 2 | Conventional Steam Coal | ST |  | S | X | X |  |  | 163.2 |  | 181 | 186 |  | N |  |  | RE | X | 10 | 1960 | 9 | 2012 | N | Electric Utility | 1 | X X: X; RC RC: BIT; NG NG: TDF; DFO DFO: SUB; DFO DFO: NG |  |  | N |  |  |  |  | Y |  |  | Y | N
58620 | AEP Generation Resources Inc | 3947 | Kammer | WV | Marshall | 1 | Conventional Steam Coal | ST |  | S | X | X |  |  | 237.5 | 0.8 | 200 | 210 | 100 |  |  |  | RE | X | 7 | 1958 | 5 | 2015 | N | IPP Non-CHP | 2 | X X: X; RC RC: BIT; NG NG: DFO; DFO DFO: SUB; DFO DFO: DFO |  |  | N | N |  | 12H |  | Y |  |  | Y
58620 | AEP Generation Resources Inc | 3947 | Kammer | WV | Marshall | 2 | Conventional Steam Coal | ST |  | S | X | X |  |  | 237.5 | 0.8 | 200 | 210 | 100 |  |  |  | RE | X | 11 | 1958 | 5 | 2015 | N | IPP Non-CHP | 2 | X X: X; RC RC: BIT; NG NG: DFO; DFO DFO: SUB; DFO DFO: DFO |  |  | N | N |  | 12H |  | Y |  |  | Y
58620 | AEP Generation Resources Inc | 3947 | Kammer | WV | Marshall | 3 | Conventional Steam Coal | ST |  | S | X | X |  |  | 237.5 | 0.8 | 200 | 210 | 100 |  |  |  | RE | X | 3 | 1959 | 5 | 2015 | N | IPP Non-CHP | 2 | X X: X; RC RC: BIT; NG NG: DFO; DFO DFO: SUB; DFO DFO: DFO |  |  | N | N |  | 12H |  | Y |  |  | Y
4247 | Consolidated Water Power Co | 3971 | Biron | WI | Wood | 8 | Conventional Hydroelectric | HY |  | S | X | X |  |  | 0.4 | 0.8 | 0.4 | 0.4 | 0.4 | N |  |  | RE | X | 1 | 1896 | 1 | 1999 | N | Electric Utility | 1 | X X: X; RC RC: WAT | [5 empty] | 12H | [7 empty] | N
13781 | Northern States Power Co - Minnesota | 3982 | Bay Front | WI | Ashland | 4 | Wood/Wood Waste Biomass | ST |  | S | X | X | NSP BAYFRNT BAYFRN_4_UNIT | NSP BAYFRNT BAYFRN_4_UNIT | 20 | 0.87 | 15 | 15 | 10 | N |  |  | RE | X | 1 | 1949 | 5 | 2019 | N | Electric Utility | 1 | X | WDS | TDF | SUB | NG |  |  | NG |  |  |  | N | N |  | 12H |  | N | Y |  | Y |  |  | Y | Y | N
13781 | Northern States Power Co - Minnesota | 3984 | Northern States Flambeau | WI | Price | 1 | Natural Gas Fired Combustion Turbine | GT |  | S | X | X | NSP PKFLS FLAMBE_1_UNIT | NSP PKFLS FLAMBE_1_UNIT | 16.3 | 0.85 | 12 | 16 | 3 | N |  |  | RE | X | 1 | 1969 | 12 | 2017 | N | Electric Utility | 1 | X X: X; RC RC: NG; NG NG: DFO | [5 empty] | 1H | [7 empty] | N | N | N
11479 | Madison Gas & Electric Co | 3992 | Blount Street | WI | Dane | 1 | Conventional Steam Coal | ST |  | S | X | X |  |  | 10 |  | 6.8 | 7.2 |  | N |  |  | RE | X | 0 | 1925 | 1 | 2006 | N | Electric Utility | 1 | X X: X; RC RC: BIT; NG NG: NG; DFO DFO: DFO | [14 empty] | Y | Y
11479 | Madison Gas & Electric Co | 3992 | Blount Street | WI | Dane | 3 | Conventional Steam Coal | ST |  | S | X | X |  |  | 34.5 |  | 30.1 | 30.1 |  | N |  |  | RE | X | 9 | 1953 | 12 | 2011 | N | Electric Utility | 1 | X X: X; RC RC: BIT; NG NG: NG; DFO DFO: DFO | [7 empty] | Y | [6 empty] | Y | Y
11479 | Madison Gas & Electric Co | 3992 | Blount Street | WI | Dane | 4 | Conventional Steam Coal | ST |  | S | X | X |  |  | 20 |  | 12 | 12 |  | N |  |  | RE | X | 10 | 1938 | 12 | 2011 | N | Electric Utility | 1 | X X: X; RC RC: BIT; NG NG: NG; DFO DFO: DFO | [7 empty] | Y | [6 empty] | Y | Y
11479 | Madison Gas & Electric Co | 3992 | Blount Street | WI | Dane | 5 | Conventional Steam Coal | ST |  | S | X | X |  |  | 23 |  | 22.9 | 22.9 | 5 | N |  |  | RE | X | 11 | 1948 | 12 | 2011 | N | Electric Utility | 1 | X X: X; RC RC: BIT; NG NG: NG; DFO DFO: DFO | [7 empty] | Y | [5 empty] | N | Y | Y
13697 | North Central Power Co Inc | 3996 | Grimh | WI | Sawyer | 1 | Conventional Hydroelectric | HY |  | S | X | X |  |  | 0.1 |  | 0.1 | 0.1 |  | N |  |  | RE | X | 4 | 1928 | 12 | 2006 | N | Electric Utility | 1 | X X: X; RC RC: WAT |  |  | N
13697 | North Central Power Co Inc | 3996 | Grimh | WI | Sawyer | 3 | Conventional Hydroelectric | HY |  | S | X | X |  |  | 0.2 |  | 0.2 | 0.2 |  | N |  |  | RE | X | 4 | 1965 | 12 | 2006 | N | Electric Utility | 1 | X X: X; RC RC: WAT |  |  | N
13697 | North Central Power Co Inc | 3996 | Grimh | WI | Sawyer | IC1 | Petroleum Liquids | IC |  | S | X | X |  |  | 0.8 |  | 0.6 | 0.6 |  | N |  |  | RE | X | 12 | 1951 | 12 | 2006 | N | Electric Utility | 1 | X X: X; RC RC: DFO |  |  | N
13781 | Northern States Power Co - Minnesota | 4002 | Dells | WI | Eau Claire | 6 | Conventional Hydroelectric | HY |  | S | X | X |  |  | 0.5 |  | 0.7 | 0.7 | 0.7 | N |  |  | RE | X | 0 | 1916 | 12 | 2007 | N | Electric Utility | 1 | X X: X; RC RC: WAT |  |  | N | N |  | 10M | [7 empty] | N
13781 | Northern States Power Co - Minnesota | 4002 | Dells | WI | Eau Claire | 7 | Conventional Hydroelectric | HY |  | S | X | X |  |  | 0.7 |  | 0.7 | 0.7 | 0.7 | N |  |  | RE | X | 0 | 1907 | 12 | 2007 | N | Electric Utility | 1 | X X: X; RC RC: WAT |  |  | N | N |  | 10M | [7 empty] | N
13781 | Northern States Power Co - Minnesota | 4014 | Wheaton | WI | Chippewa | 5 | Petroleum Liquids | GT |  | S | X | X | NSP WHEATON2 WHEATO_5_UNIT | NSP WHEATON2 WHEATO_5_UNIT | 53.1 | 0.85 | 52 | 70 | 25 | N |  |  | RE | X | 6 | 1973 | 6 | 2018 | N | Electric Utility | 1 | X X: X; RC RC: DFO |  |  | N | N |  | 1H | [7 empty] | N | N | N
20847 | Wisconsin Electric Power Co | 4040 | Port Washington Generating Station | WI | Ozaukee | 1 | Conventional Steam Coal | ST |  | S | X | X |  |  | 80 |  | 65 | 65 |  | N |  |  | RE | X | 10 | 1935 | 9 | 2004 | N | Electric Utility | 1 | X X: X; RC RC: BIT; NG NG: NG |  |  | N | N
20847 | Wisconsin Electric Power Co | 4040 | Port Washington Generating Station | WI | Ozaukee | 2 | Conventional Steam Coal | ST |  | S | X | X |  |  | 80 |  | 80 | 80 |  | N |  |  | RE | X | 10 | 1943 | 9 | 2004 | N | Electric Utility | 1 | X X: X; RC RC: BIT; NG NG: NG |  |  | N
20847 | Wisconsin Electric Power Co | 4040 | Port Washington Generating Station | WI | Ozaukee | 3 | Conventional Steam Coal | ST |  | S | X | X |  |  | 80 |  | 80 | 80 |  | N |  |  | RE | X | 10 | 1948 | 9 | 2004 | N | Electric Utility | 1 | X X: X; RC RC: BIT; NG NG: NG |  |  | N
20847 | Wisconsin Electric Power Co | 4040 | Port Washington Generating Station | WI | Ozaukee | 4 | Conventional Steam Coal | ST |  | S | X | X |  |  | 80 |  | 80 | 80 |  | N |  |  | RE | X | 8 | 1949 | 1 | 2003 | N | Electric Utility | 1 | X X: X; RC RC: BIT; NG NG: NG |  |  | N
20847 | Wisconsin Electric Power Co | 4040 | Port Washington Generating Station | WI | Ozaukee | 6 | Petroleum Liquids | GT |  | S | X | X |  |  | 19.6 |  | 17 | 20 |  | N |  |  | RE | X | 6 | 1969 | 1 | 2003 | N | Electric Utility | 1 | X X: X; RC RC: DFO |  |  | N | [10 empty] | N
20847 | Wisconsin Electric Power Co | 4041 | South Oak Creek | WI | Milwaukee | 9 | Natural Gas Fired Combustion Turbine | GT |  | S | X | X |  |  | 19.6 |  | 18 | 19 |  | N |  |  | RE | X | 12 | 1968 | 9 | 2008 | N | Electric Utility | 1 | [11 empty] | N | bar: X X to RC RC
20856 | Wisconsin Power & Light Co | 4048 | Blackhawk | WI | Rock | 3 | Natural Gas Steam Turbine | ST |  | S | X | X |  |  | 25 |  | 26.5 | 25 |  | N |  |  | RE | X | 1 | 1946 | 4 | 2010 | N | Electric Utility | 1 | [11 empty] | N | bar: X X to RC RC
20856 | Wisconsin Power & Light Co | 4048 | Blackhawk | WI | Rock | 4 | Natural Gas Steam Turbine | ST |  | S | X | X |  |  | 25 |  | 24.3 | 25 |  | N |  |  | RE | X | 1 | 1948 | 4 | 2010 | N | Electric Utility | 1 | [11 empty] | N | bar: X X to RC RC
20856 | Wisconsin Power & Light Co | 4050 | Edgewater | WI | Sheboygan | 3 | Conventional Steam Coal | ST |  | S | X | X | ALTE.EDG3G3 | ALTE.EDG3G3 | 69 | 0.9 | 47.2 | 48.7 | 20 | N |  |  | RE | X | 7 | 1951 | 12 | 2015 | N | Electric Utility | 1 | X X: X; RC RC: SUB; NG NG: TDF; DFO DFO: DFO |  |  | N | N |  | 12H |  |  |  | Y | Y |  |  | Y | Y | N
20856 | Wisconsin Power & Light Co | 4050 | Edgewater | WI | Sheboygan | 4 | Conventional Steam Coal | ST |  | J | X | X | ALTE.EDG4G4 | ALTE.EDG4G4 | 351 | 0.9 | 294.4 | 295.6 | 136 | N |  |  | RE | X | 12 | 1969 | 9 | 2018 | N | Electric Utility | 1 | X X: X; RC RC: SUB; NG NG: TDF; DFO DFO: DFO |  |  | N | N |  | 12H |  |  |  | Y | Y |  |  | Y | Y | N
20856 | Wisconsin Power & Light Co | 4054 | Nelson Dewey Generating Station | WI | Grant | 1 | Conventional Steam Coal | ST |  | S | X | X | ALTE.NEDG1G1 | ALTE.NEDG1G1 | 113.6 | 0.85 | 103.9 | 106 | 28 | N |  |  | RE | X | 12 | 1959 | 12 | 2015 | N | Electric Utility | 1 | X X: X; RC RC: SUB; NG NG: TDF; DFO DFO: DFO |  |  | N | N |  | 12H |  |  |  | N | Y |  |  |  | N
20856 | Wisconsin Power & Light Co | 4054 | Nelson Dewey Generating Station | WI | Grant | 2 | Conventional Steam Coal | ST |  | S | X | X | ALTE.NEDG2G2 | ALTE.NEDG2G2 | 113.6 | 0.85 | 105.2 | 107.4 | 28 | N |  |  | RE | X | 12 | 1962 | 12 | 2015 | N | Electric Utility | 1 | X X: X; RC RC: SUB; NG NG: TDF; DFO DFO: DFO |  |  | N | N |  | 12H |  |  |  | N | Y |  |  |  | N
20856 | Wisconsin Power & Light Co | 4057 | Rock River | WI | Rock | 1 | Natural Gas Steam Turbine | ST |  | S | X | X |  |  | 75 |  | 72.9 | 75 |  | N |  |  | RE | X | 1 | 1954 | 4 | 2010 | N | Electric Utility | 1 | X X: X; RC RC: NG; NG NG: SUB; DFO DFO: DFO |  |  | N | [12 empty] | Y
20856 | Wisconsin Power & Light Co | 4057 | Rock River | WI | Rock | 2 | Natural Gas Steam Turbine | ST |  | S | X | X |  |  | 75 |  | 76.7 | 75 |  | N |  |  | RE | X | 9 | 1955 | 4 | 2010 | N | Electric Utility | 1 | X X: X; RC RC: NG; NG NG: SUB; DFO DFO: DFO |  |  | N
20856 | Wisconsin Power & Light Co | 4057 | Rock River | WI | Rock | 3 | Natural Gas Fired Combustion Turbine | GT |  | S | X | X | ALTE.RORG3G3 | ALTE.RORG3G3 | 37.5 | 0.85 | 21.2 | 28 | 7 | N |  |  | RE | X | 8 | 1967 | 6 | 2020 | N | Electric Utility | 1 | [11 empty] | N | N |  | 1H | [7 empty] | N | N | N | bar: X X to RC RC
20856 | Wisconsin Power & Light Co | 4057 | Rock River | WI | Rock | 4 | Natural Gas Fired Combustion Turbine | GT |  | S | X | X | ALTE.TURTLE0R4 | ALTE.TURTLE0R4 | 18 | 0.85 | 15.8 | 17.9 | 14.2 | N |  |  | RE | X | 12 | 1968 | 6 | 2020 | N | Electric Utility | 1 | [11 empty] | N | N |  | 1H | [7 empty] | N | N | N | bar: X X to RC RC
20856 | Wisconsin Power & Light Co | 4057 | Rock River | WI | Rock | 5 | Natural Gas Fired Combustion Turbine | GT |  | S | X | X | ALTE.RORG5G5 | ALTE.RORG5G5 | 56.7 | 0.9 | 48.7 | 58.5 | 30 | N |  |  | RE | X | 6 | 1972 | 6 | 2020 | N | Electric Utility | 1 | [11 empty] | N | N |  | 1H | [7 empty] | N | N | N | bar: X X to RC RC
20856 | Wisconsin Power & Light Co | 4057 | Rock River | WI | Rock | 6 | Natural Gas Fired Combustion Turbine | GT |  | S | X | X | ALTE.RORG6G6 | ALTE.RORG6G6 | 56.7 | 0.9 | 33.7 | 38.9 | 28 | N |  |  | RE | X | 6 | 1972 | 6 | 2020 | N | Electric Utility | 1 | [11 empty] | N | N |  | 1H | [7 empty] | N | N | N | bar: X X to RC RC
20856 | Wisconsin Power & Light Co | 4059 | Sheepskin | WI | Rock | 1 | Natural Gas Fired Combustion Turbine | GT |  | S | X | X | ALTE.SHEEPSIN1 | ALTE.SHEEPSIN1 | 41.7 | 0.9 | 36.4 | 41.7 | 10 | N |  |  | RE | X | 6 | 1971 | 6 | 2020 | N | Electric Utility | 1 | [11 empty] | N | N |  | 1H | [7 empty] | N | N | N | bar: X X to RC RC
20860 | Wisconsin Public Service Corp | 4062 | Eagle River | WI | Vilas | 1 | Petroleum Liquids | IC |  | S | X | X |  |  | 2 |  | 2.1 | 2.1 |  | N |  |  | RE | X | 7 | 1964 | 10 | 2011 | N | Electric Utility | 1 | X X: X; RC RC: DFO |  |  | N
20860 | Wisconsin Public Service Corp | 4062 | Eagle River | WI | Vilas | 2 | Petroleum Liquids | IC |  | S | X | X |  |  | 2 |  | 2.1 | 2.1 |  | N |  |  | RE | X | 7 | 1964 | 10 | 2011 | N | Electric Utility | 1 | X X: X; RC RC: DFO |  |  | N
20860 | Wisconsin Public Service Corp | 4064 | Hat Rapids | WI | Oneida | 2 | Conventional Hydroelectric | HY |  | S | X | X |  |  | 0.5 |  | 0.5 | 0.5 | 0 | N |  |  | RE | X | 6 | 1905 | 10 | 1984 | N | Electric Utility | 1 | X X: X; RC RC: WAT
20860 | Wisconsin Public Service Corp | 4064 | Hat Rapids | WI | Oneida | 3 | Conventional Hydroelectric | HY |  | S | X | X |  |  | 0.4 |  | 0.1 | 0.2 | 0 | N |  |  | RE | X | 0 | 1924 | 9 | 1984 | N | Electric Utility | 1 | X X: X; RC RC: WAT
20860 | Wisconsin Public Service Corp | 4072 | Pulliam | WI | Brown | 3 | Conventional Steam Coal | ST |  | S | X | X |  |  | 30 |  | 25.8 | 25.8 |  | N |  |  | RE | X | 1 | 1943 | 12 | 2007 | N | Electric Utility | 1 | X X: X; RC RC: SUB; NG NG: NG |  |  | N | [11 empty] | Y
20860 | Wisconsin Public Service Corp | 4072 | Pulliam | WI | Brown | 4 | Conventional Steam Coal | ST |  | S | X | X |  |  | 30 |  | 30.1 | 30.1 |  | N |  |  | RE | X | 8 | 1947 | 12 | 2007 | N | Electric Utility | 1 | X X: X; RC RC: SUB; NG NG: NG |  |  | N | [11 empty] | Y
20860 | Wisconsin Public Service Corp | 4072 | Pulliam | WI | Brown | 5 | Conventional Steam Coal | ST |  | S | X | X | WPS.PULLIAM5 | WPS.PULLIAM5 | 50 | 0.8 | 47.7 | 48.2 | 11 | N |  |  | RE | X | 9 | 1949 | 6 | 2015 | N | Electric Utility | 1 | X X: X; RC RC: SUB; NG NG: NG; DFO DFO: NG |  |  | N |  |  | 12H |  | Y |  |  | Y |  |  |  | Y
20860 | Wisconsin Public Service Corp | 4072 | Pulliam | WI | Brown | 6 | Conventional Steam Coal | ST |  | S | X | X | WPS.PULLIAM6 | WPS.PULLIAM6 | 69 | 0.8 | 69.8 | 71 | 10 | N |  |  | RE | X | 11 | 1951 | 6 | 2015 | N | Electric Utility | 1 | X X: X; RC RC: SUB; NG NG: NG; DFO DFO: NG |  |  | N |  |  | 12H |  | Y |  |  | Y |  |  |  | Y
20860 | Wisconsin Public Service Corp | 4072 | Pulliam | WI | Brown | 7 | Conventional Steam Coal | ST |  | S | X | X | WPS.PULLIAM7 | WPS.PULLIAM7 | 81.6 | 0.85 | 76.1 | 77.8 | 15 | N |  |  | RE | X | 11 | 1958 | 10 | 2018 | N | Electric Utility | 1 | X X: X; RC RC: SUB; NG NG: NG; DFO DFO: NG |  |  | N |  |  | OVER |  | Y |  |  | Y |  |  | Y | Y | N
20860 | Wisconsin Public Service Corp | 4072 | Pulliam | WI | Brown | 8 | Conventional Steam Coal | ST |  | S | X | X | WPS.PULLIAM8 | WPS.PULLIAM8 | 149.6 | 0.85 | 133.8 | 136.4 | 30 | N |  |  | RE | X | 12 | 1964 | 10 | 2018 | N | Electric Utility | 1 | X X: X; RC RC: SUB; NG NG: NG; DFO DFO: NG |  |  | N |  |  | OVER |  | Y |  |  | Y |  |  | Y | Y | N
20860 | Wisconsin Public Service Corp | 4072 | Pulliam | WI | Brown | GT1 | Natural Gas Fired Combustion Turbine | GT |  | S | X | X |  |  | 85 |  | 74 | 96 |  | N |  |  | CN | X |  |  |  |  | N | Electric Utility | 1 | X X: X; RC RC: NG; NG NG: DFO |  |  | N
20860 | Wisconsin Public Service Corp | 4072 | Pulliam | WI | Brown | GT2 | Natural Gas Fired Combustion Turbine | GT |  | S | X | X |  |  | 85 |  | 74 | 96 |  | N |  |  | CN | X |  |  |  |  | N | Electric Utility | 1 | X X: X; RC RC: NG; NG NG: DFO |  |  | N
20860 | Wisconsin Public Service Corp | 4078 | Weston | WI | Marathon | 1 | Conventional Steam Coal | ST |  | S | X | X | WPS.WESTON1 | WPS.WESTON1 | 60 | 0.85 | 50.7 | 51.3 | 11 | N |  |  | RE | X | 12 | 1954 | 6 | 2015 | N | Electric Utility | 1 | X X: X; RC RC: SUB; NG NG: NG; DFO DFO: NG; NG NG: DFO |  |  | N |  |  | 12H |  | Y |  |  | Y |  |  |  | N
3156 | Village of Cashton - (WI) | 4107 | Cashton | WI | Monroe | 4 | Petroleum Liquids | IC |  | S | X | X |  |  | 0.3 | 0.8 | 0.3 | 0.3 | 1.5 | N |  |  | RE | X | 0 | 1962 | 2 | 2001 | N | Electric Utility | 1 | X X: X; RC RC: DFO | [5 empty] | 1H | [7 empty] | N | N
10056 | City of Kaukauna | 4120 | New Badger | WI | Outagamie | 1 | Conventional Hydroelectric | HY |  | S | X | X |  |  | 1.8 |  | 1.8 | 1.8 |  | N |  |  | RE | X | 1 | 1928 | 5 | 2012 | N | Electric Utility | 1 | X X: X; RC RC: WAT |  |  |  |  | 0 | 10M | [7 empty] | N
10056 | City of Kaukauna | 4120 | New Badger | WI | Outagamie | 2 | Conventional Hydroelectric | HY |  | S | X | X |  |  | 1.8 |  | 1.8 | 1.8 |  | N |  |  | RE | X | 1 | 1928 | 5 | 2012 | N | Electric Utility | 1 | X X: X; RC RC: WAT |  |  |  |  | 0 | 10M | [7 empty] | N
10056 | City of Kaukauna | 4121 | Old Badger | WI | Outagamie | 3 | Conventional Hydroelectric | HY |  | S | X | X |  |  | 1 |  | 1 | 1 |  | N |  |  | RE | X | 1 | 1907 | 5 | 2012 | N | Electric Utility | 1 | X X: X; RC RC: WAT |  |  |  |  | 0
10056 | City of Kaukauna | 4121 | Old Badger | WI | Outagamie | 4 | Conventional Hydroelectric | HY |  | S | X | X |  |  | 1 |  | 1 | 1 |  | N |  |  | RE | X | 1 | 1907 | 5 | 2012 | N | Electric Utility | 1 | X X: X; RC RC: WAT |  |  |  |  | 0
11571 | Manitowoc Public Utilities | 4125 | Manitowoc | WI | Manitowoc | 2 | Conventional Steam Coal | ST |  | S | X | X |  |  | 5 |  | 5 | 5 |  |  |  |  | RE | X | 0 | 1935 | 12 | 2003 | Y | Electric Utility | 1 | RC RC: BIT; NG NG: SUB; DFO DFO: WDS
11571 | Manitowoc Public Utilities | 4125 | Manitowoc | WI | Manitowoc | 3 | Conventional Steam Coal | ST |  | S | X | X |  |  | 10 |  | 10 | 10 |  |  |  |  | RE | X | 0 | 1941 | 12 | 2003 | N | Electric Utility | 1 | X X: X; RC RC: BIT; NG NG: SUB; DFO DFO: WDS
11571 | Manitowoc Public Utilities | 4125 | Manitowoc | WI | Manitowoc | 4 | Petroleum Coke | ST |  | S | X | X |  |  | 10 | 0.8 | 9.5 | 9.5 |  |  |  |  | RE | X | 5 | 1950 | 9 | 2011 | Y | Electric Utility | 1 | T | PC | SUB | WDS | BIT | NG |  | NG |  |  |  | N |  |  |  | Y |  |  |  | Y |  |  | Y
11571 | Manitowoc Public Utilities | 4125 | Manitowoc | WI | Manitowoc | 8 | Petroleum Coke | ST |  | S | X | X |  |  | 60 |  | 60 | 60 |  |  |  |  | CN | X |  |  |  |  | N | Electric Utility | 1 | X X: X; RC RC: PC; NG NG: BIT; DFO DFO: WDS |  |  | N | [10 empty] | Y
11571 | Manitowoc Public Utilities | 4125 | Manitowoc | WI | Manitowoc | IC1 | Natural Gas Internal Combustion Engine | IC |  | S | X | X |  |  | 5.5 | 0.8 | 5 | 5 |  |  |  |  | RE | X | 9 | 1985 | 10 | 2009 | N | Electric Utility | 1 | X X: X; RC RC: NG; NG NG: DFO |  |  | N | [7 empty] | N |  |  |  | Y | Y
11571 | Manitowoc Public Utilities | 4125 | Manitowoc | WI | Manitowoc | IC2 | Natural Gas Internal Combustion Engine | IC |  | S | X | X | WPS.MPU |  | 5.5 | 0.8 | 5 | 5 | 3.5 |  |  |  | RE | X | 9 | 1985 | 12 | 2017 | N | Electric Utility | 1 | X X: X; RC RC: NG; NG NG: DFO |  |  | N | N |  | 1H | [7 empty] | Y | Y
13466 | City of New Lisbon | 4130 | New Lisbon | WI | Juneau | 1 | Petroleum Liquids | IC |  | S | X | X |  |  | 0.1 |  | 0.1 | 0.1 |  |  |  |  | RE | X | 1 | 1930 | 12 | 2003 | N | Electric Utility | 1 | X X: X; RC RC: DFO
13466 | City of New Lisbon | 4130 | New Lisbon | WI | Juneau | 3 | Petroleum Liquids | IC |  | S | X | X |  |  | 0.2 |  | 0.2 | 0.2 |  |  |  |  | RE | X | 1 | 1936 | 12 | 2003 | N | Electric Utility | 1 | X X: X; RC RC: DFO
13466 | City of New Lisbon | 4130 | New Lisbon | WI | Juneau | 4 | Petroleum Liquids | IC |  | S | X | X |  |  | 0.3 |  | 0.3 | 0.3 |  |  |  |  | RE | X | 1 | 1948 | 12 | 2003 | N | Electric Utility | 1 | X X: X; RC RC: DFO
19867 | Village of Viola - (WI) | 4139 | Viola | WI | Richland | 1 | Petroleum Liquids | IC |  | S | X | X |  |  | 0.4 |  | 0.4 | 0.4 | 1.8 | N |  |  | RE | X | 1 | 1948 | 8 | 2001 | N | Electric Utility | 1 | X X: X; RC RC: DFO |  |  | N |  |  | 10M | [7 empty] | N
19867 | Village of Viola - (WI) | 4139 | Viola | WI | Richland | 2 | Petroleum Liquids | IC |  | S | X | X |  |  | 0.7 |  | 0.7 | 0.7 |  | N |  |  | RE | X | 1 | 1966 | 8 | 2001 | N | Electric Utility | 1 | X X: X; RC RC: DFO | [13 empty] | N
4716 | Dairyland Power Coop | 4140 | Alma | WI | Buffalo | 1 | Conventional Steam Coal | ST |  | S | X | X | DPC.ALMA1 | DPC.DPC | 15 | 0.8 | 18.9 | 20.6 | 6 | N |  |  | RE | X | 9 | 1947 | 3 | 2012 | N | Electric Utility | 1 | X X: X; RC RC: BIT; NG NG: SUB; DFO DFO: DFO |  |  | N | N |  |  |  | Y |  |  | Y |  |  |  | N | N
4716 | Dairyland Power Coop | 4140 | Alma | WI | Buffalo | 2 | Conventional Steam Coal | ST |  | S | X | X | DPC.ALMA2 | DPC.DPC | 15 | 0.8 | 18 | 19.7 | 6 | N |  |  | RE | X | 10 | 1947 | 3 | 2012 | N | Electric Utility | 1 | X X: X; RC RC: BIT; NG NG: SUB; DFO DFO: DFO |  |  | N | N |  |  |  | Y |  |  | Y |  |  |  | N | N
4716 | Dairyland Power Coop | 4140 | Alma | WI | Buffalo | 3 | Conventional Steam Coal | ST |  | S | X | X | DPC.ALMA3 | DPC.DPC | 15 | 0.8 | 18.9 | 20.6 | 6 | N |  |  | RE | X | 7 | 1951 | 3 | 2012 | N | Electric Utility | 1 | X X: X; RC RC: BIT; NG NG: SUB; DFO DFO: DFO |  |  | N | N |  |  |  | Y |  |  | Y |  |  |  | N | N
4716 | Dairyland Power Coop | 4140 | Alma | WI | Buffalo | 4 | Conventional Steam Coal | ST |  | S | X | X | DPC.ALMA4 | DPC.DPC | 54.4 | 0.85 | 40.4 | 44.6 | 20 | N |  |  | RE | X | 4 | 1957 | 9 | 2014 | N | Electric Utility | 1 | X X: X; RC RC: BIT; NG NG: SUB; DFO DFO: DFO |  |  | N | N |  | 12H |  | Y |  |  | Y |  |  |  | N | N
4716 | Dairyland Power Coop | 4140 | Alma | WI | Buffalo | 5 | Conventional Steam Coal | ST |  | S | X | X | DPC.ALMA5 | DPC.DPC | 81.6 | 0.85 | 62.1 | 69 | 25 | N |  |  | RE | X | 1 | 1960 | 10 | 2014 | N | Electric Utility | 1 | X X: X; RC RC: BIT; NG NG: SUB; DFO DFO: DFO |  |  | N | N |  | 12H |  | Y |  |  | Y |  |  |  | N | N
19545 | Black Hills Power, Inc. d/b/a | 4150 | Neil Simpson | WY | Campbell | 5 | Conventional Steam Coal | ST |  | S | X | X |  |  | 21.7 | 0.9 | 14.6 | 18.6 | 9 | N |  |  | RE | X | 5 | 1959 | 3 | 2014 | N | Electric Utility | 1 | X X: X; RC RC: SUB; NG NG: DFO; DFO DFO: DFO |  |  | N | N |  | OVER |  | Y |  |  | N |  |  |  | N | N
19545 | Black Hills Power, Inc. d/b/a | 4151 | Osage (WY) | WY | Weston | 1 | Conventional Steam Coal | ST |  | S | X | X |  |  | 11.5 | 0.85 | 10.1 | 10.1 | 4 | N |  |  | RE | X | 1 | 1948 | 3 | 2014 | N | Electric Utility | 1 | X X: X; RC RC: SUB; DFO DFO: SUB |  |  | N | N |  | OVER | N | N | Y |  | Y |  |  | N | N
19545 | Black Hills Power, Inc. d/b/a | 4151 | Osage (WY) | WY | Weston | 2 | Conventional Steam Coal | ST |  | S | X | X |  |  | 11.5 | 0.85 | 10.1 | 10.1 | 4 | N |  |  | RE | X | 1 | 1950 | 3 | 2014 | N | Electric Utility | 1 | X X: X; RC RC: SUB; DFO DFO: SUB |  |  | N | N |  | OVER | N | N | Y |  | Y |  |  | N | N
19545 | Black Hills Power, Inc. d/b/a | 4151 | Osage (WY) | WY | Weston | 3 | Conventional Steam Coal | ST |  | S | X | X |  |  | 11.5 | 0.85 | 10.1 | 10.1 | 4 | N |  |  | RE | X | 1 | 1952 | 3 | 2014 | N | Electric Utility | 1 | X X: X; RC RC: SUB; DFO DFO: SUB |  |  | N | N |  | OVER | N | N | Y |  | Y |  |  | N | N
11135 | City of Logan - (UT) | 4251 | Logan City | UT | Cache | IC2 | Petroleum Liquids | IC |  | S | X | X |  |  | 0.1 |  | 0.1 | 0.1 |  | N |  |  | RE | X | 12 | 1927 | 12 | 2002 | N | Electric Utility | 1 | X X: X; RC RC: DFO |  |  | N
11135 | City of Logan - (UT) | 4251 | Logan City | UT | Cache | IC3 | Petroleum Liquids | IC |  | S | X | X |  |  | 0.1 |  | 0.1 | 0.1 |  | N |  |  | RE | X | 12 | 1927 | 12 | 2002 | N | Electric Utility | 1 | X X: X; RC RC: DFO |  |  | N
11135 | City of Logan - (UT) | 4251 | Logan City | UT | Cache | IC4 | Petroleum Liquids | IC |  | S | X | X |  |  | 1.2 |  | 0.1 | 0.1 |  | N |  |  | RE | X | 12 | 1935 | 12 | 2002 | N | Electric Utility | 1 | X X: X; RC RC: DFO |  |  | N
11135 | City of Logan - (UT) | 4251 | Logan City | UT | Cache | IC5A | Petroleum Liquids | IC |  | S | X | X |  |  | 1 |  | 1.1 | 1.1 |  | N |  |  | RE | X | 7 | 1990 | 12 | 2002 | N | Electric Utility | 1 | X X: X; RC RC: DFO |  |  | N
11135 | City of Logan - (UT) | 4251 | Logan City | UT | Cache | IC5B | Petroleum Liquids | IC |  | S | X | X |  |  | 1 |  | 1.1 | 1.1 |  | N |  |  | RE | X | 8 | 1990 | 12 | 2002 | N | Electric Utility | 1 | X X: X; RC RC: DFO |  |  | N
11135 | City of Logan - (UT) | 4251 | Logan City | UT | Cache | IC6 | Petroleum Liquids | IC |  | S | X | X |  |  | 2.2 |  | 2.2 | 2.2 |  | N |  |  | RE | X | 12 | 1947 | 12 | 2002 | N | Electric Utility | 1 | X X: X; RC RC: DFO |  |  | N
12807 | Michigan South Central Power Agency | 4259 | Endicott Station | MI | Hillsdale | 1 | Conventional Steam Coal | ST |  | S | X | X |  |  | 55 | 0.9 | 55 | 55 | 25 |  |  |  | RE | X | 12 | 1982 | 5 | 2016 | N | Electric Utility | 1 | X | BIT | TDF | DFO | PC |  |  | DFO | NG |  |  | N | N | 0 | OVER |  | Y |  |  | Y |  |  |  | Y | N
12807 | Michigan South Central Power Agency | 4259 | Endicott Station | MI | Hillsdale | 2 | Petroleum Liquids | IC |  | S | X | X |  |  | 1.6 |  | 1.6 | 1.6 |  |  |  |  | RE | X | 10 | 2006 | 5 | 2012 | N | Electric Utility | 1 | X X: X; RC RC: DFO |  |  | N
12807 | Michigan South Central Power Agency | 4259 | Endicott Station | MI | Hillsdale | 3 | Petroleum Liquids | IC |  | S | X | X |  |  | 1.6 |  | 1.6 | 1.6 |  |  |  |  | RE | X | 10 | 2006 | 5 | 2012 | N | Electric Utility | 1 | X X: X; RC RC: DFO |  |  | N
2010 | City of Bountiful | 4264 | Joes Valley Dam | UT | Emery | NA1 | Conventional Hydroelectric | HY |  | S | X | X |  |  | 1.2 |  | 0.7 | 1.1 |  | N |  |  | CN | X |  |  |  |  | N | Electric Utility | 1 | X X: X; RC RC: WAT |  |  | N |  |  | 1H
2010 | City of Bountiful | 4264 | Joes Valley Dam | UT | Emery | NA2 | Conventional Hydroelectric | HY |  | S | X | X |  |  | 1.2 |  | 0.7 | 1.1 |  |  |  |  | CN | X |  |  |  |  | N | Electric Utility | 1 | X X: X; RC RC: WAT |  |  | N
2010 | City of Bountiful | 4264 | Joes Valley Dam | UT | Emery | NA3 | Conventional Hydroelectric | HY |  | S | X | X |  |  | 1 |  | 1 | 0.9 |  |  |  |  | CN | X |  |  |  |  | N | Electric Utility | 1 | X X: X; RC RC: WAT |  |  | N
6958 | City of Garland - (TX) | 4266 | Spencer | TX | Denton | 1 | Natural Gas Steam Turbine | ST |  | S | X | X |  |  | 12.6 |  | 12 | 12 |  | N |  |  | RE | X | 6 | 1955 | 12 | 2005 | N | Electric Utility | 1 | X X: X; RC RC: NG; NG NG: DFO | [13 empty] | N | Y | Y
6958 | City of Garland - (TX) | 4266 | Spencer | TX | Denton | 2 | Natural Gas Steam Turbine | ST |  | S | X | X |  |  | 12.6 |  | 12 | 12 |  | N |  |  | RE | X | 7 | 1955 | 12 | 2005 | N | Electric Utility | 1 | X X: X; RC RC: NG; NG NG: DFO | [13 empty] | N | Y | Y
6958 | City of Garland - (TX) | 4266 | Spencer | TX | Denton | 3 | Natural Gas Steam Turbine | ST |  | S | X | X |  |  | 22 |  | 22 | 22 |  | N |  |  | RE | X | 5 | 1962 | 5 | 2005 | N | Electric Utility | 1 | X X: X; RC RC: NG; NG NG: DFO | [13 empty] | N | Y | Y
11269 | Lower Colorado River Authority | 4937 | Thomas C Ferguson | TX | Llano | 1 | Natural Gas Steam Turbine | ST |  | S | X | X |  |  | 446 | 0.9 | 350 | 420 | 95 | N |  |  | RE | X | 8 | 1974 | 9 | 2013 | N | Electric Utility | 1 | [11 empty] | N |  |  | OVER | bar: X X to RC RC
16572 | Salt River Project | 4941 | Navajo | AZ | Coconino | NAV1 | Conventional Steam Coal | ST |  | J | X | X |  |  | 803.1 | 0.9 | 750 | 750 | 325 | N |  |  | RE | X | 5 | 1974 | 11 | 2019 | N | Electric Utility | 1 | X X: X; RC RC: BIT; DFO DFO: DFO |  |  | N | N |  | OVER |  | Y |  |  |  | Y |  | N | N | N
16572 | Salt River Project | 4941 | Navajo | AZ | Coconino | NAV2 | Conventional Steam Coal | ST |  | J | X | X |  |  | 803.1 | 0.9 | 750 | 750 | 325 | N |  |  | RE | X | 4 | 1975 | 11 | 2019 | N | Electric Utility | 1 | X X: X; RC RC: BIT; DFO DFO: DFO |  |  | N | N |  | OVER |  | Y |  |  |  | Y |  | N | N | N
16572 | Salt River Project | 4941 | Navajo | AZ | Coconino | NAV3 | Conventional Steam Coal | ST |  | J | X | X |  |  | 803.1 | 0.9 | 750 | 750 | 325 | N |  |  | RE | X | 4 | 1976 | 9 | 2019 | N | Electric Utility | 1 | X X: X; RC RC: BIT; DFO DFO: DFO |  |  | N | N |  | OVER |  | Y |  |  |  | Y |  | N | N | N
2507 | City of Burbank Water and Power | 6013 | Olive | CA | Los Angeles | O3 | Natural Gas Fired Combustion Turbine | GT |  | S | X | X |  |  | 24.4 |  | 23.5 | 23.5 |  |  |  |  | RE | X | 7 | 1972 | 12 | 2003 | N | Electric Utility | 1 | bar: X X to RC RC
2507 | City of Burbank Water and Power | 6013 | Olive | CA | Los Angeles | O4 | Natural Gas Fired Combustion Turbine | GT |  | S | X | X |  |  | 37.8 |  | 32 | 32 |  |  |  |  | RE | X | 9 | 1978 | 12 | 2003 | N | Electric Utility | 1 | bar: X X to RC RC
49756 | Illinois Power Resources Generating LLC | 6016 | Duck Creek | IL | Fulton | 1 | Conventional Steam Coal | ST |  | S | X | X | AMIL.DUCKCRK1 | AMIL.DUCKCRK1 | 441 | 0.85 | 410 | 425 | 245 | N |  |  | RE | X | 6 | 1976 | 12 | 2019 | N | IPP Non-CHP | 2 | X X: X; RC RC: RC; NG NG: SUB; DFO DFO: DFO |  |  | N | N |  | 12H |  | Y |  |  | Y |  |  | N | N
520 | Illinois Power Generating Co | 6017 | Newton | IL | Jasper | 2 | Conventional Steam Coal | ST |  | S | X | X | AMIL.NEWTON22 | AMIL.NEWTON22 | 617.4 | 0.9 | 600 | 615 | 200 | N |  |  | RE | X | 12 | 1982 | 9 | 2016 | N | IPP Non-CHP | 2 | X X: X; RC RC: RC; NG NG: DFO; DFO DFO: SUB; DFO DFO: DFO |  |  | N | N |  | OVER |  | Y |  |  | Y |  |  |  | N | N
12384 | Midwest Generations EME LLC | 6025 | Collins | IL | Grundy | 1 | Natural Gas Steam Turbine | ST |  | S | X | X |  |  | 544.9 |  | 554 | 554 |  | N |  |  | RE | X | 5 | 1978 | 10 | 2004 | N | IPP Non-CHP | 2 | X X: X; RC RC: NG; NG NG: RFO
12384 | Midwest Generations EME LLC | 6025 | Collins | IL | Grundy | 2 | Natural Gas Steam Turbine | ST |  | S | X | X |  |  | 544.9 |  | 554 | 554 |  | N |  |  | RE | X | 10 | 1977 | 10 | 2004 | N | IPP Non-CHP | 2 | X X: X; RC RC: NG; NG NG: RFO
12384 | Midwest Generations EME LLC | 6025 | Collins | IL | Grundy | 3 | Natural Gas Steam Turbine | ST |  | S | X | X |  |  | 518.9 |  | 530 | 530 |  | N |  |  | RE | X | 5 | 1977 | 10 | 2004 | N | IPP Non-CHP | 2 | X X: X; RC RC: NG; NG NG: RFO
12384 | Midwest Generations EME LLC | 6025 | Collins | IL | Grundy | 4 | Natural Gas Steam Turbine | ST |  | S | X | X |  |  | 520.7 |  | 530 | 530 |  | N |  |  | RE | X | 12 | 1978 | 10 | 2004 | N | IPP Non-CHP | 2 | X X: X; RC RC: NG; NG NG: RFO
12384 | Midwest Generations EME LLC | 6025 | Collins | IL | Grundy | 5 | Natural Gas Steam Turbine | ST |  | S | X | X |  |  | 520.7 |  | 503 | 530 |  | N |  |  | RE | X | 6 | 1979 | 10 | 2004 | N | IPP Non-CHP | 2 | X X: X; RC RC: NG; NG NG: RFO
7570 | Great River Energy | 6030 | Coal Creek | ND | McLean | 3 | Petroleum Liquids | IC |  | S | X | X |  |  | 2 | 0.8 | 3 | 3 | 3 | N |  |  | RE | X | 6 | 1979 | 1 | 2016 | N | Electric Utility | 1 | X X: X; RC RC: DFO |  |  | N | N |  | 10M | [7 empty] | N | N | N
6452 | Florida Power & Light Co | 6043 | Martin | FL | Martin | 1 | Petroleum Liquids | ST |  | S | X | X |  |  | 934.5 | 0.89 | 826 | 832 | 190 | N |  |  | RE | X | 12 | 1980 | 12 | 2018 | N | Electric Utility | 1 | X X: X; RC RC: RFO; NG NG: NG; DFO DFO: NG |  |  | N |  |  | 12H | [7 empty] | Y | Y | Y
6452 | Florida Power & Light Co | 6043 | Martin | FL | Martin | 2 | Petroleum Liquids | ST |  | S | X | X |  |  | 934.5 | 0.89 | 826 | 832 | 190 | N |  |  | RE | X | 6 | 1981 | 12 | 2018 | N | Electric Utility | 1 | X X: X; RC RC: RFO; NG NG: NG; DFO DFO: NG |  |  | N |  |  | 12H | [7 empty] | Y | Y | Y
6452 | Florida Power & Light Co | 6043 | Martin | FL | Martin | 5CC | Natural Gas Fired Combined Cycle | CC |  | S | N | N |  |  | 448 |  | 419 | 448 |  | N |  |  | IP | X |  |  |  |  | N | Electric Utility | 1 | X X: X; RC RC: NG; NG NG: DFO |  |  | N
6452 | Florida Power & Light Co | 6043 | Martin | FL | Martin | 5CW | Natural Gas Fired Combined Cycle | CA |  | S | N | X |  |  | 429 |  | 394 | 429 |  | N |  |  | IP | X |  |  |  |  | N | Electric Utility | 1 | [11 empty] | N | bar: X X to RC RC
6452 | Florida Power & Light Co | 6043 | Martin | FL | Martin | 6CC | Natural Gas Fired Combined Cycle | CC |  | S | N | N |  |  | 448 |  | 419 | 448 |  | N |  |  | IP | X |  |  |  |  | N | Electric Utility | 1 | X X: X; RC RC: NG; NG NG: DFO |  |  | N
6452 | Florida Power & Light Co | 6043 | Martin | FL | Martin | 6CW | Natural Gas Fired Combined Cycle | CA |  | S | N | X |  |  | 429 |  | 394 | 429 |  | N |  |  | IP | X |  |  |  |  | N | Electric Utility | 1 | [11 empty] | N | bar: X X to RC RC
6455 | Duke Energy Florida, LLC | 6046 | DeBary | FL | Volusia | P1 | Petroleum Liquids | GT |  | S | X | X |  |  | 66.8 | 0.9 | 54 | 65 | 20 |  |  |  | RE | X | 2 | 1976 | 12 | 2016 | N | Electric Utility | 1 | X X: X; RC RC: DFO |  |  | N | N |  | 10M | [7 empty] | N
11252 | Louisiana Generating LLC | 6055 | Big Cajun 2 | LA | Pointe Coupee | BC24 | Conventional Steam Coal | ST |  | S | X | X |  |  | 730 |  | 705 | 705 |  | N |  |  | CN | X |  |  |  |  | N | IPP Non-CHP | 2 | X X: X; RC RC: SUB |  |  | N |  |  |  |  | N |  |  |  | Y
17568 | Cooperative Energy | 6061 | R D Morrow | MS | Lamar | 1 | Conventional Steam Coal | ST |  | S | X | X | SME.MORROW_1 |  | 200 | 0.85 | 180 | 200 | 55 | N |  |  | RE | X | 4 | 1978 | 11 | 2018 | N | Electric Utility | 1 | X X: X; RC RC: BIT; DFO DFO: DFO |  |  | N |  |  | OVER |  | Y |  |  | Y |  |  | N
17568 | Cooperative Energy | 6061 | R D Morrow | MS | Lamar | 2 | Conventional Steam Coal | ST |  | S | X | X | SME.MORROW_2 |  | 200 | 0.85 | 180 | 200 | 55 | N |  |  | RE | X | 12 | 1978 | 11 | 2018 | N | Electric Utility | 1 | X X: X; RC RC: BIT; DFO DFO: DFO |  |  | N |  |  | OVER |  | Y |  |  | Y |  |  | N
9996 | City of Kansas City - (KS) | 6064 | Nearman Creek | KS | Wyandotte | 2 | Conventional Steam Coal | ST |  | S | X | X | kacy | kacy | 261 |  | 235 | 235 |  |  |  |  | CN | X |  |  |  |  | N | Electric Utility | 1 | X X: X; RC RC: SUB |  |  | N |  |  |  |  | Y |  |  | Y |  |  | N | N | N
9996 | City of Kansas City - (KS) | 6064 | Nearman Creek | KS | Wyandotte | CT5 | Natural Gas Fired Combustion Turbine | GT |  | S | X | X |  |  | 55 |  | 45 | 45 |  |  |  |  | CN | X |  |  |  |  | N | Electric Utility | 1 | X X: X; RC RC: NG; NG NG: DFO |  |  | N | [10 empty] | Y | N | Y
15298 | Talen Montana LLC | 6076 | Colstrip | MT | Rosebud | 1 | Conventional Steam Coal | ST |  | J | X | X | NA | NA | 358 | 0.95 | 307 | 307 | 90 | N |  |  | RE | X | 11 | 1975 | 1 | 2020 | N | IPP Non-CHP | 2 | X X: X; RC RC: SUB; DFO DFO: PG |  |  | N | N |  | OVER |  | Y |  |  | Y |  |  | N | N | N
15298 | Talen Montana LLC | 6076 | Colstrip | MT | Rosebud | 2 | Conventional Steam Coal | ST |  | J | X | X | NA | NA | 358 | 0.95 | 307 | 307 | 90 | N |  |  | RE | X | 8 | 1976 | 1 | 2020 | N | IPP Non-CHP | 2 | X X: X; RC RC: SUB; DFO DFO: PG |  |  | N | N |  | OVER |  | Y |  |  | Y |  |  | N | N | N
11806 | Massachusetts Mun Wholes Electric Co | 6081 | Stony Brook | MA | Hampden | 3A | Natural Gas Fired Combined Cycle | CC |  | S | Y | N |  |  | 302 | 0.9 | 289 | 293 |  | N |  |  | IP | X |  |  |  |  | N | Electric Utility | 1 | X X: X; RC RC: NG; NG NG: DFO |  |  | N | [10 empty] | Y | Y | Y
11806 | Massachusetts Mun Wholes Electric Co | 6081 | Stony Brook | MA | Hampden | CT4 | Petroleum Liquids | CT |  | S | X | N |  |  | 120 |  | 100 | 120 |  | N |  |  | IP | X |  |  |  |  | N | Electric Utility | 1 | X X: X; RC RC: DFO |  |  | N
22129 | Somerset Operating Co LLC | 6082 | Somerset Operating Co LLC | NY | Niagara | 1 | Conventional Steam Coal | ST |  | S | X | X | Kintigh PTID 23543 | Kintigh PTID 23543 | 655.1 | 0.9 | 676.4 | 684.4 | 150 | N |  |  | RE | X | 8 | 1984 | 3 | 2020 | N | IPP Non-CHP | 2 | X X: X; RC RC: BIT; NG NG: PC; DFO DFO: DFO |  |  | N | N |  | OVER |  | Y |  |  | Y |  |  | N | N | N
6526 | FirstEnergy Generation Corp | 6094 | FirstEnergy Bruce Mansfield | PA | Beaver | 1 | Conventional Steam Coal | ST |  | S | X | X | MANSFIEL17 KV UN1 | MANSFIEL17 KV UN1 | 913.7 | 0.85 | 830 | 830 | 400 | N |  |  | RE | X | 4 | 1976 | 2 | 2019 | N | IPP Non-CHP | 2 | X X: X; RC RC: RC; NG NG: SUB; DFO DFO: BIT; DFO DFO: DFO |  |  | N | N |  | 12H |  | Y |  |  |  | Y |  | N
6526 | FirstEnergy Generation Corp | 6094 | FirstEnergy Bruce Mansfield | PA | Beaver | 2 | Conventional Steam Coal | ST |  | S | X | X | MANSFIEL17 KV UN2 | MANSFIEL17 KV UN2 | 913.7 | 0.85 | 830 | 830 | 400 | N |  |  | RE | X | 10 | 1977 | 2 | 2019 | N | IPP Non-CHP | 2 | X | RC | DFO | SUB | BIT |  |  | DFO |  |  |  | N |  |  | 12H |  | Y |  |  |  | Y |  | N
6526 | FirstEnergy Generation Corp | 6094 | FirstEnergy Bruce Mansfield | PA | Beaver | 3 | Conventional Steam Coal | ST |  | S | X | X | MANSFIEL17 KV UN3 | MANSFIEL17 KV UN3 | 913.7 | 0.85 | 830 | 830 | 400 | N |  |  | RE | X | 9 | 1980 | 11 | 2019 | N | IPP Non-CHP | 2 | X | RC | DFO | SUB | BIT |  |  | DFO |  |  |  | N | N |  | 12H |  | Y |  |  |  | Y |  | N
14063 | Oklahoma Gas & Electric Co | 6095 | Sooner | OK | Noble | RR1 | Conventional Steam Coal | ST |  | J | X | X |  |  | 950 |  | 885 | 885 |  | N |  |  | CN | X |  |  |  |  | N | Electric Utility | 1 | X X: X; RC RC: SUB
15248 | Portland General Electric Co | 6106 | Boardman | OR | Morrow | 1 | Conventional Steam Coal | ST |  | J | X | X | BNP1_5_GNODE1 | BNP1_5_BOARDMAN | 642.2 | 0.95 | 585 | 585 | 120 | N |  |  | RE | X | 8 | 1980 | 10 | 2020 | N | Electric Utility | 1 | X X: X; RC RC: SUB; DFO DFO: DFO |  |  | N | N |  | OVER |  | Y |  |  | Y |  |  | N | N | N
7140 | Georgia Power Co | 6124 | McIntosh | GA | Effingham | 1 | Conventional Steam Coal | ST |  | S | X | X |  |  | 177.6 | 0.9 | 142.5 | 142.5 | 65 | N |  |  | RE | X | 2 | 1979 | 7 | 2019 | N | Electric Utility | 1 | X X: X; RC RC: SUB; NG NG: DFO; DFO DFO: DFO |  |  | N |  |  | OVER |  | Y |  |  | Y |  |  | N
17539 | Dominion Energy South Carolina, Inc | 6127 | V C Summer | SC | Fairfield | 2 | Nuclear | ST |  | J | X | X |  |  | 1100 |  | 1100 | 1100 |  | N |  |  | CN | X |  |  |  |  | N | Electric Utility | 1 | X X: X; RC RC: NUC | [13 empty] | N | N | N
17539 | Dominion Energy South Carolina, Inc | 6127 | V C Summer | SC | Fairfield | 3 | Nuclear | ST |  | J | X | X |  |  | 1100 |  | 1100 | 1100 |  | N |  |  | CN | X |  |  |  |  | N | Electric Utility | 1 | X X: X; RC RC: NUC | [13 empty] | N | N | N
17698 | Southwestern Electric Power Co | 6139 | Welsh | TX | Titus | 2 | Conventional Steam Coal | ST |  | S | X | X |  |  | 558 | 0.9 | 528 | 528 | 150 | N |  |  | RE | X | 4 | 1980 | 4 | 2016 | N | Electric Utility | 1 | X X: X; RC RC: SUB; DFO DFO: DFO |  |  | N | N |  | OVER |  | Y |  |  | Y |  |  | N | N | N
56211 | Evergy Missouri West | 6144 | Kansas City International | MO | Platte | 1 | Natural Gas Fired Combustion Turbine | GT |  | S | X | X | MPSTWA1UN1 | MPSTWA1UN1 | 18 | 0.9 | 16.7 | 16.7 | 5 |  |  |  | RE | X | 4 | 1977 | 12 | 2020 | N | Electric Utility | 1 | X X: X; RC RC: NG; NG NG: JF | [5 empty] | 10M | [7 empty] | N |  | N
56211 | Evergy Missouri West | 6144 | Kansas City International | MO | Platte | 2 | Natural Gas Fired Combustion Turbine | GT |  | S | X | X | MPSTWA1UN2 | MPSTWA1UN2 | 18 | 0.9 | 16.9 | 16.9 | 5 |  |  |  | RE | X | 4 | 1977 | 12 | 2020 | N | Electric Utility | 1 | X X: X; RC RC: NG; NG NG: JF | [5 empty] | 10M | [7 empty] | N |  | N
55983 | Luminant Generation Company LLC | 6146 | Martin Lake | TX | Rusk | 4 | Conventional Steam Coal | ST |  | W | X | X |  |  | 800 |  | 800 | 800 |  | N |  |  | CN | X |  |  |  |  | N | IPP Non-CHP | 2 | X X: X; RC RC: SUB |  |  | N
55983 | Luminant Generation Company LLC | 6147 | Monticello | TX | Titus | 1 | Conventional Steam Coal | ST |  | S | X | X |  |  | 593.4 | 0.92 | 535 | 580 | 210 | N |  |  | RE | X | 12 | 1974 | 1 | 2018 | N | IPP Non-CHP | 2 | X X: X; RC RC: SUB; NG NG: LIG; DFO DFO: DFO; DFO DFO: DFO |  |  | N | N |  | OVER |  | Y |  |  |  | Y |  | Y | Y | N
55983 | Luminant Generation Company LLC | 6147 | Monticello | TX | Titus | 2 | Conventional Steam Coal | ST |  | S | X | X |  |  | 593.4 | 0.92 | 535 | 580 | 210 | N |  |  | RE | X | 12 | 1975 | 1 | 2018 | N | IPP Non-CHP | 2 | X X: X; RC RC: SUB; NG NG: LIG; DFO DFO: DFO; DFO DFO: DFO |  |  | N | N |  | OVER |  | Y |  |  |  | Y |  | Y | Y | N
55983 | Luminant Generation Company LLC | 6147 | Monticello | TX | Titus | 3 | Conventional Steam Coal | ST |  | S | X | X |  |  | 793.2 | 0.95 | 795 | 795 | 320 | N |  |  | RE | X | 6 | 1995 | 1 | 2018 | N | IPP Non-CHP | 2 | X X: X; RC RC: SUB; NG NG: LIG; DFO DFO: DFO; DFO DFO: DFO |  |  | N | N |  | OVER |  | Y |  |  |  | Y |  | Y | Y | N
55983 | Luminant Generation Company LLC | 6147 | Monticello | TX | Titus | 4 | Conventional Steam Coal | ST |  | W | X | X |  |  | 800 |  | 800 | 800 |  | N |  |  | CN | X |  |  |  |  | N | IPP Non-CHP | 2 | X X: X; RC RC: SUB |  |  | N
20847 | Wisconsin Electric Power Co | 6170 | Pleasant Prairie | WI | Kenosha | 1 | Conventional Steam Coal | ST |  | S | X | X | WEC.PLPRG41 | WEC.PLPRG41 | 616.6 | 0.85 | 594 | 594 | 300 | N |  |  | RE | X | 6 | 1980 | 4 | 2018 | N | Electric Utility | 1 | X X: X; RC RC: RC; NG NG: SUB; DFO DFO: NG |  |  | N | N |  | OVER |  | Y |  |  | Y | N |  | N | N | N
20847 | Wisconsin Electric Power Co | 6170 | Pleasant Prairie | WI | Kenosha | 2 | Conventional Steam Coal | ST |  | S | X | X | WEC.PLEASA142 | WEC.PLEASA142 | 616.6 | 0.85 | 594 | 594 | 300 | N |  |  | RE | X | 7 | 1985 | 4 | 2018 | N | Electric Utility | 1 | X X: X; RC RC: RC; NG NG: SUB; DFO DFO: NG |  |  | N | N |  | OVER |  | Y |  |  | Y |  |  | N | N | N
20847 | Wisconsin Electric Power Co | 6170 | Pleasant Prairie | WI | Kenosha | 3 | Petroleum Liquids | IC |  | S | X | X |  |  | 2 | 0.8 | 2 | 2 | 1 | N |  |  | RE | X | 7 | 1985 | 4 | 2018 | N | Electric Utility | 1 | X X: X; RC RC: DFO |  |  | N | N |  | 1H | [7 empty] | N | N | N
55983 | Luminant Generation Company LLC | 6180 | Oak Grove (TX) | TX | Robertson | 1 | Conventional Steam Coal | ST |  | S | X | X |  |  | 800.8 |  | 750 |  | 756 | N |  |  | CN | X |  |  |  |  | N | IPP Non-CHP | 2 | X X: X; RC RC: LIG; NG NG: NG |  |  | N
55983 | Luminant Generation Company LLC | 6180 | Oak Grove (TX) | TX | Robertson | 2 | Conventional Steam Coal | ST |  | S | X | X |  |  | 800.8 |  | 750 |  | 743 | N |  |  | CN | X |  |  |  |  | N | IPP Non-CHP | 2 | X X: X; RC RC: LIG; NG NG: NG |  |  | N
189 | PowerSouth Energy Cooperative | 6192 | Portland (FL) | FL | Walton | 1 | Petroleum Liquids | GT |  | S | X | X |  |  | 11 |  | 7 | 9 |  |  |  |  | RE | X | 3 | 1964 | 12 | 2006 | N | Electric Utility | 1 | X X: X; RC RC: DFO |  |  | N | N
15466 | Public Service Co of Colorado | 6206 | Tacoma | CO | La Plata | 3 | Conventional Hydroelectric | HY |  | S | X | X |  |  | 3.5 |  | 4 | 4 |  | N |  |  | RE | X | 6 | 1949 | 12 | 2007 | N | Electric Utility | 1 | X X: X; RC RC: WAT |  |  | N | N | [9 empty] | N
54803 | Dynegy Oakland, LLC | 6211 | Dynegy Oakland Power Plant | CA | Alameda | GEN2 | Petroleum Liquids | GT |  | S | X | X |  |  | 74.5 | 0.9 | 55 | 55 | 15 | N |  |  | RE | X | 12 | 1978 | 12 | 2020 | N | IPP Non-CHP | 2 | X X: X; RC RC: JF; NG NG: DFO |  |  | N | N |  | 1H | [7 empty] | N | N | N
14328 | Pacific Gas & Electric Co. | 6212 | Mobile GT | CA | Humboldt | 1 | Petroleum Liquids | GT |  | S | X | X |  |  | 13.3 |  | 15 | 15 |  | N |  |  | RE | X | 8 | 1975 | 3 | 2007 | N | Electric Utility | 1 | X X: X; RC RC: DFO |  |  | N
14328 | Pacific Gas & Electric Co. | 6212 | Mobile GT | CA | Humboldt | 2 | Petroleum Liquids | GT |  | S | X | X |  |  | 13.3 |  | 15 | 15 |  | N |  |  | RE | X | 8 | 1975 | 9 | 2010 | N | Electric Utility | 1 | X X: X; RC RC: DFO |  |  | N
14328 | Pacific Gas & Electric Co. | 6212 | Mobile GT | CA | Humboldt | 3 | Petroleum Liquids | GT |  | S | X | X |  |  | 13.3 |  | 15 | 15 |  | N |  |  | RE | X | 6 | 1976 | 9 | 2010 | N | Electric Utility | 1 | X X: X; RC RC: DFO |  |  | N
5529 | City of Durant - (IA) | 6220 | Durant | IA | Cedar | 4 | Petroleum Liquids | IC |  | S | X | X |  |  | 0.5 |  | 0.5 | 0.5 |  |  |  |  | RE | X | 88 | 1954 | 12 | 2009 | N | Electric Utility | 1 | X X: X; RC RC: DFO
5529 | City of Durant - (IA) | 6220 | Durant | IA | Cedar | 5 | Petroleum Liquids | IC |  | S | X | X |  |  | 0.5 |  | 0.5 | 0.5 |  |  |  |  | RE | X | 88 | 1958 | 12 | 2009 | N | Electric Utility | 1 | X X: X; RC RC: DFO
5529 | City of Durant - (IA) | 6220 | Durant | IA | Cedar | 6A | Petroleum Liquids | IC |  | S | X | X | ALTW.ALTW | ALTW.ALTW | 2 | 0.9 | 2.1 | 2.1 | 1.5 |  |  |  | RE | X | 7 | 1970 | 2 | 2018 | N | Electric Utility | 1 | X X: X; RC RC: DFO; NG NG: NG |  |  | N | N |  | 10M | [7 empty] | N | N | N
13337 | Nebraska Public Power District | 6229 | Mobile | NE | York | 3 | Petroleum Liquids | IC |  | S | X | X | N/A | N/A | 1 | 0.8 | 0.8 | 0.8 | 0 | N |  |  | RE | X | 1 | 1980 | 12 | 2003 | N | Electric Utility | 1 | X X: X; RC RC: DFO |  |  | N |  |  | 1H | [7 empty] | N | N | N
13781 | Northern States Power Co - Minnesota | 6231 | Apple River | WI | St Croix | 2 | Conventional Hydroelectric | HY |  | S | X | X |  |  | 0.8 | 1 |  |  | 1 | N |  |  | RE | X | 0 | 1901 | 12 | 2006 | N | Electric Utility | 1 | X X: X; RC RC: WAT |  |  | N |  |  | 10M
40307 | Prairie Power, Inc | 6237 | Pittsfield | IL | Pike | 1 | Petroleum Liquids | IC |  | S | X | X |  |  | 1 |  | 1 | 1 |  | N |  |  | RE | X | 11 | 1949 | 12 | 2011 | N | Electric Utility | 1 | X X: X; RC RC: DFO |  |  | N
40307 | Prairie Power, Inc | 6237 | Pittsfield | IL | Pike | 2 | Petroleum Liquids | IC |  | S | X | X |  |  | 1 |  | 1 | 1 |  | N |  |  | RE | X | 11 | 1949 | 12 | 2011 | N | Electric Utility | 1 | X X: X; RC RC: DFO
40307 | Prairie Power, Inc | 6237 | Pittsfield | IL | Pike | 3 | Petroleum Liquids | IC |  | S | X | X |  |  | 1 |  | 1 | 1 |  | N |  |  | RE | X | 11 | 1949 | 12 | 2011 | N | Electric Utility | 1 | X X: X; RC RC: DFO
40307 | Prairie Power, Inc | 6237 | Pittsfield | IL | Pike | 4 | Petroleum Liquids | IC |  | S | X | X |  |  | 3 |  | 2.7 | 2.7 |  | N |  |  | RE | X | 4 | 1955 | 12 | 2011 | N | Electric Utility | 1 | X X: X; RC RC: DFO
40307 | Prairie Power, Inc | 6237 | Pittsfield | IL | Pike | 5 | Petroleum Liquids | IC |  | S | X | X |  |  | 3 |  | 2.7 | 2.7 |  | N |  |  | RE | X | 4 | 1955 | 12 | 2011 | N | Electric Utility | 1 | X X: X; RC RC: DFO
40307 | Prairie Power, Inc | 6238 | Pearl Station | IL | Pike | 1 | Conventional Steam Coal | ST |  | S | X | X |  |  | 22 |  | 22.2 | 22.2 |  | N |  |  | RE | X | 1 | 1967 | 6 | 2012 | N | Electric Utility | 1 | X X: X; RC RC: BIT; DFO DFO: DFO | [7 empty] | Y
6452 | Florida Power & Light Co | 6246 | Putnam | FL | Putnam | 1GT1 | Natural Gas Fired Combined Cycle | CT | C782 | S | X | N |  |  | 85 | 0.9 |  |  | 50 | N |  |  | RE | X | 4 | 1978 | 12 | 2014 | N | Electric Utility | 1 | X X: X; RC RC: NG; NG NG: DFO |  |  | N |  |  | 12H | [8 empty] | N | Y
6452 | Florida Power & Light Co | 6246 | Putnam | FL | Putnam | 1GT2 | Natural Gas Fired Combined Cycle | CT | C782 | S | X | N |  |  | 85 | 0.9 |  |  | 50 | N |  |  | RE | X | 4 | 1978 | 12 | 2014 | N | Electric Utility | 1 | X X: X; RC RC: NG; NG NG: DFO |  |  | N |  |  | 12H | [8 empty] | N | Y
6452 | Florida Power & Light Co | 6246 | Putnam | FL | Putnam | 1ST | Natural Gas Fired Combined Cycle | CA | C782 | S | Y | X |  |  | 120 | 0.9 | 249 | 265 | 50 | N |  |  | RE | X | 4 | 1978 | 12 | 2014 | N | Electric Utility | 1 | X X: X; RC RC: NG; NG NG: DFO; DFO DFO: RFO |  |  | N |  |  | 12H | [8 empty] | N | Y
6452 | Florida Power & Light Co | 6246 | Putnam | FL | Putnam | 2GT1 | Natural Gas Fired Combined Cycle | CT | C783 | S | X | N |  |  | 85 | 0.9 |  |  | 50 | N |  |  | RE | X | 8 | 1977 | 12 | 2014 | N | Electric Utility | 1 | X X: X; RC RC: NG; NG NG: DFO |  |  | N |  |  | 12H | [8 empty] | N | Y
6452 | Florida Power & Light Co | 6246 | Putnam | FL | Putnam | 2GT2 | Natural Gas Fired Combined Cycle | CT | C783 | S | X | N |  |  | 85 | 0.9 |  |  | 50 | N |  |  | RE | X | 8 | 1977 | 12 | 2014 | N | Electric Utility | 1 | X X: X; RC RC: NG; NG NG: DFO |  |  | N |  |  | 12H | [8 empty] | N | Y
6452 | Florida Power & Light Co | 6246 | Putnam | FL | Putnam | 2ST | Natural Gas Fired Combined Cycle | CA | C783 | S | Y | X |  |  | 120 | 0.9 | 249 | 265 | 50 | N |  |  | RE | X | 8 | 1977 | 12 | 2014 | N | Electric Utility | 1 | X X: X; RC RC: NG; NG NG: DFO; DFO DFO: RFO |  |  | N |  |  | 12H | [8 empty] | N | Y
10433 | Kodiak Electric Assn Inc | 6281 | Kodiak Microgrid | AK | Kodiak Island | 2 | Petroleum Liquids | IC |  | S | X | X |  |  | 5.2 |  | 5.2 | 5.2 |  | N |  |  | RE | X | 12 | 1976 | 7 | 2003 | N | Electric Utility | 1 | X X: X; RC RC: DFO |  |  | N | [10 empty] | N
10433 | Kodiak Electric Assn Inc | 6281 | Kodiak Microgrid | AK | Kodiak Island | 3 | Petroleum Liquids | IC |  | S | X | X |  |  | 5.2 |  | 5.2 | 5.2 |  | N |  |  | RE | X | 12 | 1976 | 4 | 2004 | N | Electric Utility | 1 | X X: X; RC RC: DFO |  |  | N | [10 empty] | N
10433 | Kodiak Electric Assn Inc | 6281 | Kodiak Microgrid | AK | Kodiak Island | 6 | Petroleum Liquids | IC |  | S | X | X |  |  | 2 |  | 2 | 2 |  | N |  |  | RE | X | 2 | 1968 | 4 | 2004 | N | Electric Utility | 1 | X X: X; RC RC: DFO |  |  | N
10433 | Kodiak Electric Assn Inc | 6281 | Kodiak Microgrid | AK | Kodiak Island | 7 | Petroleum Liquids | IC |  | S | X | X |  |  | 2 |  | 2 | 2 |  | N |  |  | RE | X | 2 | 1968 | 4 | 2002 | N | Electric Utility | 1 | X X: X; RC RC: DFO |  |  | N
10433 | Kodiak Electric Assn Inc | 6281 | Kodiak Microgrid | AK | Kodiak Island | 8 | Petroleum Liquids | IC |  | S | X | X |  |  | 2.6 |  | 2 | 2 |  | N |  |  | RE | X | 12 | 1968 | 4 | 2002 | N | Electric Utility | 1 | X X: X; RC RC: DFO |  |  | N
10433 | Kodiak Electric Assn Inc | 6281 | Kodiak Microgrid | AK | Kodiak Island | 9 | Petroleum Liquids | IC |  | S | X | X |  |  | 2 |  | 2 | 2 |  | N |  |  | RE | X | 12 | 1968 | 4 | 2002 | N | Electric Utility | 1 | X X: X; RC RC: DFO |  |  | N
10433 | Kodiak Electric Assn Inc | 6282 | Port Lions Microgrid | AK | Kodiak Island | 1 | Petroleum Liquids | IC |  | S | X | X |  |  | 0.3 | 0.9 | 0.3 | 0.3 | 0.1 | N |  |  | RE | X | 8 | 1968 | 10 | 2017 | N | Electric Utility | 1 | X X: X; RC RC: DFO |  |  | N | N |  | 1H | [7 empty] | N | N | N
10433 | Kodiak Electric Assn Inc | 6282 | Port Lions Microgrid | AK | Kodiak Island | 2 | Petroleum Liquids | IC |  | S | X | X |  |  | 0.3 | 0.9 | 0.2 | 0.2 | 0.1 | N |  |  | RE | X | 8 | 1968 | 10 | 2017 | N | Electric Utility | 1 | X X: X; RC RC: DFO |  |  | N | N |  | 1H | [7 empty] | N
10433 | Kodiak Electric Assn Inc | 6282 | Port Lions Microgrid | AK | Kodiak Island | 3 | Petroleum Liquids | IC |  | S | X | X |  |  | 0.2 | 0.9 | 0.2 | 0.2 | 0.1 | N |  |  | RE | X | 6 | 1971 | 10 | 2017 | N | Electric Utility | 1 | X X: X; RC RC: DFO |  |  | N | N |  | 1H | [7 empty] | N
10433 | Kodiak Electric Assn Inc | 6282 | Port Lions Microgrid | AK | Kodiak Island | 4 | Petroleum Liquids | IC |  | S | X | X |  |  | 0.2 | 0.9 | 0.2 | 0.2 | 0.1 | N |  |  | RE | X | 8 | 1975 | 10 | 2017 | N | Electric Utility | 1 | X X: X; RC RC: DFO |  |  | N | N |  | OVER | [7 empty] | N
19558 | Homer Electric Assn Inc | 6283 | Seldovia | AK | Kenai Peninsula | 1 | Petroleum Liquids | IC |  | S | X | X |  |  | 0.3 |  | 0.3 | 0.3 |  |  |  |  | RE | X | 8 | 1964 | 9 | 2003 | N | Electric Utility | 1 | X X: X; RC RC: DFO |  |  | N | N |  | 10M | [7 empty] | N | N | N
19558 | Homer Electric Assn Inc | 6283 | Seldovia | AK | Kenai Peninsula | 2 | Petroleum Liquids | IC |  | S | X | X |  |  | 0.6 |  | 0.6 | 0.6 |  |  |  |  | RE | X | 8 | 1964 | 9 | 2003 | N | Electric Utility | 1 | X X: X; RC RC: DFO |  |  | N | N |  | 10M | [7 empty] | N | N | N
19558 | Homer Electric Assn Inc | 6283 | Seldovia | AK | Kenai Peninsula | 3 | Petroleum Liquids | IC |  | S | X | X |  |  | 0.6 |  | 0.6 | 0.6 |  |  |  |  | RE | X | 8 | 1970 | 9 | 2003 | N | Electric Utility | 1 | X X: X; RC RC: DFO |  |  | N | N |  | 10M | [7 empty] | N | N | N
19558 | Homer Electric Assn Inc | 6283 | Seldovia | AK | Kenai Peninsula | 4 | Petroleum Liquids | IC |  | S | X | X |  |  | 0.6 |  | 0.6 | 0.6 |  | N |  |  | RE | X | 8 | 1979 | 9 | 2003 | N | Electric Utility | 1 | X X: X; RC RC: DFO |  |  | N | [10 empty] | N | N | N
19558 | Homer Electric Assn Inc | 6283 | Seldovia | AK | Kenai Peninsula | 6 | Petroleum Liquids | IC |  | S | X | X |  |  | 1.2 | 0.9 | 1.2 | 1.2 | 0.1 |  |  |  | RE | X | 12 | 2004 | 9 | 2017 | N | Electric Utility | 1 | X X: X; RC RC: DFO |  |  | N | N |  | 10M | [7 empty] | N | N | N
3522 | Chugach Electric Assn Inc | 6293 | International | AK | Anchorage | 2 | Natural Gas Fired Combustion Turbine | GT |  | S | X | X |  |  | 15 | 0.85 | 12.6 | 14.1 | 1 | N |  |  | RE | X | 11 | 1965 | 8 | 2020 | N | Electric Utility | 1 | [11 empty] | N | N |  | 1H | [7 empty] | N | bar: X X to RC RC
3522 | Chugach Electric Assn Inc | 6293 | International | AK | Anchorage | 3 | Natural Gas Fired Combustion Turbine | GT |  | S | X | X |  |  | 16.3 | 0.85 | 16.7 | 18.5 | 2 | N |  |  | RE | X | 11 | 1969 | 8 | 2015 | N | Electric Utility | 1 | [11 empty] | N | N |  | 1H | [7 empty] | N | bar: X X to RC RC
40548 | Unalakleet Valley Elec Coop | 6299 | Unalakleet | AK | Nome | 1 | Petroleum Liquids | IC |  | S | X | X |  |  | 0.4 |  | 0.3 | 0.3 |  | N |  |  | RE | X | 10 | 1965 | 5 | 2010 | N | Electric Utility | 1 | X X: X; RC RC: DFO |  |  | N
40548 | Unalakleet Valley Elec Coop | 6299 | Unalakleet | AK | Nome | 2 | Petroleum Liquids | IC |  | S | X | X |  |  | 0.4 |  | 0.5 | 0.5 |  | N |  |  | RE | X | 5 | 1982 | 5 | 2010 | N | Electric Utility | 1 | X X: X; RC RC: DFO |  |  | N
40548 | Unalakleet Valley Elec Coop | 6299 | Unalakleet | AK | Nome | 3 | Petroleum Liquids | IC |  | S | X | X |  |  | 0.4 |  | 0.4 | 0.4 |  | N |  |  | RE | X | 3 | 1983 | 5 | 2010 | N | Electric Utility | 1 | X X: X; RC RC: DFO |  |  | N
40548 | Unalakleet Valley Elec Coop | 6299 | Unalakleet | AK | Nome | 4 | Petroleum Liquids | IC |  | S | X | X |  |  | 0.4 |  | 0.4 | 0.4 |  | N |  |  | RE | X | 3 | 1983 | 5 | 2010 | N | Electric Utility | 1 | X X: X; RC RC: DFO |  |  | N
13201 | Naknek Electric Assn, Inc | 6301 | Naknek | AK | Bristol Bay | 5 | Petroleum Liquids | IC |  | S | X | X |  |  | 0.4 | 0.97 | 0.4 | 0.4 |  | N |  |  | RE | X | 12 | 1977 | 8 | 2004 | Y | Electric Utility | 1 | RC RC: DFO |  |  | N | N |  | 10M | [7 empty] | N | N | N
13201 | Naknek Electric Assn, Inc | 6301 | Naknek | AK | Bristol Bay | 6 | Petroleum Liquids | IC |  | S | X | X |  |  | 0.4 | 0.97 | 0.4 | 0.4 |  | N |  |  | RE | X | 12 | 1977 | 8 | 2004 | Y | Electric Utility | 1 | RC RC: DFO |  |  | N | N |  | 10M | [7 empty] | N | N | N
13201 | Naknek Electric Assn, Inc | 6301 | Naknek | AK | Bristol Bay | 7 | Petroleum Liquids | IC |  | S | X | X |  |  | 0.4 | 0.97 | 0.4 | 0.4 |  | N |  |  | RE | X | 12 | 1977 | 8 | 2004 | Y | Electric Utility | 1 | RC RC: DFO |  |  | N | N |  | 10M | [7 empty] | N | N | N
10451 | Kotzebue Electric Assn Inc | 6304 | Kotzebue Hybrid | AK | NORTHWEST ARCTIC | 10wt | Onshore Wind Turbine | WT |  | S | X | X |  |  | 0.1 |  | 0.1 | 0.1 | 0.1 | N |  |  | RE | X | 7 | 1999 | 5 | 2020 | N | Electric Utility | 1 | X X: X; RC RC: WND |  |  | N |  | 1
10451 | Kotzebue Electric Assn Inc | 6304 | Kotzebue Hybrid | AK | NORTHWEST ARCTIC | 11 | Petroleum Liquids | IC |  | S | X | X |  |  | 1 |  | 1 | 1 |  | N |  |  | RE | X | 7 | 1994 | 8 | 2013 | N | Electric Utility | 1 | X X: X; RC RC: DFO |  |  | N |  |  | 12H | [7 empty] | N | N | N
10451 | Kotzebue Electric Assn Inc | 6304 | Kotzebue Hybrid | AK | NORTHWEST ARCTIC | 12 | Petroleum Liquids | IC |  | S | X | X |  |  | 1 |  | 1 | 1 | 1 | N |  |  | RE | X | 7 | 1994 | 7 | 2012 | N | Electric Utility | 1 | X X: X; RC RC: DFO |  |  | N | [10 empty] | N | N | N
10451 | Kotzebue Electric Assn Inc | 6304 | Kotzebue Hybrid | AK | NORTHWEST ARCTIC | 12wt | Onshore Wind Turbine | WT |  | S | X | X |  |  | 0.1 |  | 0.1 | 0.1 | 0.1 | N |  |  | RE | X | 5 | 2005 | 5 | 2020 | N | Electric Utility | 1 | X X: X; RC RC: WND |  |  | N |  | 1
10451 | Kotzebue Electric Assn Inc | 6304 | Kotzebue Hybrid | AK | NORTHWEST ARCTIC | 4WT | Onshore Wind Turbine | WT |  | S | X | X |  |  | 0.5 |  | 0.5 | 0.5 | 0.1 | N |  |  | RE | X | 1 | 1999 | 5 | 2020 | N | Electric Utility | 1 | X X: X; RC RC: WND |  |  | N |  | 7
10451 | Kotzebue Electric Assn Inc | 6304 | Kotzebue Hybrid | AK | NORTHWEST ARCTIC | 5WT | Onshore Wind Turbine | WT |  | S | X | X |  |  | 0.1 |  | 0.1 | 0.1 | 0.1 | N |  |  | RE | X | 1 | 2002 | 5 | 2020 | N | Electric Utility | 1 | X X: X; RC RC: WND |  |  | N |  | 1
10451 | Kotzebue Electric Assn Inc | 6304 | Kotzebue Hybrid | AK | NORTHWEST ARCTIC | 6WT | Onshore Wind Turbine | WT |  | S | X | X |  |  | 0.1 |  | 0.1 | 0.1 | 0.1 | N |  |  | RE | X | 1 | 2005 | 5 | 2020 | N | Electric Utility | 1 | X X: X; RC RC: WND |  |  | N |  | 2
10451 | Kotzebue Electric Assn Inc | 6304 | Kotzebue Hybrid | AK | NORTHWEST ARCTIC | 7WT | Onshore Wind Turbine | WT |  | S | X | X |  |  | 0.1 |  | 0.1 | 0.1 | 0.1 | N |  |  | RE | X | 2 | 2006 | 5 | 2020 | N | Electric Utility | 1 | X X: X; RC RC: WND |  |  | N |  | 4
10451 | Kotzebue Electric Assn Inc | 6304 | Kotzebue Hybrid | AK | NORTHWEST ARCTIC | 8WT | Onshore Wind Turbine | WT |  | S | X | X |  |  | 0.1 |  | 0.1 | 0.1 | 0.1 | N |  |  | RE | X | 7 | 1999 | 5 | 2020 | N | Electric Utility | 1 | X X: X; RC RC: WND |  |  | N |  | 1
10451 | Kotzebue Electric Assn Inc | 6304 | Kotzebue Hybrid | AK | NORTHWEST ARCTIC | 9 | Petroleum Liquids | IC |  | S | X | X |  |  | 2.1 |  | 2.1 | 2.1 |  | N |  |  | RE | X | 12 | 1983 | 10 | 2004 | N | Electric Utility | 1 | X X: X; RC RC: DFO |  |  | N
10451 | Kotzebue Electric Assn Inc | 6304 | Kotzebue Hybrid | AK | NORTHWEST ARCTIC | 9wt | Onshore Wind Turbine | WT |  | S | X | X |  |  | 0.1 |  | 0.1 | 0.1 | 0.1 | N |  |  | RE | X | 7 | 1999 | 5 | 2020 | N | Electric Utility | 1 | X X: X; RC RC: WND |  |  | N |  | 1
4329 | Copper Valley Elec Assn, Inc | 6305 | Glennallen | AK | Valdez Cordova | 1 | Petroleum Liquids | IC |  | S | X | X |  |  | 0.3 |  | 0.3 | 0.3 |  | N |  |  | RE | X | 88 | 1959 | 7 | 2008 | N | Electric Utility | 1 | X X: X; RC RC: DFO |  |  | N
4329 | Copper Valley Elec Assn, Inc | 6305 | Glennallen | AK | Valdez Cordova | 2 | Petroleum Liquids | IC |  | S | X | X |  |  | 0.3 |  | 0.3 | 0.3 |  | N |  |  | RE | X | 88 | 1959 | 7 | 2008 | N | Electric Utility | 1 | X X: X; RC RC: DFO |  |  | N
4329 | Copper Valley Elec Assn, Inc | 6305 | Glennallen | AK | Valdez Cordova | 3 | Petroleum Liquids | IC |  | S | X | X |  |  | 0.5 | 0.8 | 0.5 | 0.5 | 0.1 | N |  |  | RE | X | 4 | 1963 | 5 | 2019 | N | Electric Utility | 1 | X X: X; RC RC: DFO |  |  | N | N |  | 10M | [7 empty] | N | N | N
4329 | Copper Valley Elec Assn, Inc | 6305 | Glennallen | AK | Valdez Cordova | 4 | Petroleum Liquids | IC |  | S | X | X |  |  | 0.5 | 0.8 | 0.5 | 0.5 | 0.1 | N |  |  | RE | X | 4 | 1966 | 5 | 2019 | N | Electric Utility | 1 | X X: X; RC RC: DFO |  |  | N | N |  | 10M | [7 empty] | N | N | N
4329 | Copper Valley Elec Assn, Inc | 6305 | Glennallen | AK | Valdez Cordova | 5 | Petroleum Liquids | IC |  | S | X | X |  |  | 0.5 | 0.8 | 0.5 | 0.5 | 0.1 | N |  |  | RE | X | 4 | 1966 | 5 | 2019 | N | Electric Utility | 1 | X X: X; RC RC: DFO |  |  | N | N |  | 10M | [7 empty] | N | N | N
4329 | Copper Valley Elec Assn, Inc | 6306 | Valdez | AK | Valdez Cordova | 1 | Petroleum Liquids | IC |  | S | X | X |  |  | 0.5 | 0.8 | 0.5 | 0.5 | 0.1 | N |  |  | RE | X | 1 | 1967 | 6 | 2016 | N | Electric Utility | 1 | X X: X; RC RC: DFO |  |  | N | N |  | OVER | [8 empty] | N | N
4329 | Copper Valley Elec Assn, Inc | 6306 | Valdez | AK | Valdez Cordova | 2 | Petroleum Liquids | IC |  | S | X | X |  |  | 0.5 | 0.8 | 0.5 | 0.5 | 0.1 | N |  |  | RE | X | 1 | 1967 | 6 | 2016 | N | Electric Utility | 1 | X X: X; RC RC: DFO |  |  | N | N |  | 10M | [8 empty] | N | N
4329 | Copper Valley Elec Assn, Inc | 6306 | Valdez | AK | Valdez Cordova | 3 | Petroleum Liquids | IC |  | S | X | X |  |  | 0.5 | 0.8 | 0.5 | 0.5 | 0.1 | N |  |  | RE | X | 1 | 1967 | 6 | 2016 | N | Electric Utility | 1 | X X: X; RC RC: DFO |  |  | N | N |  | OVER | [8 empty] | N | N
4329 | Copper Valley Elec Assn, Inc | 6306 | Valdez | AK | Valdez Cordova | 7 | Petroleum Liquids | GT |  | S | X | X |  |  | 2.8 | 0.8 | 2.8 | 2.8 | 0.5 | N |  |  | RE | X | 8 | 1976 | 1 | 2018 | N | Electric Utility | 1 | X X: X; RC RC: DFO |  |  |  | N |  | 10M | [7 empty] | N | N | N
221 | Alaska Village Elec Coop, Inc | 6311 | Chevak | AK | Bethel | 1 | Petroleum Liquids | IC |  | S | X | X |  |  | 0.4 |  | 0.4 | 0.4 |  |  |  |  | RE | X | 10 | 1977 | 10 | 2009 | N | Electric Utility | 1 | X X: X; RC RC: DFO |  |  | N | [10 empty] | N
221 | Alaska Village Elec Coop, Inc | 6311 | Chevak | AK | Bethel | 2 | Petroleum Liquids | IC |  | S | X | X |  |  | 0.3 |  | 0.3 | 0.3 |  |  |  |  | RE | X | 11 | 1976 | 10 | 2009 | N | Electric Utility | 1 | X X: X; RC RC: DFO |  |  | N | [10 empty] | N
221 | Alaska Village Elec Coop, Inc | 6311 | Chevak | AK | Bethel | 3 | Petroleum Liquids | IC |  | S | X | X |  |  | 0.3 |  | 0.3 | 0.3 |  |  |  |  | RE | X | 12 | 1979 | 10 | 2009 | N | Electric Utility | 1 | X X: X; RC RC: DFO |  |  | N | [10 empty] | N
221 | Alaska Village Elec Coop, Inc | 6314 | Emmonak | AK | Wade Hampton | 2 | Petroleum Liquids | IC |  | S | X | X |  |  | 0.3 |  | 0.3 | 0.3 |  |  |  |  | RE | X | 12 | 1977 | 8 | 2011 | N | Electric Utility | 1 | X X: X; RC RC: DFO |  |  | N | [10 empty] | N
221 | Alaska Village Elec Coop, Inc | 6314 | Emmonak | AK | Wade Hampton | 4 | Petroleum Liquids | IC |  | S | X | X |  |  | 0.3 |  | 0.3 | 0.3 |  |  |  |  | RE | X | 12 | 1980 | 4 | 2005 | N | Electric Utility | 1 | X X: X; RC RC: DFO |  |  | N | [10 empty] | N
221 | Alaska Village Elec Coop, Inc | 6314 | Emmonak | AK | Wade Hampton | 5 | Petroleum Liquids | IC |  | S | X | X |  |  | 0.5 |  | 0.5 | 0.5 |  |  |  |  | RE | X | 3 | 1988 | 4 | 2005 | N | Electric Utility | 1 | X X: X; RC RC: DFO |  |  | N | [10 empty] | N |  | N
221 | Alaska Village Elec Coop, Inc | 6314 | Emmonak | AK | Wade Hampton | 5a | Petroleum Liquids | IC |  | S | X | X |  |  | 0.5 | 0.9 | 0.5 | 0.5 | 0.1 |  |  |  | RE | X | 4 | 2005 | 6 | 2016 | N | Electric Utility | 1 | X X: X; RC RC: DFO |  |  | N |  |  | 10M | [7 empty] | N |  | N
221 | Alaska Village Elec Coop, Inc | 6319 | Hooper Bay | AK | Bethel | 3A | Petroleum Liquids | IC |  | S | X | X |  |  | 0.3 | 0.9 | 0.3 | 0.3 | 0.1 |  |  |  | RE | X | 8 | 1988 | 4 | 2018 | N | Electric Utility | 1 | X X: X; RC RC: DFO |  |  | N | N |  | 10M | [7 empty] | N
221 | Alaska Village Elec Coop, Inc | 6319 | Hooper Bay | AK | Bethel | 4A | Petroleum Liquids | IC |  | S | X | X |  |  | 0.3 | 0.9 | 0.3 | 0.3 | 0.1 |  |  |  | RE | X | 8 | 1987 | 7 | 2013 | N | Electric Utility | 1 | X X: X; RC RC: DFO |  |  | N |  |  | 10M | [7 empty] | N
221 | Alaska Village Elec Coop, Inc | 6319 | Hooper Bay | AK | Bethel | 5 | Petroleum Liquids | IC |  | S | X | X |  |  | 0.5 | 0.9 | 0.5 | 0.5 | 0.1 |  |  |  | RE | X | 9 | 1991 | 6 | 2016 | N | Electric Utility | 1 | X X: X; RC RC: DFO |  |  | N |  |  | 10M | [7 empty] | N
221 | Alaska Village Elec Coop, Inc | 6323 | Kiana | AK | Northwest Arctic | 1A | Petroleum Liquids | IC |  | S | X | X |  |  | 0.3 |  | 0.3 | 0.3 |  |  |  |  | RE | X | 12 | 1977 | 1 | 2001 | N | Electric Utility | 1 | X X: X; RC RC: DFO |  |  | N | [10 empty] | N
221 | Alaska Village Elec Coop, Inc | 6323 | Kiana | AK | Northwest Arctic | 2 | Petroleum Liquids | IC |  | S | X | X |  |  | 0.3 |  | 0.3 | 0.3 |  |  |  |  | RE | X | 9 | 1990 | 6 | 2000 | N | Electric Utility | 1 | X X: X; RC RC: DFO |  |  | N | [10 empty] | N
221 | Alaska Village Elec Coop, Inc | 6323 | Kiana | AK | Northwest Arctic | 3A | Petroleum Liquids | IC |  | S | X | X |  |  | 0.3 | 0.9 | 0.4 | 0.4 | 0.1 | N |  |  | RE | X | 7 | 2000 | 8 | 2019 | N | Electric Utility | 1 | X X: X; RC RC: DFO |  |  | N | N |  | 10M | [7 empty] | N
221 | Alaska Village Elec Coop, Inc | 6329 | Mountain Village | AK | Bethel | 3A | Petroleum Liquids | IC |  | S | X | X |  |  | 0.3 | 0.9 | 0.3 | 0.3 | 0.1 |  |  |  | RE | X | 1 | 1977 | 3 | 2005 | N | Electric Utility | 1 | X X: X; RC RC: DFO |  |  | N |  |  | 10M | [7 empty] | N
221 | Alaska Village Elec Coop, Inc | 6329 | Mountain Village | AK | Bethel | 4 | Petroleum Liquids | IC |  | S | X | X |  |  | 0.6 | 0.9 | 0.6 | 0.6 | 0.1 |  |  |  | RE | X | 11 | 1982 | 12 | 2015 | N | Electric Utility | 1 | X X: X; RC RC: DFO |  |  | N |  |  | 10M | [7 empty] | N
221 | Alaska Village Elec Coop, Inc | 6329 | Mountain Village | AK | Bethel | 5 | Petroleum Liquids | IC |  | S | X | X |  |  | 0.5 | 0.9 | 0.5 | 0.5 | 0.1 |  |  |  | RE | X | 9 | 1988 | 12 | 2003 | N | Electric Utility | 1 | X X: X; RC RC: DFO |  |  | N |  |  | 10M | [7 empty] | N
221 | Alaska Village Elec Coop, Inc | 6330 | Noorvik | AK | Northwest Arctic | 2A | Petroleum Liquids | IC |  | S | X | X |  |  | 0.4 | 0.9 | 0.4 | 0.4 | 0.1 |  |  |  | RE | X | 10 | 1999 | 7 | 2017 | N | Electric Utility | 1 | X X: X; RC RC: DFO |  |  | N |  |  | 10M | [7 empty] | N
221 | Alaska Village Elec Coop, Inc | 6330 | Noorvik | AK | Northwest Arctic | 3 | Petroleum Liquids | IC |  | S | X | X |  |  | 0.3 | 0.9 | 0.3 | 0.3 | 0.1 |  |  |  | RE | X | 4 | 1984 | 12 | 2003 | N | Electric Utility | 1 | X X: X; RC RC: DFO |  |  | N |  |  | 10M | [7 empty] | N
221 | Alaska Village Elec Coop, Inc | 6333 | Nunapitchuk | AK | Bethel | 2 | Petroleum Liquids | IC |  | S | X | X |  |  | 0.3 |  | 0.3 | 0.3 |  |  |  |  | RE | X | 1 | 1976 | 2 | 2006 | N | Electric Utility | 1 | X X: X; RC RC: DFO |  |  | N
221 | Alaska Village Elec Coop, Inc | 6333 | Nunapitchuk | AK | Bethel | 3 | Petroleum Liquids | IC |  | S | X | X |  |  | 0.3 |  | 0.3 | 0.3 |  |  |  |  | RE | X | 4 | 1976 | 2 | 2006 | N | Electric Utility | 1 | X X: X; RC RC: DFO |  |  | N
221 | Alaska Village Elec Coop, Inc | 6333 | Nunapitchuk | AK | Bethel | 4 | Petroleum Liquids | IC |  | S | X | X |  |  | 0.6 |  | 0.6 | 0.6 |  |  |  |  | RE | X | 2 | 1986 | 2 | 2006 | N | Electric Utility | 1 | X X: X; RC RC: DFO |  |  | N
221 | Alaska Village Elec Coop, Inc | 6333 | Nunapitchuk | AK | Bethel | 5 | Petroleum Liquids | IC |  | S | X | X |  |  | 0.5 |  | 0.5 | 0.5 |  |  |  |  | RE | X | 12 | 1994 | 6 | 2004 | N | Electric Utility | 1 | X X: X; RC RC: DFO |  |  | N
221 | Alaska Village Elec Coop, Inc | 6338 | St Marys IC | AK | Bethel | 1 | Petroleum Liquids | IC |  | S | X | X |  |  | 0.6 |  | 0.6 | 0.6 |  |  |  |  | RE | X | 5 | 1977 | 12 | 2006 | N | Electric Utility | 1 | X X: X; RC RC: DFO |  |  | N | [10 empty] | N
221 | Alaska Village Elec Coop, Inc | 6341 | Selawik | AK | Northwest Arctic | 1 | Petroleum Liquids | IC |  | S | X | X |  |  | 0.3 |  | 0.3 | 0.3 |  | N |  |  | RE | X | 12 | 1974 | 6 | 2003 | N | Electric Utility | 1 | X X: X; RC RC: DFO |  |  | N | [10 empty] | N
221 | Alaska Village Elec Coop, Inc | 6341 | Selawik | AK | Northwest Arctic | 1A | Petroleum Liquids | IC |  | S | X | X |  |  | 0.3 | 0.9 | 0.3 | 0.3 | 0.1 | N |  |  | RE | X | 6 | 2003 | 12 | 2020 | N | Electric Utility | 1 | X X: X; RC RC: DFO |  |  |  | N |  | 10M | [7 empty] | N
221 | Alaska Village Elec Coop, Inc | 6341 | Selawik | AK | Northwest Arctic | 2 | Petroleum Liquids | IC |  | S | X | X |  |  | 0.7 |  | 0.7 | 0.7 |  |  |  |  | RE | X | 6 | 2003 | 4 | 2005 | N | Electric Utility | 1 | X X: X; RC RC: DFO | [13 empty] | N
221 | Alaska Village Elec Coop, Inc | 6341 | Selawik | AK | Northwest Arctic | 2A | Petroleum Liquids | IC |  | S | X | X |  |  | 0.5 | 0.9 | 0.5 | 0.5 | 0.1 |  |  |  | RE | X | 4 | 2005 | 8 | 2013 | N | Electric Utility | 1 | X X: X; RC RC: DFO | [5 empty] | 10M | [7 empty] | N
221 | Alaska Village Elec Coop, Inc | 6341 | Selawik | AK | Northwest Arctic | 3 | Petroleum Liquids | IC |  | S | X | X |  |  | 0.3 |  | 0.3 | 0.3 |  |  |  |  | RE | X | 0 | 1978 | 6 | 2003 | N | Electric Utility | 1 | X X: X; RC RC: DFO | [13 empty] | N
221 | Alaska Village Elec Coop, Inc | 6341 | Selawik | AK | Northwest Arctic | 3A | Petroleum Liquids | IC |  | S | X | X |  |  | 0.8 | 0.9 | 0.8 | 0.8 | 0.2 |  |  |  | RE | X | 6 | 1996 | 3 | 2014 | N | Electric Utility | 1 | X X: X; RC RC: DFO |  |  | N |  |  | 10M | [7 empty] | N
221 | Alaska Village Elec Coop, Inc | 6345 | Shishmaref | AK | Nome | 3 | Petroleum Liquids | IC |  | S | X | X |  |  | 0.3 | 0.9 | 0.3 | 0.3 | 0.1 |  |  |  | RE | X | 2 | 1977 | 4 | 2002 | N | Electric Utility | 1 | X X: X; RC RC: DFO |  |  | N |  |  | 10M | [7 empty] | N
221 | Alaska Village Elec Coop, Inc | 6345 | Shishmaref | AK | Nome | 4 | Petroleum Liquids | IC |  | S | X | X |  |  | 0.5 | 0.9 | 0.5 | 0.5 | 0.1 |  |  |  | RE | X | 2 | 1988 | 7 | 2006 | N | Electric Utility | 1 | X X: X; RC RC: DFO |  |  | N |  |  | 10M | [7 empty] | N
221 | Alaska Village Elec Coop, Inc | 6348 | Togiak | AK | Dillingham | 2 | Petroleum Liquids | IC |  | S | X | X |  |  | 0.3 |  | 0.3 | 0.3 |  |  |  |  | RE | X | 3 | 1970 | 8 | 2004 | N | Electric Utility | 1 | X X: X; RC RC: DFO |  |  | N | [10 empty] | N
221 | Alaska Village Elec Coop, Inc | 6348 | Togiak | AK | Dillingham | 2a | Petroleum Liquids | IC |  | S | X | X |  |  | 0.5 | 0.9 | 0.5 | 0.5 | 0.1 |  |  |  | RE | X | 10 | 2004 | 4 | 2019 | N | Electric Utility | 1 | X X: X; RC RC: DFO |  |  | N | N |  | 10M | [7 empty] | N
221 | Alaska Village Elec Coop, Inc | 6348 | Togiak | AK | Dillingham | 4 | Petroleum Liquids | IC |  | S | X | X |  |  | 0.3 | 0.9 | 0.3 | 0.3 | 0.1 |  |  |  | RE | X | 11 | 1986 | 4 | 2019 | N | Electric Utility | 1 | X X: X; RC RC: DFO |  |  | N | N |  | 10M | [7 empty] | N
221 | Alaska Village Elec Coop, Inc | 6348 | Togiak | AK | Dillingham | 4B | Petroleum Liquids | IC |  | S | X | X |  |  | 0.8 | 0.9 | 0.8 | 0.8 | 0.2 |  |  |  | RE | X | 10 | 2002 | 4 | 2019 | N | Electric Utility | 1 | X X: X; RC RC: DFO |  |  |  | N |  | 10M | [7 empty] | N
221 | Alaska Village Elec Coop, Inc | 6348 | Togiak | AK | Dillingham | 4a | Petroleum Liquids | IC |  | S | X | X |  |  | 0.5 | 0.9 | 0.5 | 0.5 | 0.1 |  |  |  | RE | X | 9 | 2004 | 5 | 2014 | N | Electric Utility | 1 | X X: X; RC RC: DFO |  |  | N |  |  | 10M | [7 empty] | N
221 | Alaska Village Elec Coop, Inc | 6348 | Togiak | AK | Dillingham | 5 | Petroleum Liquids | IC |  | S | X | X |  |  | 0.5 |  | 0.5 | 0.5 |  |  |  |  | RE | X | 10 | 1986 | 9 | 2004 | N | Electric Utility | 1 | X X: X; RC RC: DFO |  |  | N | [10 empty] | N
221 | Alaska Village Elec Coop, Inc | 6348 | Togiak | AK | Dillingham | 5A | Petroleum Liquids | IC |  | S | X | X |  |  | 0.8 | 0.9 | 0.8 | 0.8 | 0.2 |  |  |  | RE | X | 5 | 2014 | 4 | 2019 | N | Electric Utility | 1 | X X: X; RC RC: DFO |  |  |  | N |  | 10M | [7 empty] | N
9130 | Hutchinson Utilities Comm | 6358 | Hutchinson Plant #2 | MN | McLeod | 1 | Natural Gas Fired Combustion Turbine | GT |  | S | X | X | GRE.HUC | GRE.HUC | 25 | 0.8 | 22 | 24.3 | 5 | N |  |  | RE | X | 3 | 1977 | 1 | 1999 | N | Electric Utility | 1 | [11 empty] | N | N |  | 1H | [8 empty] | N | N | bar: X X to RC RC
84 | A & N Electric Coop | 6390 | Tangier | VA | Accomack | 3 | Petroleum Liquids | IC |  | S | X | X |  |  | 0.7 | 0.8 | 0.6 | 0.6 | 0.1 |  |  |  | RE | X | 5 | 1974 | 10 | 1996 | N | Electric Utility | 1 | X X: X; RC RC: DFO |  |  | N | N |  | 1H | [7 empty] | N
84 | A & N Electric Coop | 6390 | Tangier | VA | Accomack | 4 | Petroleum Liquids | IC |  | S | X | X |  |  | 1 | 0.8 | 0.8 | 0.8 | 0.1 |  |  |  | RE | X | 9 | 1974 | 10 | 1996 | N | Electric Utility | 1 | X X: X; RC RC: DFO |  |  | N | N |  | 1H | [7 empty] | N
11273 | Lower Valley Energy Inc | 6394 | Swift Creek | WY | Lincoln | 1 | Conventional Hydroelectric | HY |  | S | X | X |  |  | 0.4 |  | 0.4 | 0.4 |  | N |  |  | RE | X | 8 | 1940 | 1 | 1988 | N | Electric Utility | 1 | X X: X; RC RC: WAT |  |  | N | N
11273 | Lower Valley Energy Inc | 6394 | Swift Creek | WY | Lincoln | 2 | Conventional Hydroelectric | HY |  | S | X | X |  |  | 0.4 |  | 0.4 | 0.4 |  | N |  |  | RE | X | 8 | 1940 | 1 | 1988 | N | Electric Utility | 1 | X X: X; RC RC: WAT |  |  | N | N |  | 1H
2518 | U S Bureau of Reclamation | 6396 | Black Canyon | ID | Gem | 3 | Conventional Hydroelectric | HY |  | S | X | X |  |  | 12.5 |  | 12.5 | 12.5 |  | N |  |  | IP | X |  |  |  |  | N | Electric Utility | 1 | X X: X; RC RC: WAT |  |  | N |  |  | 10M
2518 | U S Bureau of Reclamation | 6397 | Boise R Diversion | ID | Ada | 1 | Conventional Hydroelectric | HY |  | S | X | X |  |  | 0.5 | 1 | 0.5 | 0.5 | 0 | N |  |  | RE | X | 5 | 1912 | 6 | 2004 | N | Electric Utility | 1 | X X: X; RC RC: WAT |  |  | N |  |  | 10M
2518 | U S Bureau of Reclamation | 6397 | Boise R Diversion | ID | Ada | 2 | Conventional Hydroelectric | HY |  | S | X | X |  |  | 0.5 | 1 | 0.5 | 0.5 | 0 | N |  |  | RE | X | 5 | 1912 | 6 | 2004 | N | Electric Utility | 1 | X X: X; RC RC: WAT | [5 empty] | 10M
2518 | U S Bureau of Reclamation | 6397 | Boise R Diversion | ID | Ada | 3 | Conventional Hydroelectric | HY |  | S | X | X |  |  | 0.5 | 1 | 0.5 | 0.5 | 0 | N |  |  | RE | X | 5 | 1912 | 6 | 2004 | N | Electric Utility | 1 | X X: X; RC RC: WAT |  |  | N |  |  | 10M
10071 | Kauai Island Utility Cooperative | 6474 | Port Allen (HI) | HI | Kauai | ST1 | Petroleum Liquids | ST | CC1 | S | X | X |  |  | 10 | 0.8 | 9 | 9 | 1.5 | N |  |  | RE | X | 1 | 1969 | 2 | 2019 | N | Electric Utility | 1 | X X: X; RC RC: DFO; NG NG: WO; DFO DFO: DFO |  |  | N | N |  | OVER | [7 empty] | N | Y | N
8287 | Hawaii Electric Light Co Inc | 6478 | Shipman | HI | Hawaii | 1 | Petroleum Liquids | ST |  | S | X | X |  |  | 3.5 |  | 3.4 | 3.4 |  |  |  |  | RE | X | 12 | 1943 | 1 | 2001 | N | Electric Utility | 1 | X X: X; RC RC: RFO
8287 | Hawaii Electric Light Co Inc | 6478 | Shipman | HI | Hawaii | 3 | Petroleum Liquids | ST |  | S | X | X |  |  | 7.5 | 0.9 | 7.5 | 7.5 | 3 |  |  |  | RE | X | 12 | 1955 | 12 | 2015 | N | Electric Utility | 1 | X X: X; RC RC: RFO; NG NG: DFO; DFO DFO: PG |  |  | N |  |  | 12H | [8 empty] | N | N
8287 | Hawaii Electric Light Co Inc | 6478 | Shipman | HI | Hawaii | 4 | Petroleum Liquids | ST |  | S | X | X |  |  | 7.5 | 0.9 | 7.5 | 7.5 | 3 |  |  |  | RE | X | 7 | 1958 | 12 | 2015 | N | Electric Utility | 1 | X X: X; RC RC: RFO; NG NG: DFO; DFO DFO: PG |  |  | N |  |  | 12H | [8 empty] | N | N
14354 | PacifiCorp | 6482 | Cline Falls | OR | Deschutes | 1 | Conventional Hydroelectric | HY |  | S | X | X |  |  | 1 | 0.9 | 1.1 | 1.1 | 0 | N |  |  | RE | X | 5 | 1943 | 2 | 2010 | N | Electric Utility | 1 | X X: X; RC RC: WAT |  |  | N |  |  | 10M | [7 empty] | N
17166 | Sierra Pacific Power Co | 6509 | Battle Mountain | NV | Lander | 1 | Petroleum Liquids | IC |  | S | X | X |  |  | 2 |  | 1.8 | 2 |  | N |  |  | RE | X | 1 | 1967 | 1 | 2011 | N | Electric Utility | 1 | X X: X; RC RC: DFO
17166 | Sierra Pacific Power Co | 6509 | Battle Mountain | NV | Lander | 2 | Petroleum Liquids | IC |  | S | X | X |  |  | 2 |  | 1.8 | 2 |  | N |  |  | RE | X | 1 | 1967 | 1 | 2011 | N | Electric Utility | 1 | X X: X; RC RC: DFO
17166 | Sierra Pacific Power Co | 6509 | Battle Mountain | NV | Lander | 3 | Petroleum Liquids | IC |  | S | X | X |  |  | 2 |  | 1.8 | 2 |  | N |  |  | RE | X | 1 | 1967 | 1 | 2011 | N | Electric Utility | 1 | X X: X; RC RC: DFO
17166 | Sierra Pacific Power Co | 6509 | Battle Mountain | NV | Lander | 4 | Petroleum Liquids | IC |  | S | X | X |  |  | 2 |  | 1.8 | 2 |  | N |  |  | RE | X | 1 | 1967 | 1 | 2011 | N | Electric Utility | 1 | X X: X; RC RC: DFO
17166 | Sierra Pacific Power Co | 6511 | Fallon | NV | Churchill | 1 | Petroleum Liquids | IC |  | S | X | X |  |  | 2 |  | 1.7 | 1.8 |  | N |  |  | RE | X | 1 | 1966 | 12 | 1998 | N | Electric Utility | 1 | X X: X; RC RC: DFO; NG NG: NG
17166 | Sierra Pacific Power Co | 6512 | Farad | CA | Nevada | 1 | Conventional Hydroelectric | HY |  | S | X | X |  |  | 1.4 |  | 1.4 | 1.2 |  | N |  |  | RE | X | 1 | 1933 | 5 | 2006 | N | Electric Utility | 1 | X X: X; RC RC: WAT
17166 | Sierra Pacific Power Co | 6512 | Farad | CA | Nevada | 2 | Conventional Hydroelectric | HY |  | S | X | X |  |  | 1.4 |  | 1.4 | 1.2 |  | N |  |  | RE | X | 1 | 1933 | 5 | 2006 | N | Electric Utility | 1 | X X: X; RC RC: WAT
17166 | Sierra Pacific Power Co | 6514 | Gabbs | NV | Nye | 1 | Petroleum Liquids | IC |  | S | X | X |  |  | 2.7 |  | 2.7 | 2.7 |  | N |  |  | RE | X | 1 | 1969 | 1 | 2013 | N | Electric Utility | 1 | X X: X; RC RC: DFO
17166 | Sierra Pacific Power Co | 6514 | Gabbs | NV | Nye | 2 | Petroleum Liquids | IC |  | S | X | X |  |  | 2.7 |  | 2.7 | 2.7 |  | N |  |  | RE | X | 1 | 1969 | 1 | 2013 | N | Electric Utility | 1 | X X: X; RC RC: DFO
56146 | Black Hills Colorado Electric, LLC | 6516 | Rocky Ford | CO | Otero | IC1 | Petroleum Liquids | IC |  | S | X | X |  |  | 2 | 0.8 | 2 | 2 | 2 | N |  |  | RE | X | 6 | 1964 | 9 | 2018 | N | Electric Utility | 1 | X X: X; RC RC: DFO |  |  | N | N |  | 10M | [7 empty] | N | N | N
57222 | Liberty Utilities (CalPeco Electric) LLC | 6518 | Kings Beach | CA | Placer | 1 | Petroleum Liquids | IC |  | S | X | X |  |  | 2.7 |  | 2.7 | 2.7 |  | N |  |  | RE | X | 1 | 1969 | 3 | 2008 | N | Electric Utility | 1 | X X: X; RC RC: DFO |  |  | N | N |  | 10M | [7 empty] | N | N | N
57222 | Liberty Utilities (CalPeco Electric) LLC | 6518 | Kings Beach | CA | Placer | 2 | Petroleum Liquids | IC |  | S | X | X |  |  | 2.7 |  | 2.7 | 2.7 |  | N |  |  | RE | X | 1 | 1969 | 3 | 2008 | N | Electric Utility | 1 | X X: X; RC RC: DFO |  |  | N | N |  | 10M | [7 empty] | N | N | N
57222 | Liberty Utilities (CalPeco Electric) LLC | 6518 | Kings Beach | CA | Placer | 3 | Petroleum Liquids | IC |  | S | X | X |  |  | 2.7 |  | 2.7 | 2.7 |  | N |  |  | RE | X | 1 | 1969 | 3 | 2008 | N | Electric Utility | 1 | X X: X; RC RC: DFO |  |  | N | N |  | 10M | [7 empty] | N | N | N
57222 | Liberty Utilities (CalPeco Electric) LLC | 6518 | Kings Beach | CA | Placer | 4 | Petroleum Liquids | IC |  | S | X | X |  |  | 2.7 |  | 2.7 | 2.7 |  | N |  |  | RE | X | 1 | 1969 | 3 | 2008 | N | Electric Utility | 1 | X X: X; RC RC: DFO |  |  | N | N |  | 10M | [7 empty] | N | N | N
57222 | Liberty Utilities (CalPeco Electric) LLC | 6518 | Kings Beach | CA | Placer | 5 | Petroleum Liquids | IC |  | S | X | X |  |  | 2.7 |  | 2.7 | 2.7 |  | N |  |  | RE | X | 1 | 1969 | 3 | 2008 | N | Electric Utility | 1 | X X: X; RC RC: DFO |  |  | N | N |  | 10M | [7 empty] | N | N | N
57222 | Liberty Utilities (CalPeco Electric) LLC | 6518 | Kings Beach | CA | Placer | 6 | Petroleum Liquids | IC |  | S | X | X |  |  | 2.7 |  | 2.7 | 2.7 |  | N |  |  | RE | X | 1 | 1969 | 3 | 2008 | N | Electric Utility | 1 | X X: X; RC RC: DFO |  |  |  | N |  | 10M | [7 empty] | N | N | N
40444 | Truckee-Carson Irrigation District | 6521 | Lahontan | NV | Churchill | IC1 | Petroleum Liquids | IC |  | S | X | X |  |  | 1 |  | 0.9 | 0.9 |  |  |  |  | RE | X | 1 | 1949 | 12 | 1992 | N | IPP Non-CHP | 2 | X X: X; RC RC: DFO |  |  |  | N
40444 | Truckee-Carson Irrigation District | 6521 | Lahontan | NV | Churchill | IC2 | Petroleum Liquids | IC |  | S | X | X |  |  | 1 |  | 0.9 | 0.9 |  |  |  |  | RE | X | 1 | 1949 | 12 | 1992 | N | IPP Non-CHP | 2 | X X: X; RC RC: DFO |  |  |  | N
17166 | Sierra Pacific Power Co | 6524 | Portola | CA | Plumas | 1 | Petroleum Liquids | IC |  | S | X | X |  |  | 2 |  | 2 | 2 |  | N |  |  | RE | X | 1 | 1965 | 1 | 2007 | N | Electric Utility | 1 | X X: X; RC RC: DFO
17166 | Sierra Pacific Power Co | 6524 | Portola | CA | Plumas | 2 | Petroleum Liquids | IC |  | S | X | X |  |  | 2 |  | 2 | 2 |  | N |  |  | RE | X | 1 | 1965 | 1 | 2007 | N | Electric Utility | 1 | X X: X; RC RC: DFO
17166 | Sierra Pacific Power Co | 6524 | Portola | CA | Plumas | 3 | Petroleum Liquids | IC |  | S | X | X |  |  | 2 |  | 2 | 2 |  | N |  |  | RE | X | 1 | 1965 | 1 | 2007 | N | Electric Utility | 1 | X X: X; RC RC: DFO
17166 | Sierra Pacific Power Co | 6530 | Valley Road | NV | Washoe | 1 | Petroleum Liquids | IC |  | S | X | X |  |  | 2 |  | 2 | 2 |  | N |  |  | RE | X | 1 | 1960 | 1 | 2011 | N | Electric Utility | 1 | X X: X; RC RC: DFO
17166 | Sierra Pacific Power Co | 6530 | Valley Road | NV | Washoe | 2 | Petroleum Liquids | IC |  | S | X | X |  |  | 2 |  | 2 | 2 |  | N |  |  | RE | X | 1 | 1960 | 1 | 2011 | N | Electric Utility | 1 | X X: X; RC RC: DFO
17166 | Sierra Pacific Power Co | 6530 | Valley Road | NV | Washoe | 3 | Petroleum Liquids | IC |  | S | X | X |  |  | 2 |  | 2 | 2 |  | N |  |  | RE | X | 1 | 1960 | 1 | 2011 | N | Electric Utility | 1 | X X: X; RC RC: DFO
17166 | Sierra Pacific Power Co | 6533 | Winnemucca | NV | Humboldt | 1 | Natural Gas Fired Combustion Turbine | GT |  | S | X | X |  |  | 14.9 |  | 15 | 17 |  | N |  |  | RE | X | 1 | 1970 | 1 | 2011 | N | Electric Utility | 1 | X X: X; RC RC: NG; NG NG: PG
14354 | PacifiCorp | 6553 | Little Mountain | UT | Weber | 1 | Natural Gas Fired Combustion Turbine | GT |  | S | X | X |  |  | 16 |  | 14 | 14 |  | N |  |  | RE | X | 3 | 1971 | 12 | 2011 | N | Electric Utility | 1 | X X: X; RC RC: NG; NG NG: DFO |  |  | N | [10 empty] | N
20214 | Waverly Municipal Elec Utility | 6554 | Waverly Municipal Electric North Plant | IA | Bremer | 5 | Natural Gas Internal Combustion Engine | IC |  | S | X | X |  |  | 1.2 | 0.8 | 1.2 | 1.2 | 0.7 |  |  |  | RE | X | 8 | 1948 | 9 | 2013 | N | Electric Utility | 1 | X X: X; RC RC: NG; NG NG: DFO |  |  | N |  |  | 1H | [8 empty] | N | Y
20214 | Waverly Municipal Elec Utility | 6554 | Waverly Municipal Electric North Plant | IA | Bremer | 6 | Natural Gas Internal Combustion Engine | IC |  | S | X | X |  |  | 1.3 | 0.8 | 1.3 | 1.3 | 0.7 |  |  |  | RE | X | 8 | 1952 | 9 | 2013 | N | Electric Utility | 1 | X X: X; RC RC: NG; NG NG: DFO |  |  | N |  |  | 1H | [8 empty] | N | Y
12119 | McGrath Light & Power Co | 6555 | McGrath | AK | Yukon Koyukuk | 3 | Petroleum Liquids | IC |  | S | X | X |  |  | 0.2 |  | 0.2 | 0.2 | 0 |  |  |  | RE | X | 8 | 1979 | 10 | 2010 | N | Electric Utility | 1 | X X: X; RC RC: DFO |  |  | N | [6 empty] | Y |  |  |  | N
12119 | McGrath Light & Power Co | 6555 | McGrath | AK | Yukon Koyukuk | 4 | Petroleum Liquids | IC |  | S | X | X |  |  | 0.2 |  | 0.1 | 0.2 | 0 |  |  |  | RE | X | 8 | 1979 | 10 | 2010 | N | Electric Utility | 1 | X X: X; RC RC: DFO |  |  | N | [6 empty] | Y |  |  |  | N
12119 | McGrath Light & Power Co | 6555 | McGrath | AK | Yukon Koyukuk | 5 | Petroleum Liquids | IC |  | S | X | X |  |  | 0.6 |  | 0.6 | 0.6 | 0 |  |  |  | RE | X | 8 | 1979 | 10 | 2010 | N | Electric Utility | 1 | X X: X; RC RC: DFO |  |  | N
298 | City of Alexandria - (LA) | 6558 | D G Hunter | LA | Rapides | 1 | Natural Gas Steam Turbine | ST |  | S | X | X |  |  | 17.5 | 0.85 | 16 | 16 |  | N |  |  | RE | X | 0 | 1956 | 1 | 2005 | N | Electric Utility | 1 | X X: X; RC RC: NG; NG NG: DFO |  |  | N | N |  | 12H | [7 empty] | Y | N
298 | City of Alexandria - (LA) | 6558 | D G Hunter | LA | Rapides | 2 | Natural Gas Steam Turbine | ST |  | S | X | X |  |  | 17.5 | 0.85 | 16 | 16 | 3 | N |  |  | RE | X | 0 | 1956 | 1 | 2005 | N | Electric Utility | 1 | X X: X; RC RC: NG; NG NG: DFO |  |  | N | N |  | 12H | [7 empty] | Y | N
298 | City of Alexandria - (LA) | 6558 | D G Hunter | LA | Rapides | 3 | Natural Gas Steam Turbine | ST |  | S | X | X |  |  | 55 | 0.9 | 50 | 50 | 25 | N |  |  | RE | X | 5 | 1965 | 3 | 2016 | N | Electric Utility | 1 | X X: X; RC RC: NG; NG NG: DFO; DFO DFO: NG |  |  | N | N |  | 12H | [7 empty] | Y | N | Y
298 | City of Alexandria - (LA) | 6558 | D G Hunter | LA | Rapides | 4 | Natural Gas Steam Turbine | ST |  | S | X | X |  |  | 85 | 0.85 | 80 | 80 | 25 | N |  |  | RE | X | 7 | 1974 | 3 | 2016 | N | Electric Utility | 1 | X X: X; RC RC: NG; NG NG: DFO; DFO DFO: NG |  |  | N | N |  | 12H | [7 empty] | Y | N | Y
3522 | Chugach Electric Assn Inc | 6559 | George M Sullivan Generation Plant 2 | AK | Anchorage | 5 | Natural Gas Fired Combined Cycle | CT | CC1 | S | X | X |  |  | 38.1 | 0.9 | 33.8 | 37.4 |  | N |  |  | RE | X | 1 | 1975 | 12 | 2016 | N | Electric Utility | 1 | X X: X; RC RC: NG; NG NG: DFO |  |  | N | N |  | 1H | [7 empty] | N | Y | Y
3522 | Chugach Electric Assn Inc | 6559 | George M Sullivan Generation Plant 2 | AK | Anchorage | 6 | Natural Gas Fired Combined Cycle | CA | CC1 | S | N | X |  |  | 33 | 0.85 | 34 | 37.5 |  | N |  |  | RE | X | 3 | 1979 | 12 | 2016 | N | Electric Utility | 1 | [11 empty] | N | N |  | 12H | bar: X X to RC RC
1615 | Town of Berlin - (MD) | 6565 | Berlin | MD | Worcester | 2A | Petroleum Liquids | IC |  | S | X | X |  |  | 1.8 | 0.8 | 1.8 | 1.8 | 0.8 | N |  |  | RE | X | 7 | 1999 | 6 | 2019 | N | Electric Utility | 1 | X X: X; RC RC: DFO |  |  | N | N |  | 10M | [7 empty] | N | N | N
1615 | Town of Berlin - (MD) | 6565 | Berlin | MD | Worcester | 3A | Petroleum Liquids | IC |  | S | X | X |  |  | 1.8 | 0.8 | 1.8 | 1.8 | 0.8 | N |  |  | RE | X | 12 | 1999 | 6 | 2004 | N | Electric Utility | 1 | X X: X; RC RC: DFO |  |  | N | N |  | 10M | [7 empty] | N | N | N
1615 | Town of Berlin - (MD) | 6565 | Berlin | MD | Worcester | 4A | Petroleum Liquids | IC |  | S | X | X |  |  | 1.8 | 0.8 | 1.8 | 1.8 | 0.8 | N |  |  | RE | X | 7 | 2000 | 5 | 2020 | N | Electric Utility | 1 | X X: X; RC RC: DFO |  |  | N | N |  | 10M | [7 empty] | N | N | N
1615 | Town of Berlin - (MD) | 6565 | Berlin | MD | Worcester | 6A | Petroleum Liquids | IC |  | S | X | X |  |  | 5 |  | 5 | 5 |  |  |  |  | CN | X |  |  |  |  | N | Electric Utility | 1 | X X: X; RC RC: DFO |  |  | N
1615 | Town of Berlin - (MD) | 6565 | Berlin | MD | Worcester | 7A | Petroleum Liquids | IC |  | S | X | X |  |  | 7.5 |  | 7.5 | 7.5 |  |  |  |  | CN | X |  |  |  |  | N | Electric Utility | 1 | X X: X; RC RC: DFO
1857 | Block Island Utility District | 6567 | Block Island | RI | Washington | 11 | Petroleum Liquids | IC |  | S | X | X |  |  | 1 |  | 0.8 | 0.8 |  | N |  |  | RE | X | 88 | 1972 | 1 | 2005 | N | Electric Utility | 1 | X X: X; RC RC: DFO |  |  | N | N |  | 10M
1857 | Block Island Utility District | 6567 | Block Island | RI | Washington | 19 | Petroleum Liquids | IC |  | S | X | X |  |  | 1.1 |  | 1 | 1 |  | N |  |  | RE | X | 8 | 1993 | 6 | 2012 | N | Electric Utility | 1 | X X: X; RC RC: DFO |  |  | N | N |  | 10M
1857 | Block Island Utility District | 6567 | Block Island | RI | Washington | 21 | Petroleum Liquids | IC |  | S | X | X |  |  | 1.6 |  | 1.5 | 1.5 |  | N |  |  | RE | X | 5 | 1997 | 1 | 2002 | N | Electric Utility | 1 | X X: X; RC RC: DFO |  |  | N | N |  | 10M | [7 empty] | N
1857 | Block Island Utility District | 6567 | Block Island | RI | Washington | 22 | Petroleum Liquids | IC |  | S | X | X |  |  | 1.3 | 0.8 | 1.2 | 1.2 | 0.9 | N |  |  | RE | X | 6 | 1999 | 7 | 2016 | N | Electric Utility | 1 | X X: X; RC RC: DFO |  |  | N | N |  | 10M | [8 empty] | N
1857 | Block Island Utility District | 6567 | Block Island | RI | Washington | 26 | Petroleum Liquids | IC |  | S | X | X |  |  | 1.8 | 0.8 | 1.8 | 1.8 | 1.8 | N |  |  | RE | X | 6 | 2012 | 1 | 2017 | N | Electric Utility | 1 | X X: X; RC RC: DFO |  |  | N | N |  | 10M | [7 empty] | N
9776 | City of Johnson - (KS) | 6579 | Johnson | KS | Stanton | 1 | Petroleum Liquids | IC |  | S | X | X |  |  | 0.6 | 0.8 | 0.6 | 0.6 | 0.3 |  |  |  | RE | X | 6 | 1959 | 8 | 2017 | N | Electric Utility | 1 | X X: X; RC RC: DFO; NG NG: NG | [5 empty] | 12H | [7 empty] | Y |  | Y
9776 | City of Johnson - (KS) | 6579 | Johnson | KS | Stanton | 2 | Petroleum Liquids | IC |  | S | X | X |  |  | 0.9 | 0.8 | 0.7 | 0.7 | 0.3 |  |  |  | RE | X | 6 | 1963 | 8 | 2017 | N | Electric Utility | 1 | X X: X; RC RC: DFO; NG NG: NG | [5 empty] | 12H | [7 empty] | Y | N | Y
9776 | City of Johnson - (KS) | 6579 | Johnson | KS | Stanton | 4 | Petroleum Liquids | IC |  | S | X | X |  |  | 0.5 | 0.8 | 0.5 | 0.5 | 0.3 |  |  |  | RE | X | 5 | 1954 | 8 | 2017 | N | Electric Utility | 1 | X X: X; RC RC: DFO; NG NG: NG | [5 empty] | 12H | [7 empty] | Y | N | Y
9776 | City of Johnson - (KS) | 6579 | Johnson | KS | Stanton | 5 | Petroleum Liquids | IC |  | S | X | X |  |  | 0.3 | 0.8 | 0.3 | 0.3 | 0.1 |  |  |  | RE | X | 3 | 1950 | 8 | 2017 | N | Electric Utility | 1 | X X: X; RC RC: DFO; NG NG: NG | [5 empty] | 12H | [7 empty] | Y | N | Y
9776 | City of Johnson - (KS) | 6579 | Johnson | KS | Stanton | 7 | Petroleum Liquids | IC |  | S | X | X |  |  | 1.5 | 0.8 | 1.2 | 1.2 | 0.6 |  |  |  | RE | X | 6 | 1983 | 8 | 2017 | N | Electric Utility | 1 | X X: X; RC RC: DFO; NG NG: NG | [5 empty] | 12H | [7 empty] | Y |  | Y
9776 | City of Johnson - (KS) | 6579 | Johnson | KS | Stanton | 8 | Natural Gas Internal Combustion Engine | IC |  | S | X | X |  |  | 1.2 | 0.8 | 1.1 | 1.1 | 0.6 |  |  |  | RE | X | 4 | 1993 | 8 | 2017 | N | Electric Utility | 1 | X X: X; RC RC: NG; NG NG: DFO | [5 empty] | 12H | [7 empty] | Y |  | Y
9776 | City of Johnson - (KS) | 6579 | Johnson | KS | Stanton | IC6 | Petroleum Liquids | IC |  | S | X | X |  |  | 1.5 | 0.8 | 1.2 | 1.2 | 0.6 |  |  |  | RE | X | 11 | 1986 | 8 | 2017 | N | Electric Utility | 1 | X X: X; RC RC: DFO; NG NG: NG | [5 empty] | 12H | [7 empty] | Y |  | Y
50079 | Utility Board of Key West City | 6582 | Cudjoe | FL | Monroe | 2 | Petroleum Liquids | IC |  | S | X | X |  |  | 2.7 |  | 2.5 | 2.5 |  | N |  |  | RE | X | 8 | 1966 | 9 | 2006 | N | Electric Utility | 1 | X X: X; RC RC: DFO |  |  | N
50079 | Utility Board of Key West City | 6582 | Cudjoe | FL | Monroe | 3 | Petroleum Liquids | IC |  | S | X | X |  |  | 2.3 |  | 2 | 2 |  | N |  |  | RE | X | 8 | 1968 | 9 | 2006 | N | Electric Utility | 1 | X X: X; RC RC: DFO |  |  | N
50079 | Utility Board of Key West City | 6584 | Stock Island | FL | Monroe | IC1 | Petroleum Liquids | IC |  | W | X | X |  |  | 2.5 |  | 1.5 | 1.5 |  | N |  |  | RE | X | 1 | 1965 | 12 | 2009 | N | Electric Utility | 1 | X X: X; RC RC: DFO |  |  | N | [12 empty] | N
50079 | Utility Board of Key West City | 6584 | Stock Island | FL | Monroe | IC2 | Petroleum Liquids | IC |  | W | X | X |  |  | 2.5 |  | 1.5 | 1.5 |  | N |  |  | RE | X | 1 | 1965 | 12 | 2009 | N | Electric Utility | 1 | X X: X; RC RC: DFO |  |  | N
50079 | Utility Board of Key West City | 6584 | Stock Island | FL | Monroe | IC3 | Petroleum Liquids | IC |  | W | X | X |  |  | 2.5 |  | 1.5 | 1.5 |  | N |  |  | RE | X | 1 | 1965 | 12 | 2009 | N | Electric Utility | 1 | X X: X; RC RC: DFO |  |  | N | [10 empty] | N |  | N
11624 | Town of Marblehead - (MA) | 6585 | Commercial Street | MA | Essex | 2 | Petroleum Liquids | IC |  | S | X | X |  |  | 1.1 |  | 1 | 1 |  | N |  |  | RE | X | 11 | 1975 | 6 | 2010 | N | Electric Utility | 1 | X X: X; RC RC: DFO |  |  | N | N
4180 | Connecticut Mun Elec Engy Coop | 6635 | A L Pierce | CT | New Haven | 1 | Petroleum Liquids | ST |  | U | X | X |  |  | 7.5 |  | 7.5 | 7.5 |  |  |  |  | RE | X | 8 | 1953 | 12 | 1998 | N | Electric Utility | 1 | X X: X; RC RC: DFO
4180 | Connecticut Mun Elec Engy Coop | 6635 | A L Pierce | CT | New Haven | 2 | Petroleum Liquids | ST |  | U | X | X |  |  | 7.5 |  | 7.3 | 7.5 |  |  |  |  | RE | X | 8 | 1953 | 7 | 2000 | N | Electric Utility | 1 | X X: X; RC RC: DFO | [13 empty] | N
4180 | Connecticut Mun Elec Engy Coop | 6635 | A L Pierce | CT | New Haven | 3 | Petroleum Liquids | ST |  | U | X | X |  |  | 7.5 |  | 7.3 | 7.5 |  |  |  |  | RE | X | 8 | 1953 | 7 | 2000 | N | Electric Utility | 1 | X X: X; RC RC: DFO
221 | Alaska Village Elec Coop, Inc | 6637 | Yakutat | AK | Yakutat | 2A | Petroleum Liquids | IC |  | S | X | X |  |  | 0.8 | 0.8 | 0.8 | 0.8 | 0 |  |  |  | RE | X | 2 | 1984 | 6 | 1999 | Y | Electric Utility | 1 | X X: T; RC RC: DFO |  |  | N | [11 empty] | N
221 | Alaska Village Elec Coop, Inc | 6637 | Yakutat | AK | Yakutat | 3 | Petroleum Liquids | IC |  | S | X | X |  |  | 0.6 |  | 0.6 | 0.6 |  |  |  |  | RE | X | 3 | 1973 | 6 | 1999 | Y | Electric Utility | 1 | X X: T; RC RC: DFO |  |  | N |  |  | 10M | [8 empty] | N
221 | Alaska Village Elec Coop, Inc | 6637 | Yakutat | AK | Yakutat | 4 | Petroleum Liquids | IC |  | S | X | X |  |  | 1.1 |  | 1.1 | 1.1 |  |  |  |  | RE | X | 3 | 1973 | 6 | 1993 | Y | Electric Utility | 1 | X X: T; RC RC: DFO |  |  | N |  |  | 10M
221 | Alaska Village Elec Coop, Inc | 6637 | Yakutat | AK | Yakutat | 4A | Petroleum Liquids | IC |  | S | X | X |  |  | 1.1 | 0.8 | 1.1 | 1.1 | 0 |  |  |  | RE | X | 6 | 1993 | 8 | 2014 | Y | Electric Utility | 1 | X X: T; RC RC: DFO |  |  | N |  |  | 12H
221 | Alaska Village Elec Coop, Inc | 6637 | Yakutat | AK | Yakutat | 5 | Petroleum Liquids | IC |  | S | X | X |  |  | 0.3 |  | 0.3 | 0.3 |  |  |  |  | RE | X | 6 | 1989 | 12 | 2006 | Y | Electric Utility | 1 | X X: T; RC RC: DFO |  |  | N
12397 | Metropolitan Water District of S CA | 6643 | Greg Avenue | CA | Los Angeles | 1 | Conventional Hydroelectric | HY |  | S | X | X |  |  | 1 | 1 | 1 | 1 | 0.2 | N |  |  | RE | X | 12 | 1979 | 3 | 2019 | N | Electric Utility | 1 | X X: X; RC RC: WAT | [5 empty] | 12H
55983 | Luminant Generation Company LLC | 6648 | Sandow No 4 | TX | Milam | 4 | Conventional Steam Coal | ST |  | S | X | X |  |  | 590.6 | 0.94 | 600 | 600 | 310 | N |  |  | RE | X | 5 | 1981 | 1 | 2018 | N | IPP Non-CHP | 2 | X X: X; RC RC: LIG; NG NG: DFO; DFO DFO: DFO |  |  | N | N |  | OVER |  | Y |  |  |  | Y |  | N | N | N
29297 | Pelican Utility | 6702 | Pelican | AK | Skagway Hoonah Angoon | IC1 | Petroleum Liquids | IC |  | W | X | X |  |  | 0.3 |  | 0.3 | 0.3 |  |  |  |  | RE | X | 12 | 1989 | 12 | 2011 | N | Electric Utility | 1 | X X: X; RC RC: DFO |  |  | N
29297 | Pelican Utility | 6702 | Pelican | AK | Skagway Hoonah Angoon | IC2 | Petroleum Liquids | IC |  | W | X | X |  |  | 0.1 |  | 0.1 | 0.1 |  |  |  |  | RE | X | 7 | 1964 | 12 | 2011 | N | Electric Utility | 1 | X X: X; RC RC: DFO
29297 | Pelican Utility | 6702 | Pelican | AK | Skagway Hoonah Angoon | IC3 | Petroleum Liquids | IC |  | W | X | X |  |  | 0.2 |  | 0.2 | 0.2 |  |  |  |  | RE | X | 9 | 1974 | 12 | 2011 | N | Electric Utility | 1 | X X: X; RC RC: DFO
29297 | Pelican Utility | 6702 | Pelican | AK | Skagway Hoonah Angoon | IC4 | Petroleum Liquids | IC |  | W | X | X |  |  | 0.2 |  | 0.2 | 0.2 |  |  |  |  | RE | X | 6 | 1980 | 12 | 2011 | N | Electric Utility | 1 | X X: X; RC RC: DFO
29297 | Pelican Utility | 6702 | Pelican | AK | Skagway Hoonah Angoon | IC5 | Petroleum Liquids | IC |  | W | X | X |  |  | 0.4 |  | 0.4 | 0.4 |  |  |  |  | RE | X | 7 | 1990 | 12 | 2011 | N | Electric Utility | 1 | X X: X; RC RC: DFO | [13 empty] | N
17609 | Southern California Edison Co | 6704 | Pebbly Beach Generating Station Hybrid | CA | Los Angeles | MT12 | Petroleum Liquids | GT |  | S | X | X |  |  | 0.1 |  | 0.1 | 0.1 |  |  |  |  | CN | X |  |  |  |  | N | Electric Utility | 1 | [11 empty] | N | [10 empty] | N | bar: X X to RC RC
17609 | Southern California Edison Co | 6704 | Pebbly Beach Generating Station Hybrid | CA | Los Angeles | MT13 | Petroleum Liquids | GT |  | S | X | X |  |  | 0.1 |  | 0.1 | 0.1 |  |  |  |  | CN | X |  |  |  |  | N | Electric Utility | 1 | [11 empty] | N | [10 empty] | N | bar: X X to RC RC
11241 | Entergy Louisiana LLC | 6706 | Thibodaux | LA | Lafourche | 9 | Natural Gas Steam Turbine | ST |  | S | X | X |  |  | 21 |  | 19 | 19 |  |  |  |  | RE | X | 0 | 1968 | 1 | 2002 | N | Electric Utility | 1 | X X: X; RC RC: NG; NG NG: RFO
20447 | Western Farmers Elec Coop, Inc | 6772 | Hugo | OK | Choctaw | 2 | Conventional Steam Coal | ST |  | S | X | X |  |  | 750 | 0.75 | 750 | 750 |  |  |  |  | CN | X |  |  |  |  | N | Electric Utility | 1 | X X: X; RC RC: SUB |  |  | N |  |  |  |  | Y |  |  |  | Y |  | N
56598 | Major Oak Power, LLC | 7030 | Major Oak Power | TX | Robertson | 3 | Conventional Steam Coal | ST |  | S | X | X |  |  | 600 |  | 600 | 600 |  | N |  |  | CN | X |  |  |  |  | N | IPP Non-CHP | 2 | X X: X; RC RC: LIG | [14 empty] | Y
10963 | Lewiston City of | 7044 | Bates Mill Upper | ME | Androscoggin | BU1 | Conventional Hydroelectric | HY |  | S | X | X |  |  | 1.2 | 0.9 | 0.9 | 0.9 | 0.1 | N |  |  | RE | X | 2 | 1986 | 9 | 2006 | N | IPP Non-CHP | 2 | X X: X; RC RC: WAT |  |  |  |  | 0 | 10M
10963 | Lewiston City of | 7044 | Bates Mill Upper | ME | Androscoggin | BU2 | Conventional Hydroelectric | HY |  | S | X | X |  |  | 1.5 | 0.9 | 0.9 | 0.9 | 0.1 | N |  |  | RE | X | 2 | 1986 | 9 | 2006 | N | IPP Non-CHP | 2 | X X: X; RC RC: WAT |  |  |  |  | 0 | 10M
10963 | Lewiston City of | 7044 | Bates Mill Upper | ME | Androscoggin | BU3 | Conventional Hydroelectric | HY |  | S | X | X |  |  | 1.2 | 0.9 | 0.9 | 0.9 | 0.1 | N |  |  | RE | X | 2 | 1986 | 9 | 2006 | N | IPP Non-CHP | 2 | X X: X; RC RC: WAT |  |  |  |  | 0 | 10M
10963 | Lewiston City of | 7048 | Hill Mill | ME | Androscoggin | HM1 | Conventional Hydroelectric | HY |  | S | X | X |  |  | 0.3 | 0.9 | 0.3 | 0.3 | 0.1 | N |  |  | RE | X | 2 | 1986 | 9 | 2006 | N | IPP Non-CHP | 2 | X X: X; RC RC: WAT |  |  |  |  | 0 | 10M
10963 | Lewiston City of | 7048 | Hill Mill | ME | Androscoggin | HM2 | Conventional Hydroelectric | HY |  | S | X | X |  |  | 0.3 | 0.9 | 0.3 | 0.3 | 0.1 | N |  |  | RE | X | 2 | 1986 | 9 | 2006 | N | IPP Non-CHP | 2 | X X: X; RC RC: WAT |  |  |  |  | 0 | 10M
10963 | Lewiston City of | 7048 | Hill Mill | ME | Androscoggin | HM3 | Conventional Hydroelectric | HY |  | S | X | X |  |  | 0.3 | 0.9 | 0.3 | 0.3 | 0.1 | N |  |  | RE | X | 2 | 1986 | 9 | 2006 | N | IPP Non-CHP | 2 | X X: X; RC RC: WAT |  |  |  |  | 0 | 10M
10963 | Lewiston City of | 7048 | Hill Mill | ME | Androscoggin | HM4 | Conventional Hydroelectric | HY |  | S | X | X |  |  | 0.3 | 0.9 | 0.3 | 0.3 | 0.1 | N |  |  | RE | X | 2 | 1986 | 9 | 2006 | N | IPP Non-CHP | 2 | X X: X; RC RC: WAT |  |  |  |  | 0 | 10M
10963 | Lewiston City of | 7048 | Hill Mill | ME | Androscoggin | HM5 | Conventional Hydroelectric | HY |  | S | X | X |  |  | 0.3 | 0.9 | 0.3 | 0.3 | 0.1 | N |  |  | RE | X | 2 | 1986 | 9 | 2006 | N | IPP Non-CHP | 2 | X X: X; RC RC: WAT |  |  |  |  | 0 | 10M
10963 | Lewiston City of | 7048 | Hill Mill | ME | Androscoggin | HM6 | Conventional Hydroelectric | HY |  | S | X | X |  |  | 0.3 | 0.9 | 0.3 | 0.3 | 0.1 | N |  |  | RE | X | 2 | 1986 | 9 | 2006 | N | IPP Non-CHP | 2 | X X: X; RC RC: WAT |  |  |  |  | 0 | 10M
17539 | Dominion Energy South Carolina, Inc | 7106 | NA 1 (SC) | SC | NOT IN FILE | GT1 | Natural Gas Fired Combustion Turbine | GT |  | S | X | X |  |  | 170 |  | 150 | 150 |  | N |  |  | IP | X |  |  |  |  | N | Electric Utility | 1 | X X: X; RC RC: NG; NG NG: DFO |  |  | N
8366 | Heber Light & Power Company | 7111 | Heber City | UT | Wasatch | NA1 | Natural Gas Internal Combustion Engine | IC |  | S | X | X |  |  | 0.6 |  | 0.6 | 0.6 |  | N |  |  | RE | X | 12 | 1987 | 7 | 2003 | N | Electric Utility | 1 | [12 empty] | N |  | 10M | [7 empty] | N | N | N | bar: X X to RC RC
8366 | Heber Light & Power Company | 7111 | Heber City | UT | Wasatch | NA2 | Natural Gas Internal Combustion Engine | IC |  | S | X | X |  |  | 0.6 |  | 0.6 | 0.6 |  | N |  |  | RE | X | 12 | 1987 | 6 | 2003 | N | Electric Utility | 1 | [12 empty] | N | [10 empty] | N | N | bar: X X to RC RC
8366 | Heber Light & Power Company | 7111 | Heber City | UT | Wasatch | NA3 | Natural Gas Internal Combustion Engine | IC |  | S | X | X |  |  | 0.6 |  | 0.6 | 0.6 |  | N |  |  | RE | X | 12 | 1987 | 7 | 2012 | N | Electric Utility | 1 | [11 empty] | N | N | [9 empty] | N | bar: X X to RC RC
8366 | Heber Light & Power Company | 7111 | Heber City | UT | Wasatch | NA4 | Natural Gas Internal Combustion Engine | IC |  | S | X | X |  |  | 0.6 |  | 0.6 | 0.6 |  | N |  |  | RE | X | 12 | 1987 | 6 | 2003 | N | Electric Utility | 1 | [11 empty] | N | N | [9 empty] | N | bar: X X to RC RC
8366 | Heber Light & Power Company | 7111 | Heber City | UT | Wasatch | NA7 | Petroleum Liquids | IC |  | S | X | X |  |  | 1.5 |  | 1.5 | 1.5 |  | N |  |  | RE | X | 4 | 1996 | 8 | 2005 | N | Electric Utility | 1 | X X: X; RC RC: DFO |  |  | N | N | [9 empty] | N
8366 | Heber Light & Power Company | 7111 | Heber City | UT | Wasatch | NA8 | Petroleum Liquids | IC |  | S | X | X |  |  | 1.6 |  | 1.5 | 1.5 |  | N |  |  | RE | X | 12 | 1991 | 8 | 2005 | N | Electric Utility | 1 | X X: X; RC RC: DFO |  |  | N | N | [9 empty] | N
12385 | Metlakatla Power & Light | 7112 | Centennial | AK | Prince of Wales Ketchikan | IC7 | Petroleum Liquids | IC |  | S | X | X |  |  | 1.8 | 0.8 | 1.8 | 1.8 | 0.2 | N |  |  | RE | X | 1 | 2017 | 9 | 2018 | N | Electric Utility | 1 | X X: X; RC RC: DFO |  |  | N | N |  | 10M | [7 empty] | N | N | N
19578 | Upper Peninsula Power Company | 7115 | Hoist | MI | Marquette | 1 | Conventional Hydroelectric | HY |  | S | X | X |  |  | 1 |  | 1 | 1 |  | N |  |  | RE | X | 2 | 1988 | 9 | 2006 | N | Electric Utility | 1 | X X: X; RC RC: WAT |  |  | N |  | 0 | 10M | [7 empty] | N
9417 | Interstate Power and Light Co | 7137 | Grinnell | IA | Poweshiek | 1 | Natural Gas Fired Combustion Turbine | GT |  | S | X | X | ALTW.GRCT1 | ALTW.GRCT1 | 23.8 | 0.85 | 26.2 | 26.2 | 10 | N |  |  | RE | X | 8 | 1990 | 8 | 2017 | N | Electric Utility | 1 | [11 empty] | N | N |  | 1H | [7 empty] | N | N | N | bar: X X to RC RC
9417 | Interstate Power and Light Co | 7137 | Grinnell | IA | Poweshiek | 2 | Natural Gas Fired Combustion Turbine | GT |  | S | X | X | ALTW.GRCT2 | ALTW.GRCT2 | 23.8 | 0.85 | 20.9 | 20.9 | 10 | N |  |  | RE | X | 6 | 1991 | 8 | 2017 | N | Electric Utility | 1 | [11 empty] | N | N |  | 1H | [7 empty] | N | N | N | bar: X X to RC RC
17609 | Southern California Edison Co | 7148 | San Gorgonio 1 | CA | Riverside | 1 | Conventional Hydroelectric | HY |  | S | X | X |  |  | 1.5 | 0.8 | 1.5 | 1.5 |  |  |  |  | RE | X | 12 | 1923 | 6 | 2001 | N | Electric Utility | 1 | X X: X; RC RC: WAT |  |  | N
219 | Alaska Power and Telephone Co | 7169 | Northway | AK | Southeast Fairbanks | 4 | Petroleum Liquids | IC |  | S | X | X |  |  | 0.4 |  | 0.3 | 0.3 |  | N |  |  | RE | X | 1 | 1980 | 9 | 2001 | N | Electric Utility | 1 | X X: X; RC RC: DFO | [13 empty] | N
7833 | Gwitchyaa Zhee Utility Co | 7174 | Gwitchyaa Zhee | AK | Yukon Koyukuk | 1 | Petroleum Liquids | IC |  | S | X | X |  |  | 0.6 | 0.8 | 0.3 | 0.4 | 0.3 |  |  |  | RE | X | 5 | 1987 | 7 | 2018 | N | Electric Utility | 1 | X X: X; RC RC: DFO |  |  | N | N |  | 10M | [7 empty] | N | N | N
7833 | Gwitchyaa Zhee Utility Co | 7174 | Gwitchyaa Zhee | AK | Yukon Koyukuk | 2A | Petroleum Liquids | IC |  | S | X | X |  |  | 0.5 | 0.8 | 0.3 | 0.4 | 0.2 |  |  |  | RE | X | 8 | 2012 | 8 | 2015 | N | Electric Utility | 1 | X X: X; RC RC: DFO |  |  | N | N |  | 10M | [8 empty] | N | N
7833 | Gwitchyaa Zhee Utility Co | 7174 | Gwitchyaa Zhee | AK | Yukon Koyukuk | 3 | Petroleum Liquids | IC |  | S | X | X |  |  | 0.6 | 0.8 | 0.4 | 0.5 |  |  |  |  | RE | X | 9 | 1990 | 3 | 2009 | N | Electric Utility | 1 | X X: X; RC RC: DFO |  |  | N | [12 empty] | N
7833 | Gwitchyaa Zhee Utility Co | 7174 | Gwitchyaa Zhee | AK | Yukon Koyukuk | 4A | Petroleum Liquids | IC |  | S | X | X |  |  | 0.5 | 0.8 | 0.3 | 0.4 | 0.2 |  |  |  | RE | X | 1 | 2011 | 8 | 2015 | N | Electric Utility | 1 | X X: X; RC RC: DFO |  |  | N | N |  | 10M | [8 empty] | N
7833 | Gwitchyaa Zhee Utility Co | 7174 | Gwitchyaa Zhee | AK | Yukon Koyukuk | 5 | Petroleum Liquids | IC |  | S | X | X |  |  | 0.5 | 0.8 | 0.4 | 0.5 |  |  |  |  | RE | X | 12 | 2000 | 11 | 2009 | N | Electric Utility | 1 | X X: X; RC RC: DFO |  |  | N
7833 | Gwitchyaa Zhee Utility Co | 7174 | Gwitchyaa Zhee | AK | Yukon Koyukuk | 6 | Petroleum Liquids | IC |  | S | X | X |  |  | 0.5 | 0.8 | 0.3 | 0.4 | 0.2 |  |  |  | RE | X | 11 | 2009 | 8 | 2015 | N | Electric Utility | 1 | X X: X; RC RC: DFO |  |  | N | N |  | 10M | [7 empty] | N | N
4959 | Aniak Light & Power Co Inc | 7182 | Aniak | AK | Bethel | 3 | Petroleum Liquids | IC |  | S | X | X |  |  | 0.3 |  | 0.2 | 0.2 |  | N |  |  | RE | X | 7 | 1980 | 8 | 2005 | N | Electric Utility | 1 | X X: X; RC RC: DFO |  |  | N | N |  | 10M
4959 | Aniak Light & Power Co Inc | 7182 | Aniak | AK | Bethel | 4 | Petroleum Liquids | IC |  | S | X | X |  |  | 0.3 |  | 0.2 | 0.2 |  | N |  |  | RE | X | 7 | 1980 | 8 | 2005 | N | Electric Utility | 1 | X X: X; RC RC: DFO |  |  | N | N
4959 | Aniak Light & Power Co Inc | 7182 | Aniak | AK | Bethel | 5 | Petroleum Liquids | IC |  | S | X | X |  |  | 0.3 |  | 0.3 | 0.3 |  | N |  |  | RE | X | 5 | 1991 | 4 | 1994 | N | Electric Utility | 1 | X X: X; RC RC: DFO |  |  |  | N |  | 1H
9188 | I-N-N Electric Coop, Inc | 7183 | Newhalen | AK | Lake and Peninsula | 1 | Petroleum Liquids | IC |  | S | X | X |  |  | 0.3 |  | 0.3 | 0.3 | 0 | N |  |  | RE | X | 1 | 1983 | 9 | 2012 | N | Electric Utility | 1 | X X: X; RC RC: DFO |  |  | N | N |  | 10M | [7 empty] | N | N | N
9188 | I-N-N Electric Coop, Inc | 7183 | Newhalen | AK | Lake and Peninsula | 2 | Petroleum Liquids | IC |  | S | X | X |  |  | 0.3 |  | 0.3 | 0.3 | 0 | N |  |  | RE | X | 1 | 1983 | 9 | 2012 | N | Electric Utility | 1 | X X: X; RC RC: DFO |  |  | N | N |  | 10M | [7 empty] | N | N | N
9188 | I-N-N Electric Coop, Inc | 7183 | Newhalen | AK | Lake and Peninsula | 3 | Petroleum Liquids | IC |  | S | X | X |  |  | 0.3 |  | 0.3 | 0.3 | 0 | N |  |  | RE | X | 1 | 1983 | 9 | 2012 | N | Electric Utility | 1 | X X: X; RC RC: DFO |  |  | N | N |  | 10M | [7 empty] | N | N | N
9188 | I-N-N Electric Coop, Inc | 7183 | Newhalen | AK | Lake and Peninsula | 4 | Petroleum Liquids | IC |  | S | X | X |  |  | 0.6 |  | 0.6 | 0.6 | 0 |  |  |  | RE | X | 1 | 1989 | 9 | 2012 | N | Electric Utility | 1 | X X: X; RC RC: DFO
14063 | Oklahoma Gas & Electric Co | 7185 | Conoco | OK | Kay | 1 | Natural Gas Fired Combustion Turbine | GT |  | S | X | X |  |  | 33 |  | 31.5 | 31.5 |  | N |  |  | RE | X | 6 | 1991 | 6 | 2006 | N | Electric Utility | 1 | [11 empty] | N | bar: X X to RC RC
14063 | Oklahoma Gas & Electric Co | 7185 | Conoco | OK | Kay | 2 | Natural Gas Fired Combustion Turbine | GT |  | S | X | X |  |  | 33 |  | 28.3 | 28.3 |  | N |  |  | RE | X | 6 | 1991 | 6 | 2006 | N | Electric Utility | 1 | [11 empty] | N | bar: X X to RC RC
15470 | Duke Energy Indiana, LLC | 7228 | NA 1 (IN) | IN | NOT IN FILE | 1 | Natural Gas Fired Combustion Turbine | GT |  | S | X | X |  |  | 318 |  | 286 | 318 |  |  |  |  | CN | X |  |  |  |  | N | Electric Utility | 1 | [11 empty] | N | bar: X X to RC RC
15470 | Duke Energy Indiana, LLC | 7228 | NA 1 (IN) | IN | NOT IN FILE | 10 | Natural Gas Fired Combustion Turbine | GT |  | S | X | X |  |  | 259 |  | 191 | 259 |  |  |  |  | CN | X |  |  |  |  | N | Electric Utility | 1 | X X: X; RC RC: NG; NG NG: DFO |  |  | N
15470 | Duke Energy Indiana, LLC | 7228 | NA 1 (IN) | IN | NOT IN FILE | 11 | Natural Gas Fired Combustion Turbine | GT |  | S | X | X |  |  | 259 |  | 252.2 | 259 |  |  |  |  | CN | X |  |  |  |  | N | Electric Utility | 1 | X X: X; RC RC: NG; NG NG: DFO |  |  | N
15470 | Duke Energy Indiana, LLC | 7228 | NA 1 (IN) | IN | NOT IN FILE | 12 | Natural Gas Fired Combustion Turbine | GT |  | S | X | X |  |  | 239 |  | 214 | 239 |  |  |  |  | CN | X |  |  |  |  | N | Electric Utility | 1 | X X: X; RC RC: NG; NG NG: DFO |  |  | N
15470 | Duke Energy Indiana, LLC | 7228 | NA 1 (IN) | IN | NOT IN FILE | 13 | Natural Gas Fired Combustion Turbine | GT |  | S | X | X |  |  | 239 |  | 214 | 239 |  |  |  |  | CN | X |  |  |  |  | N | Electric Utility | 1 | X X: X; RC RC: NG; NG NG: DFO |  |  | N
15470 | Duke Energy Indiana, LLC | 7228 | NA 1 (IN) | IN | NOT IN FILE | 14 | Natural Gas Fired Combustion Turbine | GT |  | S | X | X |  |  | 239 |  | 214 | 239 |  |  |  |  | CN | X |  |  |  |  | N | Electric Utility | 1 | X X: X; RC RC: NG; NG NG: DFO |  |  | N
15470 | Duke Energy Indiana, LLC | 7228 | NA 1 (IN) | IN | NOT IN FILE | 15 | Natural Gas Fired Combustion Turbine | GT |  | S | X | X |  |  | 239 |  | 214 | 239 |  |  |  |  | CN | X |  |  |  |  | N | Electric Utility | 1 | X X: X; RC RC: NG; NG NG: DFO |  |  | N
15470 | Duke Energy Indiana, LLC | 7228 | NA 1 (IN) | IN | NOT IN FILE | 16 | Natural Gas Fired Combustion Turbine | GT |  | S | X | X |  |  | 239 |  | 214 | 239 |  |  |  |  | CN | X |  |  |  |  | N | Electric Utility | 1 | X X: X; RC RC: NG; NG NG: DFO |  |  | N
15470 | Duke Energy Indiana, LLC | 7228 | NA 1 (IN) | IN | NOT IN FILE | 2 | Natural Gas Fired Combustion Turbine | GT |  | S | X | X |  |  | 96 |  | 72.5 | 96 |  |  |  |  | CN | X |  |  |  |  | N | Electric Utility | 1 | X X: X; RC RC: NG; NG NG: DFO |  |  | N
15470 | Duke Energy Indiana, LLC | 7228 | NA 1 (IN) | IN | NOT IN FILE | 3 | Natural Gas Fired Combustion Turbine | GT |  | S | X | X |  |  | 96 |  | 72.5 | 96 |  |  |  |  | CN | X |  |  |  |  | N | Electric Utility | 1 | X X: X; RC RC: NG; NG NG: DFO |  |  | N
15470 | Duke Energy Indiana, LLC | 7228 | NA 1 (IN) | IN | NOT IN FILE | 4 | Natural Gas Fired Combustion Turbine | GT |  | S | X | X |  |  | 96 |  | 96 | 96 |  |  |  |  | CN | X |  |  |  |  | N | Electric Utility | 1 | X X: X; RC RC: NG; NG NG: DFO |  |  | N
15470 | Duke Energy Indiana, LLC | 7228 | NA 1 (IN) | IN | NOT IN FILE | 5 | Natural Gas Fired Combustion Turbine | GT |  | S | X | X |  |  | 185 |  | 156 | 185 |  |  |  |  | CN | X |  |  |  |  | N | Electric Utility | 1 | X X: X; RC RC: NG; NG NG: DFO |  |  | N
15470 | Duke Energy Indiana, LLC | 7228 | NA 1 (IN) | IN | NOT IN FILE | 6 | Natural Gas Fired Combustion Turbine | GT |  | S | X | X |  |  | 185 |  | 156 | 185 |  |  |  |  | CN | X |  |  |  |  | N | Electric Utility | 1 | X X: X; RC RC: NG; NG NG: DFO |  |  | N
15470 | Duke Energy Indiana, LLC | 7228 | NA 1 (IN) | IN | NOT IN FILE | 7 | Natural Gas Fired Combustion Turbine | GT |  | S | X | X |  |  | 185 |  | 156 | 185 |  |  |  |  | CN | X |  |  |  |  | N | Electric Utility | 1 | X X: X; RC RC: NG; NG NG: DFO |  |  | N
15470 | Duke Energy Indiana, LLC | 7228 | NA 1 (IN) | IN | NOT IN FILE | 8 | Natural Gas Fired Combustion Turbine | GT |  | S | X | X |  |  | 552 |  | 552 | 552 |  |  |  |  | CN | X |  |  |  |  | N | Electric Utility | 1 | X X: X; RC RC: NG; NG NG: DFO |  |  | N
15470 | Duke Energy Indiana, LLC | 7228 | NA 1 (IN) | IN | NOT IN FILE | 9 | Natural Gas Fired Combustion Turbine | GT |  | S | X | X |  |  | 259 |  | 191 | 259 |  |  |  |  | CN | X |  |  |  |  | N | Electric Utility | 1 | X X: X; RC RC: NG; NG NG: DFO |  |  | N
18454 | Tampa Electric Co | 7242 | Polk | FL | Polk | 6 | Natural Gas Fired Combined Cycle | CC |  | S | N | Y |  |  | 600 |  | 459 | 463 |  | N |  |  | CN | X |  |  |  |  | N | Electric Utility | 1 | [11 empty] | Y | [12 empty] | N | bar: X X to RC RC
18454 | Tampa Electric Co | 7242 | Polk | FL | Polk | 7 | Natural Gas Fired Combustion Turbine | GT |  | S | X | X |  |  | 195.8 |  | 155 | 180 |  | N |  |  | CN | X |  |  |  |  | N | Electric Utility | 1 | [11 empty] | N | bar: X X to RC RC
18454 | Tampa Electric Co | 7242 | Polk | FL | Polk | 8 | Natural Gas Fired Combustion Turbine | GT |  | S | X | X |  |  | 600 |  | 459 | 463 |  | N |  |  | CN | X |  |  |  |  | N | Electric Utility | 1 | [11 empty] | N | bar: X X to RC RC
18454 | Tampa Electric Co | 7242 | Polk | FL | Polk | 9 | Natural Gas Fired Combined Cycle | CA |  | S | N | X |  |  | 463 |  | 459 | 463 |  | N |  |  | CN | X |  |  |  |  | N | Electric Utility | 1 | [11 empty] | N | bar: X X to RC RC
17539 | Dominion Energy South Carolina, Inc | 7253 | NA 5 | SC | NOT IN FILE | NA5 | Natural Gas Fired Combustion Turbine | GT |  | S | X | X |  |  | 170 |  | 150 | 150 |  | N |  |  | IP | X |  |  |  |  | N | Electric Utility | 1 | X X: X; RC RC: NG; NG NG: DFO |  |  | N
40577 | American Mun Power-Ohio, Inc | 7286 | Richard Gorsuch | OH | Washington | 1 | Conventional Steam Coal | ST |  | S | X | X |  |  | 50 |  | 50 | 50 |  | N |  |  | RE | X | 9 | 1988 | 11 | 2010 | Y | Electric Utility | 1 | X X: T; RC RC: BIT; DFO DFO: NG |  |  | N |  |  |  |  | Y
40577 | American Mun Power-Ohio, Inc | 7286 | Richard Gorsuch | OH | Washington | 2 | Conventional Steam Coal | ST |  | S | X | X |  |  | 50 |  | 50 | 50 |  | N |  |  | RE | X | 9 | 1988 | 11 | 2010 | Y | Electric Utility | 1 | X X: T; RC RC: BIT; DFO DFO: NG |  |  | N |  |  |  |  | Y
40577 | American Mun Power-Ohio, Inc | 7286 | Richard Gorsuch | OH | Washington | 3 | Conventional Steam Coal | ST |  | S | X | X |  |  | 50 |  | 50 | 50 |  | N |  |  | RE | X | 9 | 1988 | 11 | 2010 | Y | Electric Utility | 1 | X X: T; RC RC: BIT; DFO DFO: NG |  |  | N |  |  |  |  | Y
40577 | American Mun Power-Ohio, Inc | 7286 | Richard Gorsuch | OH | Washington | 4 | Conventional Steam Coal | ST |  | S | X | X |  |  | 50 |  | 50 | 50 |  | N |  |  | RE | X | 9 | 1988 | 11 | 2010 | Y | Electric Utility | 1 | X X: T; RC RC: BIT; DFO DFO: NG |  |  | N |  |  |  |  | Y
17539 | Dominion Energy South Carolina, Inc | 7300 | NA 8 | SC | NOT IN FILE | GT8 | Natural Gas Fired Combustion Turbine | GT |  | S | X | X |  |  | 170 |  | 150 | 150 |  | N |  |  | IP | X |  |  |  |  | N | Electric Utility | 1 | X X: X; RC RC: NG; NG NG: DFO |  |  | N
6455 | Duke Energy Florida, LLC | 7302 | Hines Energy Complex | FL | Polk | 5 | Natural Gas Fired Combined Cycle | CC |  | S | N | N |  |  | 517 |  | 461 | 517 |  |  |  |  | CN | X |  |  |  |  | N | Electric Utility | 1 | [11 empty] | N | bar: X X to RC RC
6455 | Duke Energy Florida, LLC | 7302 | Hines Energy Complex | FL | Polk | 6 | Natural Gas Fired Combined Cycle | CC |  | S | N | N |  |  | 517 |  | 461 | 517 |  |  |  |  | CN | X |  |  |  |  | N | Electric Utility | 1 | [11 empty] | N | bar: X X to RC RC
19794 | Omya Inc | 7337 | Florence | VT | Rutland | 1 | Petroleum Liquids | GT |  | S | X | X |  |  | 4.6 | 1 | 3 | 4 | 1.2 | N |  |  | RE | X | 9 | 1992 | 1 | 2013 | N | Electric Utility | 1 | X X: X; RC RC: DFO |  |  | N |  |  | 10M | [7 empty] | N | N
19794 | Omya Inc | 7337 | Florence | VT | Rutland | 2 | Petroleum Liquids | GT |  | S | X | X |  |  | 4.6 | 1 | 2.9 | 3.9 | 1.2 | N |  |  | RE | X | 9 | 1992 | 1 | 2013 | N | Electric Utility | 1 | X X: X; RC RC: DFO |  |  | N |  |  | 10M | [7 empty] | N | N
20860 | Wisconsin Public Service Corp | 7366 | Lincoln Turbines | WI | Kewaunee | 1 | Onshore Wind Turbine | WT |  | S | X | X | WPS.WPSM | WPS.WPSM | 9.2 |  | 0.7 | 2.2 | 0 | N |  |  | RE | X | 6 | 1999 | 10 | 2018 | N | Electric Utility | 1 | X X: X; RC RC: WND |  |  | N |  | 14
13781 | Northern States Power Co - Minnesota | 7376 | Alliant Techsystems | MN | Hennepin | 1 | Petroleum Liquids | IC |  | S | X | X |  |  | 1.6 | 1 | 1.6 | 1.6 | 1 | N |  |  | RE | X | 1 | 1994 | 8 | 2015 | N | Electric Utility | 1 | X X: X; RC RC: DFO |  |  | N | N |  | 10M | [8 empty] | N
13781 | Northern States Power Co - Minnesota | 7377 | United Health Care | MN | Hennepin | 1 | Petroleum Liquids | GT |  | W | X | X |  |  | 1.8 | 1 | 1.8 | 1.8 | 1 | N |  |  | RE | X | 7 | 1993 | 2 | 2008 | N | Electric Utility | 1 | X X: X; RC RC: DFO |  |  | N | N
13781 | Northern States Power Co - Minnesota | 7377 | United Health Care | MN | Hennepin | 2 | Petroleum Liquids | GT |  | W | X | X |  |  | 1.8 | 1 | 1.8 | 1.8 |  | N |  |  | RE | X | 7 | 1993 | 2 | 2008 | N | Electric Utility | 1 | X X: X; RC RC: DFO |  |  | N | N
13781 | Northern States Power Co - Minnesota | 7378 | United Hospital | MN | Ramsey | 1 | Petroleum Liquids | IC |  | S | X | X |  |  | 1.6 | 1 | 1.6 | 1.6 | 1 | N |  |  | RE | X | 10 | 1992 | 8 | 2017 | N | Commercial Non-CHP | 4 | X X: X; RC RC: DFO |  |  | N | N |  | 10M | [7 empty] | N | N | N
13781 | Northern States Power Co - Minnesota | 7378 | United Hospital | MN | Ramsey | 2 | Petroleum Liquids | IC |  | S | X | X |  |  | 1.6 | 1 | 1.6 | 1.6 | 1 | N |  |  | RE | X | 10 | 1992 | 8 | 2017 | N | Commercial Non-CHP | 4 | X X: X; RC RC: DFO |  |  | N | N |  | 10M | [7 empty] | N | N | N
13781 | Northern States Power Co - Minnesota | 7378 | United Hospital | MN | Ramsey | 3 | Petroleum Liquids | IC |  | S | X | X |  |  | 1.6 | 1 | 1.6 | 1.6 | 1 | N |  |  | RE | X | 10 | 1992 | 8 | 2017 | N | Commercial Non-CHP | 4 | X X: X; RC RC: DFO |  |  | N | N |  | 10M | [7 empty] | N | N | N
21554 | Seminole Electric Cooperative Inc | 7380 | Midulla Generating Station | FL | Hardee | 1 | Petroleum Liquids | CA |  | S | N | X |  |  | 300 |  | 260 | 282 |  |  |  |  | IP | X |  |  |  |  | N | Electric Utility | 1 | RC RC: DFO |  |  | N | [10 empty] | N
21554 | Seminole Electric Cooperative Inc | 7380 | Midulla Generating Station | FL | Hardee | 2 | Petroleum Liquids | CT |  | S | X |  |  |  | 193 |  | 153 | 182 |  |  |  |  | IP | X |  |  |  |  | N | Electric Utility | 1 | RC RC: DFO |  |  | N
21554 | Seminole Electric Cooperative Inc | 7380 | Midulla Generating Station | FL | Hardee | PW9 | Natural Gas Fired Combined Cycle | CT |  | S | X |  |  |  | 62 |  | 54 | 62 |  |  |  |  | IP | X |  |  |  |  | N | Electric Utility | 1 | X X: X; RC RC: NG; NG NG: DFO |  |  | N | [11 empty] | N | N
10622 | City of Lakefield - (MN) | 7415 | Lakefield Utilities | MN | Jackson | 1 | Petroleum Liquids | IC |  | S | X | X |  |  | 0.1 |  | 0.2 | 0.2 |  |  |  |  | RE | X | 3 | 1936 | 12 | 2002 | N | Electric Utility | 1 | X X: X; RC RC: DFO
10622 | City of Lakefield - (MN) | 7415 | Lakefield Utilities | MN | Jackson | 2 | Petroleum Liquids | IC |  | S | X | X |  |  | 0.3 |  | 0.3 | 0.3 |  |  |  |  | RE | X | 3 | 1936 | 12 | 2002 | N | Electric Utility | 1 | X X: X; RC RC: DFO
10622 | City of Lakefield - (MN) | 7415 | Lakefield Utilities | MN | Jackson | 3 | Petroleum Liquids | IC |  | S | X | X |  |  | 0.6 |  | 0.5 | 0.5 |  |  |  |  | RE | X | 3 | 1939 | 12 | 2002 | N | Electric Utility | 1 | X X: X; RC RC: DFO
10622 | City of Lakefield - (MN) | 7415 | Lakefield Utilities | MN | Jackson | 4 | Petroleum Liquids | IC |  | S | X | X |  |  | 1 |  | 0.8 | 0.8 |  |  |  |  | RE | X | 2 | 1948 | 12 | 2002 | N | Electric Utility | 1 | X X: X; RC RC: DFO
6710 | Town of Edenton - (NC) | 7429 | Edenton Generators | NC | Chowan | 1 | Petroleum Liquids | IC |  | S | X | X |  |  | 1.2 | 1 | 1.2 | 1.2 | 0.2 | N |  |  | RE | X | 12 | 1988 | 7 | 2011 | N | Electric Utility | 1 | X X: X; RC RC: DFO |  |  | N | N |  | 10M | [7 empty] | N
14276 | City of Oxford - (KS) | 7432 | Oxford (KS) | KS | Sumner | 1 | Petroleum Liquids | IC |  | S | X | X |  |  | 1.1 |  | 0.6 | 0.6 |  |  |  |  | RE | X | 5 | 1986 | 12 | 2005 | N | Electric Utility | 1 | X X: X; RC RC: DFO |  |  | N
14276 | City of Oxford - (KS) | 7432 | Oxford (KS) | KS | Sumner | 2 | Petroleum Liquids | IC |  | S | X | X |  |  | 1.1 |  | 0.6 | 0.6 |  |  |  |  | RE | X | 5 | 1986 | 12 | 2005 | N | Electric Utility | 1 | X X: X; RC RC: DFO |  |  | N | [11 empty] | N
14276 | City of Oxford - (KS) | 7432 | Oxford (KS) | KS | Sumner | 3 | Petroleum Liquids | IC |  | S | X | X |  |  | 1.1 |  | 0.6 | 0.6 |  |  |  |  | RE | X | 5 | 1986 | 12 | 2005 | N | Electric Utility | 1 | X X: X; RC RC: DFO |  |  | N
6915 | Galena Electric Utility | 7437 | Galena Electric Utility | AK | Yukon Koyukuk | 2 | Petroleum Liquids | IC |  | S | X | X |  |  | 0.8 |  | 0.7 | 0.7 |  | N |  |  | RE | X | 1 | 1990 | 5 | 2013 | N | Electric Utility | 1 | X X: X; RC RC: DFO |  |  | N | N | [9 empty] | N | N | N
6915 | Galena Electric Utility | 7437 | Galena Electric Utility | AK | Yukon Koyukuk | 3 | Petroleum Liquids | IC |  | S | X | X |  |  | 0.8 |  | 0.7 | 0.7 |  | N |  |  | RE | X | 1 | 1990 | 1 | 2009 | N | Electric Utility | 1 | X X: X; RC RC: DFO |  |  | N | N | [9 empty] | N
6915 | Galena Electric Utility | 7437 | Galena Electric Utility | AK | Yukon Koyukuk | 4 | Petroleum Liquids | IC |  | S | X | X |  |  | 0.8 |  | 0.7 | 0.7 |  |  |  |  | RE | X | 1 | 1990 | 3 | 2003 | N | Electric Utility | 1 | X X: X; RC RC: DFO |  |  | N | N | [9 empty] | N
6915 | Galena Electric Utility | 7437 | Galena Electric Utility | AK | Yukon Koyukuk | 5 | Petroleum Liquids | IC |  | S | X | X |  |  | 0.8 |  | 0.7 | 0.7 |  | N |  |  | RE | X | 1 | 1990 | 6 | 2008 | N | Electric Utility | 1 | X X: X; RC RC: DFO |  |  | N | N | [9 empty] | N
6915 | Galena Electric Utility | 7437 | Galena Electric Utility | AK | Yukon Koyukuk | 6 | Petroleum Liquids | IC |  | S | X | X |  |  | 0.5 | 0.8 | 0.5 | 0.5 | 0.2 | N |  |  | RE | X | 1 | 2013 | 10 | 2016 | N | Electric Utility | 1 | X X: X; RC RC: DFO |  |  | N | N |  | 10M | [8 empty] | N
6915 | Galena Electric Utility | 7437 | Galena Electric Utility | AK | Yukon Koyukuk | 6A | Petroleum Liquids | IC |  | S | X | X |  |  | 0.4 |  | 0.4 | 0.4 |  | N |  |  | RE | X | 8 | 1997 | 10 | 2008 | N | Electric Utility | 1 | X X: X; RC RC: DFO |  |  | N | N |  | 10M | [8 empty] | N
11560 | City of Manassas - (VA) | 7438 | Church Street Plant | VA | Prince William | C1 | Petroleum Liquids | IC |  | S | X | X |  |  | 1 | 0.8 | 0.8 | 0.8 | 0.3 | N |  |  | RE | X | 10 | 1979 | 10 | 2018 | N | Electric Utility | 1 | X X: X; RC RC: DFO |  |  | N | N |  | 10M | [7 empty] | N | N | N
11560 | City of Manassas - (VA) | 7438 | Church Street Plant | VA | Prince William | C2 | Petroleum Liquids | IC |  | S | X | X |  |  | 1 | 0.8 | 0.8 | 0.8 | 0.3 | N |  |  | RE | X | 10 | 1979 | 10 | 2018 | N | Electric Utility | 1 | X X: X; RC RC: DFO |  |  | N | N |  | 10M | [7 empty] | N | N | N
11560 | City of Manassas - (VA) | 7438 | Church Street Plant | VA | Prince William | C4 | Petroleum Liquids | IC |  | S | X | X |  |  | 1 | 0.8 | 1 | 1 | 0.3 | N |  |  | RE | X | 10 | 1979 | 10 | 2018 | N | Electric Utility | 1 | X X: X; RC RC: DFO |  |  | N | N |  | 10M | [7 empty] | N | N | N
11560 | City of Manassas - (VA) | 7440 | VMEA 1 Credit Gen | VA | Prince William | V9 | Petroleum Liquids | IC |  | J | X | X |  |  | 1.6 | 0.8 | 1.5 | 1.5 | 0.3 | N |  |  | RE | X | 5 | 1990 | 12 | 2007 | N | Electric Utility | 1 | X X: X; RC RC: DFO |  |  | N |  |  | 10M | [7 empty] | N | N
18963 | Inside Passage Elec Coop, Inc | 7462 | Angoon | AK | Skagway Hoonah Angoon | 1 | Petroleum Liquids | IC |  | S | X | X |  |  | 0.4 |  | 0.4 | 0.4 |  | N |  |  | RE | X | 6 | 1975 | 9 | 2008 | N | Electric Utility | 1 | X X: X; RC RC: DFO |  |  | N | N |  | 10M | [7 empty] | N | N | N
18963 | Inside Passage Elec Coop, Inc | 7463 | Hoonah | AK | Skagway Hoonah Angoon | 1 | Petroleum Liquids | IC |  | S | X | X |  |  | 0.6 |  | 0.6 | 0.6 |  | N |  |  | RE | X | 9 | 1977 | 6 | 2012 | N | Electric Utility | 1 | X X: X; RC RC: DFO |  |  | N | N |  | 10M | [7 empty] | N
18963 | Inside Passage Elec Coop, Inc | 7463 | Hoonah | AK | Skagway Hoonah Angoon | 3 | Petroleum Liquids | IC |  | S | X | X |  |  | 0.8 | 0.8 | 0.5 | 0.5 | 0.1 | N |  |  | RE | X | 3 | 1991 | 6 | 2012 | N | Electric Utility | 1 | X X: X; RC RC: DFO |  |  | N | [10 empty] | N
18963 | Inside Passage Elec Coop, Inc | 7464 | Kake | AK | Wrangell Petersburg | 1 | Petroleum Liquids | IC |  | S | X | X |  |  | 0.6 |  | 0.6 | 0.6 |  | N |  |  | RE | X | 6 | 1984 | 1 | 2012 | N | Electric Utility | 1 | X X: X; RC RC: DFO |  |  | N | N |  | 10M
18963 | Inside Passage Elec Coop, Inc | 7464 | Kake | AK | Wrangell Petersburg | 1A | Petroleum Liquids | IC |  | S | X | X |  |  | 0.5 | 0.8 | 0.5 | 0.5 | 0.1 | N |  |  | RE | X | 3 | 2012 | 9 | 2017 | N | Electric Utility | 1 | X X: X; RC RC: DFO; NG NG: JF |  |  | N | N |  | 10M | [7 empty] | N
18963 | Inside Passage Elec Coop, Inc | 7464 | Kake | AK | Wrangell Petersburg | 3A | Petroleum Liquids | IC |  | S | X | X |  |  | 0.8 | 0.8 | 0.8 | 0.8 | 0.1 | N |  |  | RE | X | 12 | 1993 | 9 | 2017 | N | Electric Utility | 1 | X X: X; RC RC: DFO; NG NG: JF |  |  | N | N |  | 10M | [7 empty] | N
18963 | Inside Passage Elec Coop, Inc | 7466 | Klawock | AK | Prince of Wales Ketchikan | 1 | Petroleum Liquids | IC |  | S | X | X |  |  | 0.5 |  | 0.5 | 0.5 |  | N |  |  | RE | X | 1 | 1970 | 7 | 1999 | N | Electric Utility | 1 | X X: X; RC RC: DFO
18963 | Inside Passage Elec Coop, Inc | 7466 | Klawock | AK | Prince of Wales Ketchikan | 2 | Petroleum Liquids | IC |  | S | X | X |  |  | 0.5 |  | 0.5 | 0.5 |  | N |  |  | RE | X | 1 | 1970 | 7 | 1999 | N | Electric Utility | 1 | X X: X; RC RC: DFO
18963 | Inside Passage Elec Coop, Inc | 7466 | Klawock | AK | Prince of Wales Ketchikan | 3 | Petroleum Liquids | IC |  | S | X | X |  |  | 0.1 |  | 0.1 | 0.1 |  | N |  |  | RE | X | 6 | 1955 | 7 | 1999 | N | Electric Utility | 1 | X X: X; RC RC: DFO
18963 | Inside Passage Elec Coop, Inc | 7466 | Klawock | AK | Prince of Wales Ketchikan | 4 | Petroleum Liquids | IC |  | S | X | X |  |  | 0.3 |  | 0.3 | 0.3 |  | N |  |  | RE | X | 6 | 1977 | 7 | 1999 | N | Electric Utility | 1 | X X: X; RC RC: DFO
11481 | City of Madison - (NE) | 7469 | Madison Utilities | NE | Madison | FM4 | Petroleum Liquids | IC |  | S | X | X |  |  | 0.6 | 0.9 | 0.5 | 0.5 | 0.1 | N |  |  | RE | X | 3 | 1948 | 8 | 2005 | N | Electric Utility | 1 | X X: X; RC RC: DFO; NG NG: NG |  |  | N | N |  | 1H | [7 empty] | N | N | N
11626 | City of Marceline - (MO) | 7470 | Marceline | MO | Linn | 3 | Petroleum Liquids | IC |  | S | X | X |  |  | 1.2 |  | 1.2 | 1.2 |  | N |  |  | RE | X | 3 | 1959 | 12 | 2006 | N | Electric Utility | 1 | X X: X; RC RC: DFO; NG NG: NG |  |  | N | [11 empty] | Y
11626 | City of Marceline - (MO) | 7470 | Marceline | MO | Linn | 4 | Petroleum Liquids | IC |  | S | X | X |  |  | 0.4 |  | 0.4 | 0.4 |  | N |  |  | RE | X | 11 | 1995 | 12 | 2006 | N | Electric Utility | 1 | X X: X; RC RC: DFO; NG NG: NG |  |  | N | N | [9 empty] | N | Y
14164 | City of Orangeburg - (SC) | 7480 | Rowesville Rd Plant | SC | Orangeburg | 3 | Natural Gas Fired Combustion Turbine | GT |  | S | X | X |  |  | 4.8 |  | 4.2 | 4.8 |  | N |  |  | IP | X |  |  |  |  | N | Electric Utility | 1 | [11 empty] | N | [10 empty] | N | bar: X X to RC RC
14164 | City of Orangeburg - (SC) | 7480 | Rowesville Rd Plant | SC | Orangeburg | 4 | Natural Gas Fired Combustion Turbine | GT |  | S | X | X |  |  | 4.8 |  | 4.2 | 4.8 |  | N |  |  | IP | X |  |  |  |  | N | Electric Utility | 1 | [11 empty] | N | [10 empty] | N | bar: X X to RC RC
26616 | North Slope Borough Power & Light | 7482 | NSB Atqasuk Utility | AK | North Slope | PG1 | Petroleum Liquids | IC |  | S | X | X |  |  | 0.2 |  | 0.2 | 0.2 | 0.1 | N |  |  | RE | X | 88 | 1986 | 1 | 2003 | N | Electric Utility | 1 | X X: X; RC RC: DFO |  |  | N |  |  | 1H | [7 empty] | N |  | N
26616 | North Slope Borough Power & Light | 7484 | NSB Nuiqsut Utility | AK | North Slope | PG4A | Petroleum Liquids | IC |  | S | X | X |  |  | 0.4 |  | 0.4 | 0.4 | 0.2 | N |  |  | RE | X | 9 | 1999 | 12 | 2012 | Y | Electric Utility | 1 | X X: T; RC RC: DFO |  |  | N |  |  | 1H | [7 empty] | N | N
26616 | North Slope Borough Power & Light | 7485 | NSB Point Hope Utility | AK | North Slope | PG1 | Petroleum Liquids | IC |  | S | X | X |  |  | 0.3 |  | 0.3 | 0.3 | 0.1 | N |  |  | RE | X | 8 | 1987 | 10 | 2013 | Y | Electric Utility | 1 | X X: T; RC RC: DFO |  |  | N |  |  | 1H | [7 empty] | N
26616 | North Slope Borough Power & Light | 7485 | NSB Point Hope Utility | AK | North Slope | PG2 | Petroleum Liquids | IC |  | S | X | X |  |  | 0.3 |  | 0.3 | 0.3 | 0.1 | N |  |  | RE | X | 8 | 1987 | 10 | 2013 | Y | Electric Utility | 1 | X X: T; RC RC: DFO |  |  | N |  |  | 1H | [7 empty] | N
26616 | North Slope Borough Power & Light | 7485 | NSB Point Hope Utility | AK | North Slope | PG3 | Petroleum Liquids | IC |  | S | X | X |  |  | 0.3 |  | 0.3 | 0.3 | 0.1 | N |  |  | RE | X | 88 | 1987 | 1 | 2008 | N | Electric Utility | 1 | X X: X; RC RC: DFO |  |  | N |  |  | 1H | [7 empty] | N
26616 | North Slope Borough Power & Light | 7485 | NSB Point Hope Utility | AK | North Slope | PG4 | Petroleum Liquids | IC |  | S | X | X |  |  | 0.4 |  | 0.4 | 0.4 | 0.2 | N |  |  | RE | X | 88 | 1992 | 1 | 2008 | N | Electric Utility | 1 | X X: X; RC RC: DFO |  |  | N |  |  | 1H | [7 empty] | N
26616 | North Slope Borough Power & Light | 7485 | NSB Point Hope Utility | AK | North Slope | PG5 | Petroleum Liquids | IC |  | S | X | X |  |  | 0.2 |  | 0.2 | 0.2 | 0.1 | N |  |  | RE | X | 88 | 1980 | 1 | 2008 | N | Electric Utility | 1 | X X: X; RC RC: DFO |  |  | N |  |  | 1H | [7 empty] | N
26616 | North Slope Borough Power & Light | 7486 | NSB Point Lay Utility | AK | North Slope | PG1A | Petroleum Liquids | IC |  | S | X | X |  |  | 0.3 |  | 0.3 | 0.3 | 0.1 | N |  |  | RE | X | 10 | 2000 | 7 | 2013 | Y | Electric Utility | 1 | X X: T; RC RC: DFO |  |  | N |  |  | 1H | [7 empty] | N
26616 | North Slope Borough Power & Light | 7486 | NSB Point Lay Utility | AK | North Slope | PG2A | Petroleum Liquids | IC |  | S | X | X |  |  | 0.3 |  | 0.3 | 0.3 | 0.1 | N |  |  | RE | X | 10 | 2000 | 7 | 2013 | Y | Electric Utility | 1 | X X: T; RC RC: DFO |  |  | N |  |  | 1H | [7 empty] | N
26616 | North Slope Borough Power & Light | 7486 | NSB Point Lay Utility | AK | North Slope | PG3 | Petroleum Liquids | IC |  | S | X | X |  |  | 0.2 |  | 0.2 | 0.2 | 0.1 | N |  |  | RE | X | 88 | 1990 | 12 | 2000 | Y | Electric Utility | 1 | X X: T; RC RC: DFO |  |  | N |  |  | 1H | [7 empty] | N
26616 | North Slope Borough Power & Light | 7486 | NSB Point Lay Utility | AK | North Slope | PG3A | Petroleum Liquids | IC |  | S | X | X |  |  | 0.3 |  | 0.3 | 0.3 | 0.1 | N |  |  | RE | X | 11 | 2002 | 7 | 2013 | Y | Electric Utility | 1 | X X: T; RC RC: DFO |  |  | N |  |  | 1H | [7 empty] | N
26616 | North Slope Borough Power & Light | 7486 | NSB Point Lay Utility | AK | North Slope | PG4 | Petroleum Liquids | IC |  | S | X | X |  |  | 0.2 |  | 0.2 | 0.2 | 0.1 | N |  |  | RE | X | 88 | 1990 | 11 | 2002 | N | Electric Utility | 1 | X X: X; RC RC: DFO | [5 empty] | 1H | [7 empty] | N
26616 | North Slope Borough Power & Light | 7486 | NSB Point Lay Utility | AK | North Slope | PG4A | Petroleum Liquids | IC |  | S | X | X |  |  | 0.3 |  | 0.3 | 0.3 | 0.1 | N |  |  | RE | X | 11 | 2002 | 7 | 2013 | Y | Electric Utility | 1 | X X: T; RC RC: DFO |  |  | N |  |  | 1H | [7 empty] | N
26616 | North Slope Borough Power & Light | 7486 | NSB Point Lay Utility | AK | North Slope | PG5 | Petroleum Liquids | IC |  | S | X | X |  |  | 0.3 |  | 0.3 | 0.3 | 0.1 | N |  |  | RE | X | 11 | 2002 | 7 | 2013 | Y | Electric Utility | 1 | X X: T; RC RC: DFO |  |  | N |  |  | 1H | [7 empty] | N
26616 | North Slope Borough Power & Light | 7486 | NSB Point Lay Utility | AK | North Slope | PG6 | Petroleum Liquids | IC |  | S | X | X |  |  | 0.3 |  | 0.3 | 0.3 | 0.1 | N |  |  | RE | X | 11 | 2002 | 7 | 2013 | N | Electric Utility | 1 | X X: X; RC RC: DFO |  |  | N |  |  | 1H | [7 empty] | N
26616 | North Slope Borough Power & Light | 7487 | NSB Anaktuvuk Pass | AK | North Slope | 4 | Petroleum Liquids | IC |  | S | X | X |  |  | 0.1 |  | 0.1 | 0.1 | 0.1 | N |  |  | RE | X | 9 | 1994 | 9 | 2010 | Y | Electric Utility | 1 | X X: T; RC RC: DFO |  |  | N |  |  | 1H | [7 empty] | N
26616 | North Slope Borough Power & Light | 7487 | NSB Anaktuvuk Pass | AK | North Slope | 5 | Petroleum Liquids | IC |  | S | X | X |  |  | 0.1 |  | 0.1 | 0.1 | 0.1 | N |  |  | RE | X | 9 | 1994 | 9 | 2003 | N | Electric Utility | 1 | X X: X; RC RC: DFO |  |  |  | N |  | 1H | [7 empty] | N
26616 | North Slope Borough Power & Light | 7488 | NSB Wainwright Utility | AK | North Slope | PG4 | Petroleum Liquids | IC |  | S | X | X |  |  | 0.3 |  | 0.3 | 0.3 | 0.1 | N |  |  | RE | X | 88 | 1988 | 1 | 2003 | N | Electric Utility | 1 | X X: X; RC RC: DFO |  |  | N |  |  | 1H | [7 empty] | N
15371 | Town of Princeton - (MA) | 7501 | Princeton Wind Farm | MA | Worcester | 1 | Onshore Wind Turbine | WT |  | S | X | X |  |  | 0.3 |  | 0.3 | 0.3 |  |  |  |  | RE | X | 10 | 1984 | 10 | 2003 | N | Electric Utility | 1 | X X: X; RC RC: WND |  |  |  |  | 8
19454 | City of Unalaska - (AK) | 7502 | Dutch Harbor | AK | Aleutians West | 1 | Petroleum Liquids | IC |  | S | X | X |  |  | 0.3 |  | 0.3 | 0.3 |  | N |  |  | RE | X | 10 | 1985 | 7 | 2011 | N | Electric Utility | 1 | X X: X; RC RC: DFO |  |  | N
19454 | City of Unalaska - (AK) | 7502 | Dutch Harbor | AK | Aleutians West | 2 | Petroleum Liquids | IC |  | S | X | X |  |  | 0.3 |  | 0.3 | 0.3 |  | N |  |  | RE | X | 3 | 1987 | 7 | 2011 | N | Electric Utility | 1 | X X: X; RC RC: DFO |  |  | N
19454 | City of Unalaska - (AK) | 7502 | Dutch Harbor | AK | Aleutians West | 3 | Petroleum Liquids | IC |  | S | X | X |  |  | 0.6 |  | 0.5 | 0.5 |  | N |  |  | RE | X | 10 | 1986 | 7 | 2011 | N | Electric Utility | 1 | X X: X; RC RC: DFO |  |  | N
19454 | City of Unalaska - (AK) | 7502 | Dutch Harbor | AK | Aleutians West | 4 | Petroleum Liquids | IC |  | S | X | X |  |  | 0.9 |  | 0.7 | 0.7 |  | N |  |  | RE | X | 10 | 1986 | 7 | 2011 | N | Electric Utility | 1 | X X: X; RC RC: DFO |  |  | N | N |  | 1H
19454 | City of Unalaska - (AK) | 7502 | Dutch Harbor | AK | Aleutians West | 5 | Petroleum Liquids | IC |  | S | X | X |  |  | 0.6 |  | 0.5 | 0.5 |  | N |  |  | RE | X | 10 | 1985 | 7 | 2011 | N | Electric Utility | 1 | X X: X; RC RC: DFO |  |  | N | N |  | 1H
19454 | City of Unalaska - (AK) | 7502 | Dutch Harbor | AK | Aleutians West | 6 | Petroleum Liquids | IC |  | S | X | X |  |  | 1.4 |  | 1.2 | 1.2 |  | N |  |  | RE | X | 10 | 1985 | 7 | 2011 | N | Electric Utility | 1 | X X: X; RC RC: DFO |  |  | N | N |  | 1H
19876 | Virginia Electric & Power Co | 7537 | North Branch (WV) | WV | Grant | 1 | Conventional Steam Coal | ST |  | S | X | X |  |  | 80 | 0.85 | 74 | 77 |  |  |  |  | RE | X | 5 | 1992 | 12 | 2012 | N | Electric Utility | 1 | X X: X; RC RC: WC; DFO DFO: PG | [6 empty] | Y
3046 | Duke Energy Progress - (NC) | 7539 | NA 1 (NC) | NC | NOT IN FILE | 10 | Natural Gas Fired Combined Cycle | CA |  | S | N | X |  |  | 160 |  | 160 | 160 |  |  |  |  | CN | X |  |  |  |  | N | Electric Utility | 1 | [11 empty] | N | bar: X X to RC RC
3046 | Duke Energy Progress - (NC) | 7539 | NA 1 (NC) | NC | NOT IN FILE | 11 | Natural Gas Fired Combined Cycle | CT |  | S | X |  |  |  | 195 |  | 167 | 145 |  |  |  |  | CN | X |  |  |  |  | N | Electric Utility | 1 | X X: X; RC RC: NG; NG NG: DFO |  |  | N
3046 | Duke Energy Progress - (NC) | 7539 | NA 1 (NC) | NC | NOT IN FILE | 12 | Natural Gas Fired Combined Cycle | CC |  | S | N | N |  |  | 195 |  | 183 | 132 |  |  |  |  | CN | X |  |  |  |  | N | Electric Utility | 1 | X X: X; RC RC: NG; NG NG: DFO |  |  | N
3046 | Duke Energy Progress - (NC) | 7539 | NA 1 (NC) | NC | NOT IN FILE | 4 | Natural Gas Fired Combined Cycle | CT |  | S | X |  |  |  | 195 |  | 167 | 145 |  |  |  |  | CN | X |  |  |  |  | N | Electric Utility | 1 | [11 empty] | N | bar: X X to RC RC
3046 | Duke Energy Progress - (NC) | 7539 | NA 1 (NC) | NC | NOT IN FILE | 5 | Natural Gas Fired Combined Cycle | CA |  | S | N | X |  |  | 160 |  | 162 | 182 |  |  |  |  | CN | X |  |  |  |  | N | Electric Utility | 1 | [11 empty] | N | bar: X X to RC RC
3046 | Duke Energy Progress - (NC) | 7539 | NA 1 (NC) | NC | NOT IN FILE | 6 | Natural Gas Fired Combined Cycle | CT |  | S | X |  |  |  | 195 |  | 167 | 145 |  |  |  |  | CN | X |  |  |  |  | N | Electric Utility | 1 | X X: X; RC RC: NG; NG NG: DFO |  |  | N
3046 | Duke Energy Progress - (NC) | 7539 | NA 1 (NC) | NC | NOT IN FILE | 7 | Natural Gas Fired Combined Cycle | CC |  | S | N | N |  |  | 612 |  | 483 | 432 |  |  |  |  | CN | X |  |  |  |  | N | Electric Utility | 1 | [11 empty] | N | bar: X X to RC RC
3046 | Duke Energy Progress - (NC) | 7539 | NA 1 (NC) | NC | NOT IN FILE | 9 | Natural Gas Fired Combined Cycle | CT |  | S | X |  |  |  | 195.3 |  | 155 | 180 |  |  |  |  | CN | X |  |  |  |  | N | Electric Utility | 1 | X X: X; RC RC: NG; NG NG: DFO |  |  | N
3046 | Duke Energy Progress - (NC) | 7539 | NA 1 (NC) | NC | NOT IN FILE | CCE1 | Natural Gas Fired Combined Cycle | CC |  | S | N | N |  |  | 557 |  | 474 | 557 |  |  |  |  | CN | X |  |  |  |  | N | Electric Utility | 1 | X X: X; RC RC: NG; NG NG: DFO |  |  | N | [12 empty] | Y
3046 | Duke Energy Progress - (NC) | 7539 | NA 1 (NC) | NC | NOT IN FILE | CCW1 | Natural Gas Fired Combined Cycle | CC |  | S | N | N |  |  | 278 |  | 237 | 278 |  |  |  |  | CN | X |  |  |  |  | N | Electric Utility | 1 | X X: X; RC RC: NG; NG NG: DFO |  |  | N | [12 empty] | Y
3046 | Duke Energy Progress - (NC) | 7539 | NA 1 (NC) | NC | NOT IN FILE | CT1 | Natural Gas Fired Combustion Turbine | GT |  | S | X | X |  |  | 195 |  | 153 | 195 |  |  |  |  | CN | X |  |  |  |  | N | Electric Utility | 1 | X X: X; RC RC: NG; NG NG: DFO | [15 empty] | Y
3046 | Duke Energy Progress - (NC) | 7539 | NA 1 (NC) | NC | NOT IN FILE | CT2 | Natural Gas Fired Combustion Turbine | GT |  | S | X | X |  |  | 195 |  | 153 | 195 |  |  |  |  | CN | X |  |  |  |  | N | Electric Utility | 1 | X X: X; RC RC: NG; NG NG: DFO |  |  | N | [12 empty] | Y
20847 | Wisconsin Electric Power Co | 7549 | Milwaukee County | WI | Milwaukee | 1 | Conventional Steam Coal | ST |  | S | X | X |  |  | 11 | 0.8 | 7 | 7 | 1 | N |  |  | RE | X | 3 | 1955 | 4 | 2016 | Y | Electric Utility | 1 | X X: B; RC RC: SUB; DFO DFO: NG |  |  | N | N |  | OVER |  | N | Y |  | Y |  |  |  | N | N
40577 | American Mun Power-Ohio, Inc | 7575 | Bowling Green | OH | Wood | 1 | Petroleum Liquids | IC |  | S | X | X |  |  | 1.6 | 0.8 | 1.6 | 1.6 | 1.6 | N |  |  | RE | X | 10 | 1993 | 6 | 2018 | N | Electric Utility | 1 | X X: X; RC RC: DFO |  |  | N | N |  | 10M | [7 empty] | N | N | N
40577 | American Mun Power-Ohio, Inc | 7575 | Bowling Green | OH | Wood | 2 | Petroleum Liquids | IC |  | S | X | X |  |  | 7.2 | 0.8 | 7.2 | 7.2 | 7.2 | N |  |  | RE | X | 8 | 1995 | 8 | 2018 | N | Electric Utility | 1 | X X: X; RC RC: DFO |  |  | N | N |  | 10M | [7 empty] | N | N | N
40577 | American Mun Power-Ohio, Inc | 7576 | Engle | OH | Summit | 16 | Petroleum Liquids | IC |  | S | X | X |  |  | 9 | 0.8 | 9 | 9 | 9 | N |  |  | RE | X | 8 | 1989 | 6 | 2018 | N | Electric Utility | 1 | X X: X; RC RC: DFO |  |  | N | N |  | 10M | [7 empty] | N | N | N
40577 | American Mun Power-Ohio, Inc | 7577 | Jackson (OH) | OH | Jackson | 12 | Petroleum Liquids | IC |  | S | X | X |  |  | 3.6 | 0.8 | 3.6 | 3.6 | 3.6 | N |  |  | RE | X | 12 | 1990 | 6 | 2018 | N | Electric Utility | 1 | X X: X; RC RC: DFO |  |  | N | N |  | 10M | [7 empty] | N | N | N
40577 | American Mun Power-Ohio, Inc | 7578 | Napoleon | OH | Henry | 1 | Petroleum Liquids | IC |  | S | X | X |  |  | 1.8 | 0.8 | 1.8 | 1.8 | 1.8 | N |  |  | RE | X | 12 | 1990 | 6 | 2018 | N | Electric Utility | 1 | X X: X; RC RC: DFO |  |  | N | N |  | 10M | [7 empty] | N | N | N
40577 | American Mun Power-Ohio, Inc | 7578 | Napoleon | OH | Henry | 2 | Petroleum Liquids | IC |  | S | X | X |  |  | 1.8 | 0.8 | 1.8 | 1.8 | 1.8 | N |  |  | RE | X | 12 | 1990 | 6 | 2018 | N | Electric Utility | 1 | X X: X; RC RC: DFO |  |  | N | N |  | 10M | [7 empty] | N | N | N
40577 | American Mun Power-Ohio, Inc | 7578 | Napoleon | OH | Henry | 3 | Petroleum Liquids | IC |  | S | X | X |  |  | 1.8 | 0.8 | 1.8 | 1.8 | 1.8 | N |  |  | RE | X | 12 | 1990 | 6 | 2018 | N | Electric Utility | 1 | X X: X; RC RC: DFO |  |  | N | N |  | 10M | [7 empty] | N | N | N
40577 | American Mun Power-Ohio, Inc | 7579 | Niles | OH | Trumbull | 13 | Petroleum Liquids | IC |  | S | X | X |  |  | 5.4 | 0.8 | 5.4 | 5.4 | 5.4 | N |  |  | RE | X | 12 | 1990 | 6 | 2018 | N | Electric Utility | 1 | X X: X; RC RC: DFO |  |  | N |  |  | 10M | [7 empty] | N | N | N
40577 | American Mun Power-Ohio, Inc | 7580 | Wadsworth | OH | Medina | 13 | Petroleum Liquids | IC |  | S | X | X |  |  | 5.4 | 0.8 | 5.4 | 5.4 | 5.4 | N |  |  | RE | X | 12 | 1990 | 6 | 2018 | N | Electric Utility | 1 | X X: X; RC RC: DFO |  |  | N | N |  | 10M | [7 empty] | N | N | N
9417 | Interstate Power and Light Co | 7595 | Red Cedar | IA | Linn | 1 | Natural Gas Fired Combustion Turbine | GT |  | S | X | X | ALTW.RCCSRCC1 | ALTW.RCCSRCC1 | 22.5 | 0.85 | 13 | 14.4 | 13 | N |  |  | RE | X | 12 | 1996 | 6 | 2018 | N | Electric Utility | 1 | [11 empty] | N | N |  | 12H | [7 empty] | N | N | N | bar: X X to RC RC
20860 | Wisconsin Public Service Corp | 7602 | Oneida Casino | WI | Brown | 1 | Petroleum Liquids | IC |  | S | X | X |  |  | 2 |  | 1.8 | 1.8 |  | N |  |  | RE | X | 7 | 1996 | 6 | 2011 | N | Electric Utility | 1 | X X: X; RC RC: DFO |  |  | N
20860 | Wisconsin Public Service Corp | 7602 | Oneida Casino | WI | Brown | 2 | Petroleum Liquids | IC |  | S | X | X |  |  | 2 |  | 1.8 | 1.8 |  | N |  |  | RE | X | 7 | 1996 | 6 | 2011 | N | Electric Utility | 1 | X X: X; RC RC: DFO |  |  | N
10273 | Kimberly-Clark Corp | 7627 | Everett Cogen | WA | Snohomish | 1 | Wood/Wood Waste Biomass | ST |  | S | X | X |  |  | 42 |  | 36 | 26 |  | N |  |  | RE | X | 1 | 1996 | 10 | 2011 | Y | IPP CHP | 3 | X X: T; RC RC: WDS; NG NG: NG; DFO DFO: DFO |  |  | N |  |  |  | Y | [7 empty] | Y | Y
2439 | City of Bryan - (OH) | 7657 | Auglaize Hydro | OH | Defiance | 3 | Conventional Hydroelectric | HY |  | S | X | X |  |  | 1.4 | 0.8 | 1.3 | 1.3 |  | N |  |  | RE | X | 9 | 1992 | 2 | 2003 | N | Electric Utility | 1 | X X: X; RC RC: WAT |  |  | N | N | 0 | 10M | [7 empty] | N
17718 | Southwestern Public Service Co | 7678 | Celanese | TX | Gray | 1 | All Other | OT |  | S | X | X |  |  | 13 |  | 13 | 13 |  | N |  |  | RE | X | 1 | 1964 | 12 | 2010 | N | Electric Utility | 1 | X X: X; RC RC: OTH |  |  | N | [10 empty] | N
17718 | Southwestern Public Service Co | 7678 | Celanese | TX | Gray | 2 | All Other | ST |  | S | X | X |  |  | 37 |  | 26 | 26 |  | N |  |  | RE | X | 1 | 1979 | 12 | 2010 | N | Electric Utility | 1 | X X: X; RC RC: PUR |  |  | N | [10 empty] | N
590 | City of Anaheim - (CA) | 7693 | Anaheim GT | CA | Orange | 1 | Natural Gas Fired Combustion Turbine | GT |  | S | X | X |  |  | 49.2 | 0.85 | 44.5 | 46.5 | 42 | N |  |  | RE | X | 5 | 1991 | 12 | 2019 | N | Electric Utility | 1 | [11 empty] | N | N |  | 12H | [7 empty] | N | N | N | bar: X X to RC RC
6035 | Exelon Power | 7701 | Fairless Hills | PA | Bucks | A | Landfill Gas | ST |  | S | X | X | FARHILLS13 KV A GEN | FARHILLS13 KV A GEN | 30 | 0.85 | 30 | 30 | 6 | N |  |  | RE | X | 12 | 1996 | 6 | 2020 | N | IPP Non-CHP | 2 | X X: X; RC RC: LFG; NG NG: NG; DFO DFO: NG |  |  | N | N |  | 12H | [7 empty] | Y | Y | N
6035 | Exelon Power | 7701 | Fairless Hills | PA | Bucks | B | Landfill Gas | ST |  | S | X | X | FARHILLS13 KV B GEN | FARHILLS13 KV B GEN | 30 | 0.8 | 30 | 30 | 7 | N |  |  | RE | X | 12 | 1996 | 6 | 2020 | N | IPP Non-CHP | 2 | X X: X; RC RC: LFG; NG NG: NG; DFO DFO: NG |  |  | N | N | 0 | 12H | [7 empty] | Y | Y | N
9617 | JEA | 7705 | Girvin Landfill | FL | Duval | 1 | Landfill Gas | IC |  | S | X | X | FRCC | FRCC | 3 | 0.85 | 3 | 3 | 1 | N |  |  | RE | X | 7 | 1997 | 2 | 2014 | N | Electric Utility | 1 | X X: X; RC RC: LFG |  |  | N |  |  | 10M | [8 empty] | N
9417 | Interstate Power and Light Co | 7706 | Agency GT | IA | Des Moines | 1 | Natural Gas Fired Combustion Turbine | GT |  | S | X | X |  |  | 19.7 |  | 15.8 | 18.7 |  | N |  |  | RE | X | 1 | 1992 | 11 | 2010 | N | Electric Utility | 1 | X X: X; RC RC: NG; NG NG: DFO |  |  | N | [11 empty] | Y | Y
9417 | Interstate Power and Light Co | 7706 | Agency GT | IA | Des Moines | 2 | Natural Gas Fired Combustion Turbine | GT |  | S | X | X |  |  | 19.7 |  | 15.5 | 18.4 |  | N |  |  | RE | X | 1 | 1990 | 11 | 2010 | N | Electric Utility | 1 | X X: X; RC RC: NG; NG NG: DFO |  |  | N | [11 empty] | Y | Y
9417 | Interstate Power and Light Co | 7706 | Agency GT | IA | Des Moines | 3 | Natural Gas Fired Combustion Turbine | GT |  | S | X | X |  |  | 19.7 |  | 12.2 | 14.5 |  | N |  |  | RE | X | 1 | 1990 | 11 | 2010 | N | Electric Utility | 1 | X X: X; RC RC: NG; NG NG: DFO |  |  | N | [11 empty] | Y | Y
9417 | Interstate Power and Light Co | 7706 | Agency GT | IA | Des Moines | 4 | Natural Gas Fired Combustion Turbine | GT |  | S | X | X |  |  | 19.7 |  | 16.6 | 19.6 |  | N |  |  | RE | X | 1 | 1990 | 11 | 2010 | N | Electric Utility | 1 | X X: X; RC RC: NG; NG NG: DFO | [14 empty] | Y | Y
195 | Alabama Power Co | 7708 | APC1 | AL |  | 2 | Natural Gas Fired Combined Cycle | CC |  | S | N | N |  |  | 270 |  | 270 | 270 |  |  |  |  | CN | X |  |  |  |  | N | Electric Utility | 1 | [11 empty] | N | bar: X X to RC RC
17650 | Southern Power Co | 7710 | H Allen Franklin Combined Cycle | AL | Lee | CT4A | Natural Gas Fired Combined Cycle | CT |  | S | X |  |  |  | 203.1 |  | 203.1 | 203.1 |  | N |  |  | CN | X |  |  |  |  | N | IPP Non-CHP | 2 | [11 empty] | N | [10 empty] | N | bar: X X to RC RC
17650 | Southern Power Co | 7710 | H Allen Franklin Combined Cycle | AL | Lee | CT4B | Natural Gas Fired Combined Cycle | CT |  | S | X |  |  |  | 203.1 |  | 203.1 | 203.1 |  | N |  |  | CN | X |  |  |  |  | N | IPP Non-CHP | 2 | [11 empty] | N | [10 empty] | N | bar: X X to RC RC
17650 | Southern Power Co | 7710 | H Allen Franklin Combined Cycle | AL | Lee | ST4 | Natural Gas Fired Combined Cycle | CA |  | S | Y | X |  |  | 281.9 |  | 282 | 282 |  | N |  |  | CN | X |  |  |  |  | N | IPP Non-CHP | 2 | [11 empty] | N | [10 empty] | N | bar: X X to RC RC
7140 | Georgia Power Co | 7711 | GPC3 | GA |  | 1 | Natural Gas Fired Combined Cycle | CC |  | S | N | N |  |  | 660 |  | 660 | 660 |  | N |  |  | CN | X |  |  |  |  | N | Electric Utility | 1 | [11 empty] | N | bar: X X to RC RC
7140 | Georgia Power Co | 7712 | GPC4 | GA |  | 1 | Natural Gas Fired Combustion Turbine | GT |  | S | X | X |  |  | 570 |  | 570 | 570 |  | N |  |  | CN | X |  |  |  |  | N | Electric Utility | 1 | [11 empty] | N | bar: X X to RC RC
7140 | Georgia Power Co | 7713 | GPC5 | GA |  | 1 | Natural Gas Fired Combustion Turbine | GT |  | S | X | X |  |  | 930 |  | 930 | 930 |  | N |  |  | CN | X |  |  |  |  | N | Electric Utility | 1 | [11 empty] | N | bar: X X to RC RC
7140 | Georgia Power Co | 7714 | GPC6 | GA |  | 1 | Natural Gas Fired Combined Cycle | CC |  | S | N | N |  |  | 570 |  | 570 | 570 |  | N |  |  | CN | X |  |  |  |  | N | Electric Utility | 1 | [11 empty] | N | bar: X X to RC RC
3046 | Duke Energy Progress - (NC) | 7727 | Future Gen Plant 1 | NC |  | 1 | Natural Gas Fired Combined Cycle | CC |  | S | N | N |  |  | 211.8 |  | 162 | 180 |  |  |  |  | CN | X |  |  |  |  | N | Electric Utility | 1 | [11 empty] | N | bar: X X to RC RC
3046 | Duke Energy Progress - (NC) | 7728 | Future Gen Plant 2 | NC |  | 1 | Natural Gas Fired Combined Cycle | CC |  | S | N | N |  |  | 612 |  | 480 | 552 |  |  |  |  | CN | X |  |  |  |  | N | Electric Utility | 1 | [11 empty] | N | bar: X X to RC RC
3989 | City of Colorado Springs - (CO) | 7730 | SECC | CO | El Paso | 1 | Petroleum Liquids | IC |  | S | X | X |  |  | 1.5 | 0.8 | 1.1 | 1.1 | 0.1 |  |  |  | RE | X | 1 | 1998 | 4 | 2014 | N | Electric Utility | 1 | X X: X; RC RC: DFO |  |  | N | N |  | 10M | [8 empty] | N | N
5701 | El Paso Electric Co | 7732 | Turbine | TX | El Paso | 1 | Natural Gas Fired Combustion Turbine | GT |  | S | X | X |  |  | 121 |  | 121 | 121 |  | N |  |  | CN | X |  |  |  |  | N | Electric Utility | 1 | X X: X; RC RC: NG; NG NG: DFO |  |  | N
21554 | Seminole Electric Cooperative Inc | 7738 | Unknown | FL | Hardee | 1 | Petroleum Liquids | GT |  | S | X | X |  |  | 300 |  | 300 | 300 |  |  |  |  | CN | X |  |  |  |  | N | Electric Utility | 1 | X X: X; RC RC: DFO
21554 | Seminole Electric Cooperative Inc | 7738 | Unknown | FL | Hardee | GT1 | Petroleum Liquids | GT |  | S | X | X |  |  | 180 |  | 153 | 182 |  |  |  |  | CN | X |  |  |  |  | N | Electric Utility | 1 | X X: X; RC RC: DFO |  |  | N
21554 | Seminole Electric Cooperative Inc | 7738 | Unknown | FL | Hardee | GT2 | Petroleum Liquids | GT |  | S | X | X |  |  | 180 |  | 153 | 182 |  |  |  |  | CN | X |  |  |  |  | N | Electric Utility | 1 | X X: X; RC RC: DFO |  |  | N
21554 | Seminole Electric Cooperative Inc | 7738 | Unknown | FL | Hardee | GT3 | Petroleum Liquids | GT |  | S | X | X |  |  | 180 |  | 153 | 182 |  |  |  |  | CN | X |  |  |  |  | N | Electric Utility | 1 | X X: X; RC RC: DFO |  |  | N
21554 | Seminole Electric Cooperative Inc | 7738 | Unknown | FL | Hardee | GT4 | Petroleum Liquids | GT |  | S | X | X |  |  | 180 |  | 153 | 182 |  |  |  |  | CN | X |  |  |  |  | N | Electric Utility | 1 | X X: X; RC RC: DFO |  |  | N
21554 | Seminole Electric Cooperative Inc | 7738 | Unknown | FL | Hardee | GT5 | Petroleum Liquids | GT |  | S | X | X |  |  | 180 |  | 153 | 182 |  |  |  |  | CN | X |  |  |  |  | N | Electric Utility | 1 | X X: X; RC RC: DFO |  |  | N
21554 | Seminole Electric Cooperative Inc | 7738 | Unknown | FL | Hardee | GT6 | Petroleum Liquids | GT |  | S | X | X |  |  | 180 |  | 153 | 182 |  |  |  |  | CN | X |  |  |  |  | N | Electric Utility | 1 | X X: X; RC RC: DFO |  |  | N
21554 | Seminole Electric Cooperative Inc | 7738 | Unknown | FL | Hardee | GT7 | Petroleum Liquids | GT |  | S | X | X |  |  | 180 |  | 153 | 182 |  |  |  |  | CN | X |  |  |  |  | N | Electric Utility | 1 | X X: X; RC RC: DFO |  |  | N
6452 | Florida Power & Light Co | 7744 | Unsited | FL |  | 1 | Natural Gas Fired Combined Cycle | CC |  | S | N | N |  |  | 448 |  | 448 | 448 |  | N |  |  | CN | X |  |  |  |  | N | Electric Utility | 1 | X X: X; RC RC: NG; NG NG: DFO |  |  | N
6452 | Florida Power & Light Co | 7744 | Unsited | FL |  | 2 | Natural Gas Fired Combined Cycle | CC |  | S | N | N |  |  | 448 |  | 448 | 448 |  | N |  |  | CN | X |  |  |  |  | N | Electric Utility | 1 | X X: X; RC RC: NG; NG NG: DFO |  |  | N
924 | Associated Electric Coop, Inc | 7749 | Essex | MO | Stoddard | 2 | Natural Gas Fired Combustion Turbine | GT |  | S | X | X |  |  | 108 |  | 104 | 127 |  |  |  |  | CN | X |  |  |  |  | N | Electric Utility | 1 | [11 empty] | N | [10 empty] | N | bar: X X to RC RC
17874 | City of St George | 7767 | Bloomington Power Plant | UT | Washington | 7 | Petroleum Liquids | IC |  | S | X | X |  |  | 1.7 |  | 1.5 | 1.5 |  |  |  |  | RE | X | 3 | 1999 | 3 | 2010 | N | Electric Utility | 1 | X X: X; RC RC: DFO | [13 empty] | N | N
8287 | Hawaii Electric Light Co Inc | 7769 | Lalamilo Windfarm | HI | Hawaii | 1-81 | Onshore Wind Turbine | WT |  | W | X | X |  |  | 1.6 |  | 1.6 | 1.6 |  |  |  |  | RE | X | 7 | 1985 | 12 | 2010 | N | Electric Utility | 1 | X X: X; RC RC: WND |  |  | N | N | 81
8287 | Hawaii Electric Light Co Inc | 7769 | Lalamilo Windfarm | HI | Hawaii | 8211 | Onshore Wind Turbine | WT |  | W | X | X |  |  | 0.6 |  | 0.6 | 0.6 |  |  |  |  | RE | X | 7 | 1985 | 12 | 2010 | N | Electric Utility | 1 | X X: X; RC RC: WND |  |  | N | N | 39
58190 | Bluestem LLC | 7771 | Springview | NE | Keya Paha | 1 | Onshore Wind Turbine | WT |  | J | X | X |  |  | 0.7 |  | 0.7 | 0.7 |  | N |  |  | RE | X | 10 | 1998 | 10 | 2007 | N | IPP Non-CHP | 2 | X X: X; RC RC: WND |  |  | N | N | 1
58190 | Bluestem LLC | 7771 | Springview | NE | Keya Paha | 2 | Onshore Wind Turbine | WT |  | J | X | X |  |  | 0.7 |  | 0.7 | 0.7 |  | N |  |  | RE | X | 10 | 1998 | 10 | 2007 | N | IPP Non-CHP | 2 | X X: X; RC RC: WND |  |  | N | N | 1
40230 | Deseret Generation & Tran Coop | 7790 | Bonanza | UT | Uintah | 2 | Conventional Steam Coal | ST |  | J | X | X |  |  | 110 |  | 86 | 86 |  |  |  |  | CN | X |  |  |  |  | N | Electric Utility | 1 | X X: X; RC RC: WC; NG NG: DFO |  |  | N |  |  |  |  | N |  |  | N |  |  | N | N | N
11560 | City of Manassas - (VA) | 7797 | Dominion/Lo Mar | VA | Prince William | DOM3 | Petroleum Liquids | IC |  | S | X | X |  |  | 1.8 |  | 1.6 |  |  | N |  |  | IP | X |  |  |  |  | N | Electric Utility | 1 | X X: X; RC RC: DFO |  |  | N |  |  | 10M | [7 empty] | N | N | N
11560 | City of Manassas - (VA) | 7797 | Dominion/Lo Mar | VA | Prince William | DOM4 | Petroleum Liquids | IC |  | S | X | X |  |  | 1.8 |  | 1.6 |  |  | N |  |  | IP | X |  |  |  |  | N | Electric Utility | 1 | X X: X; RC RC: DFO |  |  | N |  |  | 10M | [7 empty] | N | N
11560 | City of Manassas - (VA) | 7797 | Dominion/Lo Mar | VA | Prince William | LOM4 | Petroleum Liquids | IC |  | S | X | X |  |  | 1.8 |  | 1.6 |  |  | N |  |  | IP | X |  |  |  |  | N | Electric Utility | 1 | X X: X; RC RC: DFO |  |  | N |  |  | 10M | [7 empty] | N | N
16873 | City of Sebewaing - (MI) | 7806 | Pine Street | MI | Huron | 1 | Petroleum Liquids | IC |  | S | X | X | CONS.MPPA | MISO-CONS.MPPA | 1.1 | 0.95 | 1 | 1.1 | 0.1 | N |  |  | RE | X | 6 | 1969 | 3 | 2018 | N | Electric Utility | 1 | X X: X; RC RC: DFO; NG NG: NG |  |  | N | N |  | 1H | [7 empty] | N
16873 | City of Sebewaing - (MI) | 7806 | Pine Street | MI | Huron | 2 | Natural Gas Internal Combustion Engine | IC |  | S | X | X | CONS.MPPA | MISO-CONS.MPPA | 1.1 | 0.95 | 1 | 1.1 | 0.1 | N |  |  | RE | X | 6 | 1969 | 3 | 2018 | N | Electric Utility | 1 | X X: X; RC RC: NG; NG NG: DFO |  |  | N | N |  | 1H | [7 empty] | N
16873 | City of Sebewaing - (MI) | 7806 | Pine Street | MI | Huron | 3 | Petroleum Liquids | IC |  | S | X | X | CONS.MPPA | MISO-CONS.MPPA | 1.1 | 0.95 | 1 | 1.1 | 0.1 | N |  |  | RE | X | 1 | 1988 | 3 | 2018 | N | Electric Utility | 1 | X X: X; RC RC: DFO |  |  | N | N |  | 1H | [7 empty] | N
16873 | City of Sebewaing - (MI) | 7806 | Pine Street | MI | Huron | 4 | Petroleum Liquids | IC |  | S | X | X | SEBE | SEBE | 1.1 | 0.95 | 1 | 1.1 | 0.1 | N |  |  | RE | X | 1 | 1988 | 3 | 2018 | N | Electric Utility | 1 | X X: X; RC RC: DFO |  |  | N | N |  | 1H | [7 empty] | N
16873 | City of Sebewaing - (MI) | 7806 | Pine Street | MI | Huron | 5 | Natural Gas Internal Combustion Engine | IC |  | S | X | X | SEBE | SEBE | 1.3 | 0.95 | 1.2 | 1.3 | 0.1 | N |  |  | RE | X | 5 | 1996 | 3 | 2018 | N | Electric Utility | 1 | X X: X; RC RC: NG; NG NG: DFO |  |  | N | N |  | 1H | [7 empty] | N
16873 | City of Sebewaing - (MI) | 7806 | Pine Street | MI | Huron | 6 | Natural Gas Internal Combustion Engine | IC |  | S | X | X | SEBE | SEBE | 1.3 | 0.95 | 1.2 | 1.3 | 0.1 | N |  |  | RE | X | 5 | 1996 | 3 | 2018 | N | Electric Utility | 1 | X X: X; RC RC: NG; NG NG: DFO |  |  | N | N |  | 1H | [7 empty] | N
792 | City of Argyle - (WI) | 7810 | Argyle | WI | Lafayette | 2A | Petroleum Liquids | IC |  | S | X | X |  |  | 1.1 |  | 1.1 | 1.1 |  |  |  |  | RE | X | 0 | 1973 | 9 | 2003 | N | Electric Utility | 1 | X X: X; RC RC: DFO | [5 empty] | 10M
792 | City of Argyle - (WI) | 7810 | Argyle | WI | Lafayette | 4 | Petroleum Liquids | IC |  | S | X | X |  |  | 1.1 |  | 1.1 | 1.1 |  |  |  |  | RE | X | 10 | 1989 | 9 | 2003 | N | Electric Utility | 1 | X X: X; RC RC: DFO
10393 | PUD No 1 of Klickitat County | 7832 | Roosevelt Biogas 1 | WA | Klickitat | 6 | Landfill Gas | IC |  | S | X | X |  |  | 2.1 |  |  |  |  | N |  |  | IP | X |  |  |  |  | N | Electric Utility | 1 | X X: X; RC RC: LFG |  |  | N | [10 empty] | N | N | N
17543 | South Carolina Public Service Authority | 7834 | John S Rainey | SC | Anderson | CT4B | Natural Gas Fired Combustion Turbine | GT |  | S | X | X |  |  | 170 |  | 146 | 168 |  |  |  |  | IP | X |  |  |  |  | N | Electric Utility | 1 | X X: X; RC RC: NG; NG NG: DFO |  |  | N | [10 empty] | N
17543 | South Carolina Public Service Authority | 7834 | John S Rainey | SC | Anderson | CT5B | Natural Gas Fired Combined Cycle | CT |  | S | X | X |  |  | 170 |  | 146 | 168 |  |  |  |  | IP | X |  |  |  |  | N | Electric Utility | 1 | X X: X; RC RC: NG; NG NG: DFO |  |  | N | [10 empty] | N | N
17543 | South Carolina Public Service Authority | 7834 | John S Rainey | SC | Anderson | ST5S | Natural Gas Fired Combined Cycle | CA |  | S | N | X |  |  | 190 |  | 160 | 179 |  |  |  |  | IP | X |  |  |  |  | N | Electric Utility | 1 | [11 empty] | N | [10 empty] | N | N | bar: X X to RC RC
56386 | Essential Power Rock Springs LLC | 7835 | Essential Power Rock Springs LLC | MD | Cecil | 5 | Natural Gas Fired Combustion Turbine | GT |  | S | X | X | [7 empty] | N |  |  | CN | X |  |  |  |  | N | IPP Non-CHP | 2 | [11 empty] | N | bar: X X to RC RC
56386 | Essential Power Rock Springs LLC | 7835 | Essential Power Rock Springs LLC | MD | Cecil | 6 | Natural Gas Fired Combustion Turbine | GT |  | S | X | X |  |  | 1 |  |  |  |  | N |  |  | CN | X |  |  |  |  | N | IPP Non-CHP | 2 | [11 empty] | N | bar: X X to RC RC
40229 | Old Dominion Electric Coop | 7836 | Marsh Run Generation Facility | VA | Fauquier | 4 | Natural Gas Fired Combustion Turbine | GT |  | S | X | X |  |  | 195.5 |  | 195.5 | 195.5 |  |  |  |  | IP | X |  |  |  |  | N | Electric Utility | 1 | X X: X; RC RC: NG; NG NG: DFO |  |  | N
4716 | Dairyland Power Coop | 7863 | Elk Mound | WI | Chippewa | 3 | Natural Gas Fired Combustion Turbine | GT |  | S | X | X |  |  | 35.5 |  | 35.5 | 45 |  |  |  |  | CN | X |  |  |  |  | N | Electric Utility | 1 | X X: X; RC RC: NG; NG NG: DFO |  |  | N | [10 empty] | Y | N | Y
4716 | Dairyland Power Coop | 7863 | Elk Mound | WI | Chippewa | 4 | Natural Gas Fired Combustion Turbine | GT |  | S | X | X |  |  | 35.5 |  | 35.5 | 45 |  |  |  |  | CN | X |  |  |  |  | N | Electric Utility | 1 | X X: X; RC RC: NG; NG NG: DFO |  |  | N | [11 empty] | N | Y
15500 | Puget Sound Energy Inc | 7867 | Snoqualmie 2 | WA | King | 6 | Conventional Hydroelectric | HY |  | S | X | X |  |  | 9.8 | 1 | 13.9 | 13.9 | 5.2 | N |  |  | RE | X | 1 | 1910 | 6 | 2010 | N | Electric Utility | 1 | X X: X; RC RC: WAT |  |  | N | N |  | 10M
18454 | Tampa Electric Co | 7873 | H L Culbreath Bayside Power Station | FL | Hillsborough | 3A | Natural Gas Fired Combustion Turbine | GT |  | S | X | X |  |  | 189.9 |  | 160 | 180 |  | N |  |  | CN | X |  |  |  |  | N | Electric Utility | 1 | X X: X; RC RC: NG; NG NG: DFO |  |  | N
18454 | Tampa Electric Co | 7873 | H L Culbreath Bayside Power Station | FL | Hillsborough | 3B | Natural Gas Fired Combustion Turbine | GT |  | S | X | X |  |  | 189.9 |  | 160 | 180 |  | N |  |  | CN | X |  |  |  |  | N | Electric Utility | 1 | X X: X; RC RC: NG; NG NG: DFO |  |  | N
18454 | Tampa Electric Co | 7873 | H L Culbreath Bayside Power Station | FL | Hillsborough | 7 | Natural Gas Fired Combustion Turbine | GT |  | S | X | X |  |  | 62 |  | 56 | 61 |  | N |  |  | CN | X |  |  |  |  | N | Electric Utility | 1 | [11 empty] | N | bar: X X to RC RC
18454 | Tampa Electric Co | 7873 | H L Culbreath Bayside Power Station | FL | Hillsborough | 8 | Natural Gas Fired Combustion Turbine | GT |  | S | X | X |  |  | 62 |  | 56 | 61 |  | N |  |  | CN | X |  |  |  |  | N | Electric Utility | 1 | [11 empty] | N | bar: X X to RC RC
12686 | Mississippi Power Co | 7875 | MPC1 | MS |  | 1 | Natural Gas Fired Combustion Turbine | GT |  | S | X | X |  |  | 360 |  | 360 | 360 |  |  |  |  | CN | X |  |  |  |  | N | Electric Utility | 1 | [11 empty] | N | bar: X X to RC RC
195 | Alabama Power Co | 7876 | APC2 | AL |  | 1 | Natural Gas Fired Combined Cycle | CT |  | S | X |  |  |  | 300 |  | 300 | 300 |  |  |  |  | CN | X |  |  |  |  | N | Electric Utility | 1 | [11 empty] | N | [11 empty] | N | bar: X X to RC RC
195 | Alabama Power Co | 7877 | APC3 | AL |  | 1 | Natural Gas Fired Combined Cycle | CC |  | S | N | N |  |  | 200 |  | 200 | 200 |  |  |  |  | CN | X |  |  |  |  | N | Electric Utility | 1 | [11 empty] | N | [10 empty] | N | N | bar: X X to RC RC
13100 | Municipal Electric Authority | 7879 | MEAG1 | GA |  | 1 | Natural Gas Fired Combined Cycle | CT |  | S | X |  |  |  | 170.9 |  | 162 | 162 |  |  |  |  | IP | X |  |  |  |  | N | Electric Utility | 1 | X X: X; RC RC: NG; NG NG: DFO |  |  | N
13100 | Municipal Electric Authority | 7880 | MEAG2 | GA |  | 1 | Natural Gas Fired Combined Cycle | CT |  | S | X |  |  |  | 170.9 |  | 162 | 162 |  |  |  |  | IP | X |  |  |  |  | N | Electric Utility | 1 | X X: X; RC RC: NG; NG NG: DFO |  |  | N
13100 | Municipal Electric Authority | 7881 | MEAG3 | GA |  | 1 | Natural Gas Fired Combined Cycle | CT |  | S | X |  |  |  | 170.9 |  | 162 | 162 |  |  |  |  | IP | X |  |  |  |  | N | Electric Utility | 1 | X X: X; RC RC: NG; NG NG: DFO |  |  | N
20860 | Wisconsin Public Service Corp | 7882 | Glenmore Turbines | WI | Brown | 1 | Onshore Wind Turbine | WT |  | S | X | X |  |  | 1.2 |  | 0.1 | 0.1 |  | N |  |  | RE | X | 2 | 1998 | 9 | 2012 | N | Electric Utility | 1 | X X: X; RC RC: WND |  |  | N |  | 2
18454 | Tampa Electric Co | 7889 | NA 1 | FL |  | 1 | Natural Gas Fired Combustion Turbine | GT |  | S | X | X |  |  | 195 |  | 150 | 150 |  | N |  |  | CN | X |  |  |  |  | N | Electric Utility | 1 | X X: X; RC RC: NG; NG NG: DFO |  |  | N
21554 | Seminole Electric Cooperative Inc | 7890 | Unnamed | FL |  | CC1 | Natural Gas Fired Combined Cycle | CC |  | S | N | N |  |  | 290 |  | 153 | 182 |  |  |  |  | CN | X |  |  |  |  | N | Electric Utility | 1 | X X: X; RC RC: NG; NG NG: DFO |  |  | N
21554 | Seminole Electric Cooperative Inc | 7890 | Unnamed | FL |  | CC2 | Natural Gas Fired Combined Cycle | CC |  | S | N | N |  |  | 290 |  | 153 | 182 |  |  |  |  | CN | X |  |  |  |  | N | Electric Utility | 1 | X X: X; RC RC: NG; NG NG: DFO |  |  | N
21554 | Seminole Electric Cooperative Inc | 7890 | Unnamed | FL |  | GT1 | Petroleum Liquids | GT |  | S | X | X |  |  | 193 |  | 153 | 182 |  |  |  |  | CN | X |  |  |  |  | N | Electric Utility | 1 | X X: X; RC RC: DFO |  |  | N
21554 | Seminole Electric Cooperative Inc | 7890 | Unnamed | FL |  | GT2 | Petroleum Liquids | GT |  | S | X | X |  |  | 193 |  | 153 | 182 |  |  |  |  | CN | X |  |  |  |  | N | Electric Utility | 1 | X X: X; RC RC: DFO |  |  | N
21554 | Seminole Electric Cooperative Inc | 7890 | Unnamed | FL |  | GT3 | Petroleum Liquids | GT |  | S | X | X |  |  | 193 |  | 153 | 182 |  |  |  |  | CN | X |  |  |  |  | N | Electric Utility | 1 | X X: X; RC RC: DFO |  |  | N
6452 | Florida Power & Light Co | 7893 | Midway | FL | Taylor | 1 | Natural Gas Fired Combined Cycle | CC |  | S | N | N |  |  | 429 |  | 324 | 362 |  | N |  |  | CN | X |  |  |  |  | N | Electric Utility | 1 | X X: X; RC RC: NG; NG NG: DFO |  |  | N
6452 | Florida Power & Light Co | 7893 | Midway | FL | Taylor | 2 | Natural Gas Fired Combined Cycle | CC |  | S | N | N |  |  | 429 |  | 324 | 362 |  | N |  |  | CN | X |  |  |  |  | N | Electric Utility | 1 | [11 empty] | N | bar: X X to RC RC
6452 | Florida Power & Light Co | 7893 | Midway | FL | Taylor | 3 | Natural Gas Fired Combined Cycle | CC |  | S | N | N |  |  | 429 |  | 394 | 429 |  | N |  |  | CN | X |  |  |  |  | N | Electric Utility | 1 | [11 empty] | N | bar: X X to RC RC
11249 | Louisville Gas & Electric Co | 7894 | Unknown | KY |  | 1 | Natural Gas Fired Combustion Turbine | GT |  | S | X | X |  |  | 181 |  | 148 | 181 |  |  |  |  | CN | X |  |  |  |  | N | Electric Utility | 1 | [11 empty] | N | bar: X X to RC RC
11249 | Louisville Gas & Electric Co | 7894 | Unknown | KY |  | 2 | Natural Gas Fired Combustion Turbine | GT |  | S | X | X |  |  | 181 |  | 148 | 181 |  |  |  |  | CN | X |  |  |  |  | N | Electric Utility | 1 | [11 empty] | N | bar: X X to RC RC
11249 | Louisville Gas & Electric Co | 7894 | Unknown | KY |  | 3 | Natural Gas Fired Combustion Turbine | GT |  | S | X | X |  |  | 181 |  | 148 | 181 |  |  |  |  | CN | X |  |  |  |  | N | Electric Utility | 1 | [11 empty] | N | bar: X X to RC RC
11249 | Louisville Gas & Electric Co | 7894 | Unknown | KY |  | 4 | Natural Gas Fired Combustion Turbine | GT |  | S | X | X |  |  | 185 |  | 160 | 185 |  |  |  |  | CN | X |  |  |  |  | N | Electric Utility | 1 | [11 empty] | N | bar: X X to RC RC
11249 | Louisville Gas & Electric Co | 7894 | Unknown | KY |  | 5 | Natural Gas Fired Combustion Turbine | GT |  | S | X | X |  |  | 185 |  | 160 | 185 |  |  |  |  | CN | X |  |  |  |  | N | Electric Utility | 1 | [11 empty] | N | bar: X X to RC RC
11249 | Louisville Gas & Electric Co | 7894 | Unknown | KY |  | 6 | Natural Gas Fired Combustion Turbine | GT |  | S | X | X |  |  | 185 |  | 150 | 185 |  |  |  |  | CN | X |  |  |  |  | N | Electric Utility | 1 | X X: X; RC RC: NG; NG NG: DFO |  |  | N
11249 | Louisville Gas & Electric Co | 7894 | Unknown | KY |  | 7 | Natural Gas Fired Combustion Turbine | GT |  | S | X | X |  |  | 185 |  | 150 | 185 |  |  |  |  | CN | X |  |  |  |  | N | Electric Utility | 1 | X X: X; RC RC: NG; NG NG: DFO |  |  | N
11249 | Louisville Gas & Electric Co | 7894 | Unknown | KY |  | 8 | Natural Gas Fired Combustion Turbine | GT |  | S | X | X |  |  | 185 |  | 160 | 185 |  |  |  |  | CN | X |  |  |  |  | N | Electric Utility | 1 | X X: X; RC RC: NG; NG NG: DFO |  |  | N
17650 | Southern Power Co | 7897 | E B Harris Electric Generating Plant | AL | Autauga | 3 | Natural Gas Fired Combined Cycle | CC |  | S | N | N |  |  | 615 |  | 615 | 655 |  | N |  |  | CN | X |  |  |  |  | N | IPP Non-CHP | 2 | [11 empty] | N | bar: X X to RC RC
17650 | Southern Power Co | 7897 | E B Harris Electric Generating Plant | AL | Autauga | 4 | Natural Gas Fired Combined Cycle | CC |  | S | N | N |  |  | 615 |  | 615 | 655 |  | N |  |  | CN | X |  |  |  |  | N | IPP Non-CHP | 2 | [11 empty] | N | bar: X X to RC RC
20847 | Wisconsin Electric Power Co | 7901 | Byron | WI | Fond Du Lac | 1 | Onshore Wind Turbine | WT |  | S | X | X |  |  | 0.7 |  | 0.1 | 0.1 | 0 | N |  |  | RE | X | 6 | 1999 | 5 | 2019 | N | Electric Utility | 1 | X X: X; RC RC: WND |  |  | N | N | 1
20847 | Wisconsin Electric Power Co | 7901 | Byron | WI | Fond Du Lac | 2 | Onshore Wind Turbine | WT |  | S | X | X |  |  | 0.7 |  | 0.1 | 0.1 | 0 | N |  |  | RE | X | 6 | 1999 | 5 | 2019 | N | Electric Utility | 1 | X X: X; RC RC: WND |  |  | N | N | 1
2287 | City of Brooklyn - (IA) | 7922 | Brooklyn City North Plant | IA | Poweshiek | 6 | Petroleum Liquids | IC |  | S | X | X |  |  | 2 | 1 | 1.8 | 1.8 | 0.2 | N |  |  | RE | X | 5 | 2002 | 9 | 2011 | N | Electric Utility | 1 | X X: X; RC RC: DFO |  |  | N | N |  | 10M | [7 empty] | N | N | N
10000 | Evergy Metro | 7928 | Osawatomie | KS | Miami | 2 | Natural Gas Fired Combustion Turbine | GT |  | S | X | X |  |  | 91.3 |  | 69.6 | 100.5 |  |  |  |  | CN | X |  |  |  |  | N | Electric Utility | 1 | X X: X; RC RC: NG; NG NG: DFO |  |  | N
10000 | Evergy Metro | 7928 | Osawatomie | KS | Miami | 3 | Natural Gas Fired Combustion Turbine | GT |  | S | X | X |  |  | 91.3 |  | 69.6 | 100.5 |  |  |  |  | CN | X |  |  |  |  | N | Electric Utility | 1 | X X: X; RC RC: NG; NG NG: DFO |  |  | N
10000 | Evergy Metro | 7928 | Osawatomie | KS | Miami | 4 | Natural Gas Fired Combustion Turbine | GT |  | S | X | X |  |  | 91.3 |  | 69.6 | 100.5 |  |  |  |  | CN | X |  |  |  |  | N | Electric Utility | 1 | X X: X; RC RC: NG; NG NG: DFO |  |  | N
10000 | Evergy Metro | 7928 | Osawatomie | KS | Miami | 5 | Natural Gas Fired Combustion Turbine | GT |  | S | X | X |  |  | 91.3 |  | 69.6 | 100.5 |  |  |  |  | CN | X |  |  |  |  | N | Electric Utility | 1 | X X: X; RC RC: NG; NG NG: DFO |  |  | N
10000 | Evergy Metro | 7928 | Osawatomie | KS | Miami | 6 | Natural Gas Fired Combustion Turbine | GT |  | S | X | X |  |  | 91.3 |  | 69.6 | 100.5 |  |  |  |  | CN | X |  |  |  |  | N | Electric Utility | 1 | X X: X; RC RC: NG; NG NG: DFO |  |  | N
10000 | Evergy Metro | 7928 | Osawatomie | KS | Miami | 7 | Natural Gas Fired Combustion Turbine | GT |  | S | X | X |  |  | 91.3 |  | 69.6 | 100.5 |  |  |  |  | CN | X |  |  |  |  | N | Electric Utility | 1 | X X: X; RC RC: NG; NG NG: DFO |  |  | N
10000 | Evergy Metro | 7928 | Osawatomie | KS | Miami | 8 | Natural Gas Fired Combustion Turbine | GT |  | S | X | X |  |  | 91.3 |  | 69.6 | 100.5 |  |  |  |  | CN | X |  |  |  |  | N | Electric Utility | 1 | X X: X; RC RC: NG; NG NG: DFO |  |  | N
15466 | Public Service Co of Colorado | 7937 | Ponnequin | CO | Weld | 30 | Onshore Wind Turbine | WT |  | S | X | X |  |  | 9.9 |  | 9.9 | 9.9 | 1 | N |  |  | RE | X | 8 | 2001 | 12 | 2015 | N | Electric Utility | 1 | X X: X; RC RC: WND |  |  | N | N | 15 | [8 empty] | N
15466 | Public Service Co of Colorado | 7937 | Ponnequin | CO | Weld | 8 | Onshore Wind Turbine | WT |  | S | X | X |  |  | 16.6 |  | 15.4 | 15.4 | 1 | N |  |  | RE | X | 2 | 1999 | 12 | 2015 | N | Electric Utility | 1 | X X: X; RC RC: WND |  |  | N | N | 22 | [8 empty] | N
12397 | Metropolitan Water District of S CA | 7942 | Diamond Valley Lake | CA | Riverside | 1 | Conventional Hydroelectric | HY |  | S | X | X |  |  | 3.3 | 0.9 |  |  | 2 | N |  |  | RE | X | 5 | 2001 | 10 | 2009 | N | Electric Utility | 1 | X X: X; RC RC: WAT | [5 empty] | 10M
12397 | Metropolitan Water District of S CA | 7942 | Diamond Valley Lake | CA | Riverside | 5 | Conventional Hydroelectric | HY |  | S | X | X |  |  | 3.3 | 0.9 |  |  | 2 | N |  |  | RE | X | 12 | 2001 | 10 | 2009 | N | Electric Utility | 1 | X X: X; RC RC: WAT | [5 empty] | 10M
12397 | Metropolitan Water District of S CA | 7942 | Diamond Valley Lake | CA | Riverside | 9 | Conventional Hydroelectric | HY |  | S | X | X |  |  | 3.3 | 0.9 |  |  | 2 | N |  |  | RE | X | 12 | 2001 | 10 | 2009 | N | Electric Utility | 1 | X X: X; RC RC: WAT | [5 empty] | 10M
18642 | Tennessee Valley Authority | 7950 | Franklin (TN) | TN | Franklin | 1 | Natural Gas Fired Combined Cycle | CC |  | S | N | N |  |  | 170 |  | 170 | 170 |  | N |  |  | CN | X |  |  |  |  | N | Electric Utility | 1 | [11 empty] | N | bar: X X to RC RC
18642 | Tennessee Valley Authority | 7950 | Franklin (TN) | TN | Franklin | 2 | Natural Gas Fired Combined Cycle | CC |  | S | N | N |  |  | 170 |  | 170 | 170 |  | N |  |  | CN | X |  |  |  |  | N | Electric Utility | 1 | [11 empty] | N | bar: X X to RC RC
18642 | Tennessee Valley Authority | 7950 | Franklin (TN) | TN | Franklin | 3 | Natural Gas Fired Combined Cycle | CC |  | S | N | N |  |  | 170 |  | 170 | 170 |  | N |  |  | CN | X |  |  |  |  | N | Electric Utility | 1 | [11 empty] | N | bar: X X to RC RC
13809 | NorthWestern Energy - (SD) | 7956 | Future CT | SD | Hyde | 1 | Natural Gas Fired Combustion Turbine | GT |  | S | X | X |  |  | 28 |  | 24 | 28 |  | N |  |  | CN | X |  |  |  |  | N | Electric Utility | 1 | X X: X; RC RC: NG; NG NG: DFO |  |  | N
13809 | NorthWestern Energy - (SD) | 7956 | Future CT | SD | Hyde | 2 | Natural Gas Fired Combustion Turbine | GT |  | S | X | X |  |  | 28 |  | 24 | 28 |  | N |  |  | CN | X |  |  |  |  | N | Electric Utility | 1 | X X: X; RC RC: NG; NG NG: DFO |  |  | N
59159 | Central Electric Power | 7957 | Sediver | SC | York | CT2A | Natural Gas Fired Combined Cycle | CT |  | S | X |  |  |  | 165 |  | 146 | 168 |  |  |  |  | CN | X |  |  |  |  | N | Electric Utility | 1 | X X: X; RC RC: NG; NG NG: DFO |  |  | N |  |  | 10M
59159 | Central Electric Power | 7957 | Sediver | SC | York | CT2B | Natural Gas Fired Combined Cycle | CT |  | S | X |  |  |  | 165 |  | 146 | 168 |  |  |  |  | CN | X |  |  |  |  | N | Electric Utility | 1 | X X: X; RC RC: NG; NG NG: DFO |  |  | N
59159 | Central Electric Power | 7957 | Sediver | SC | York | ST1S | Natural Gas Fired Combined Cycle | CA |  | S | N | X |  |  | 190 |  | 160 | 179 |  |  |  |  | CN | X |  |  |  |  | N | Electric Utility | 1 | [11 empty] | N | bar: X X to RC RC
17543 | South Carolina Public Service Authority | 7958 | Horry Land Fill Gas Site | SC | Horry | HG4 | Landfill Gas | IC |  | S | X | X |  |  | 1.1 |  | 1.1 | 1.1 |  |  |  |  | IP | X |  |  |  |  | N | Electric Utility | 1 | X X: X; RC RC: LFG |  |  | N | [10 empty] | N
6909 | Gainesville Regional Utilities | 7963 | South West Landfill | FL | Alachua | 1 | Landfill Gas | IC |  | S | X | X |  |  | 0.8 |  | 0.7 | 0.7 |  |  |  |  | RE | X | 11 | 2003 | 10 | 2008 | N | Electric Utility | 1 | X X: X; RC RC: LFG |  |  | N
6909 | Gainesville Regional Utilities | 7963 | South West Landfill | FL | Alachua | 2 | Landfill Gas | IC |  | S | X | X |  |  | 0.8 |  | 0.7 | 0.7 |  |  |  |  | RE | X | 11 | 2003 | 10 | 2008 | N | Electric Utility | 1 | X X: X; RC RC: LFG |  |  | N
6909 | Gainesville Regional Utilities | 7963 | South West Landfill | FL | Alachua | 3 | Landfill Gas | IC |  | S | X | X |  |  | 0.8 |  | 0.7 | 0.7 |  |  |  |  | RE | X | 11 | 2003 | 10 | 2008 | N | Electric Utility | 1 | X X: X; RC RC: LFG |  |  | N
13100 | Municipal Electric Authority | 7968 | W R Clayton Plant | GA | Walton | 1 | Natural Gas Fired Combustion Turbine | GT |  | S | X | X |  |  | 180 |  | 155 | 180 |  |  |  |  | IP | X |  |  |  |  | N | Electric Utility | 1 | X X: X; RC RC: NG; NG NG: DFO |  |  | N
13100 | Municipal Electric Authority | 7968 | W R Clayton Plant | GA | Walton | 2 | Natural Gas Fired Combustion Turbine | GT |  | S | X | X |  |  | 180 |  | 155 | 180 |  |  |  |  | IP | X |  |  |  |  | N | Electric Utility | 1 | X X: X; RC RC: NG; NG NG: DFO |  |  | N
13100 | Municipal Electric Authority | 7968 | W R Clayton Plant | GA | Walton | 3 | Natural Gas Fired Combustion Turbine | GT |  | S | X | X |  |  | 153 |  | 155 | 180 |  |  |  |  | IP | X |  |  |  |  | N | Electric Utility | 1 | X X: X; RC RC: NG; NG NG: DFO |  |  | N
12807 | Michigan South Central Power Agency | 7970 | State St Generating | MI | Branch | 1 | Petroleum Liquids | IC |  | S | X | X |  |  | 1.8 |  | 1.8 | 1.8 | 1.8 |  |  |  | RE | X | 4 | 2001 | 5 | 2012 | N | Electric Utility | 1 | X X: X; RC RC: DFO |  |  | N
12807 | Michigan South Central Power Agency | 7970 | State St Generating | MI | Branch | 2 | Petroleum Liquids | IC |  | S | X | X |  |  | 1.8 |  | 1.8 | 1.8 | 1.8 |  |  |  | RE | X | 4 | 2001 | 5 | 2012 | N | Electric Utility | 1 | X X: X; RC RC: DFO |  |  | N
12807 | Michigan South Central Power Agency | 7970 | State St Generating | MI | Branch | 3 | Petroleum Liquids | IC |  | S | X | X |  |  | 1.8 |  | 1.8 | 1.8 | 1.8 |  |  |  | RE | X | 4 | 2001 | 5 | 2012 | N | Electric Utility | 1 | X X: X; RC RC: DFO |  |  | N
12807 | Michigan South Central Power Agency | 7970 | State St Generating | MI | Branch | 4 | Petroleum Liquids | IC |  | S | X | X |  |  | 1.8 |  | 1.8 | 1.8 |  |  |  |  | RE | X | 4 | 2001 | 5 | 2012 | N | Electric Utility | 1 | X X: X; RC RC: DFO |  |  | N
12807 | Michigan South Central Power Agency | 7970 | State St Generating | MI | Branch | 5 | Petroleum Liquids | IC |  | S | X | X |  |  | 1.8 |  | 1.8 | 1.8 |  |  |  |  | RE | X | 4 | 2001 | 5 | 2012 | N | Electric Utility | 1 | X X: X; RC RC: DFO |  |  | N
12807 | Michigan South Central Power Agency | 7970 | State St Generating | MI | Branch | 6 | Petroleum Liquids | IC |  | S | X | X |  |  | 1.8 |  | 1.8 | 1.8 |  |  |  |  | RE | X | 4 | 2001 | 5 | 2012 | N | Electric Utility | 1 | X X: X; RC RC: DFO |  |  | N
12807 | Michigan South Central Power Agency | 7970 | State St Generating | MI | Branch | 7 | Petroleum Liquids | IC |  | S | X | X |  |  | 1.8 |  | 1.8 | 1.8 |  |  |  |  | RE | X | 4 | 2001 | 5 | 2012 | N | Electric Utility | 1 | X X: X; RC RC: DFO |  |  | N
12807 | Michigan South Central Power Agency | 7970 | State St Generating | MI | Branch | 8 | Petroleum Liquids | IC |  | S | X | X |  |  | 1.8 |  | 1.8 | 1.8 |  |  |  |  | RE | X | 4 | 2001 | 5 | 2012 | N | Electric Utility | 1 | X X: X; RC RC: DFO |  |  | N
12807 | Michigan South Central Power Agency | 7970 | State St Generating | MI | Branch | 9 | Petroleum Liquids | IC |  | S | X | X |  |  | 1.8 |  | 1.8 | 1.8 |  |  |  |  | RE | X | 4 | 2001 | 5 | 2012 | N | Electric Utility | 1 | X X: X; RC RC: DFO |  |  | N
14645 | City of Pella - (IA) | 7971 | Pella Peaking | IA | Marion | 1 | Petroleum Liquids | IC |  | S | X | X |  |  | 2 |  |  |  |  | N |  |  | RE | X | 6 | 2001 | 9 | 2001 | N | Electric Utility | 1 | X X: X; RC RC: DFO |  |  | N | [10 empty] | N
14645 | City of Pella - (IA) | 7971 | Pella Peaking | IA | Marion | 2 | Petroleum Liquids | IC |  | S | X | X |  |  | 2 | 0.98 |  |  | 1 | N |  |  | RE | X | 6 | 2001 | 9 | 2001 | N | Electric Utility | 1 | X X: X; RC RC: DFO |  |  | N | [10 empty] | N
14624 | PUD No 2 of Grant County | 7994 | Randolph Road | WA | Grant | 1 | Petroleum Liquids | IC |  | S | X | X |  |  | 1.6 |  | 1.8 | 1.8 |  | N |  |  | RE | X | 8 | 2001 | 10 | 2007 | N | Electric Utility | 1 | X X: X; RC RC: DFO
14624 | PUD No 2 of Grant County | 7994 | Randolph Road | WA | Grant | 10 | Petroleum Liquids | IC |  | S | X | X |  |  | 1.6 |  | 1.8 | 1.8 |  | N |  |  | RE | X | 8 | 2001 | 10 | 2007 | N | Electric Utility | 1 | X X: X; RC RC: DFO
14624 | PUD No 2 of Grant County | 7994 | Randolph Road | WA | Grant | 11 | Petroleum Liquids | IC |  | S | X | X |  |  | 1.6 |  | 1.8 | 1.8 |  | N |  |  | RE | X | 8 | 2001 | 10 | 2007 | N | Electric Utility | 1 | X X: X; RC RC: DFO
14624 | PUD No 2 of Grant County | 7994 | Randolph Road | WA | Grant | 12 | Petroleum Liquids | IC |  | S | X | X |  |  | 1.6 |  | 1.8 | 1.8 |  | N |  |  | RE | X | 8 | 2001 | 10 | 2007 | N | Electric Utility | 1 | X X: X; RC RC: DFO
14624 | PUD No 2 of Grant County | 7994 | Randolph Road | WA | Grant | 13 | Petroleum Liquids | IC |  | S | X | X |  |  | 1.6 |  | 1.8 | 1.8 |  | N |  |  | RE | X | 8 | 2001 | 10 | 2007 | N | Electric Utility | 1 | X X: X; RC RC: DFO
14624 | PUD No 2 of Grant County | 7994 | Randolph Road | WA | Grant | 14 | Petroleum Liquids | IC |  | S | X | X |  |  | 1.6 |  | 1.8 | 1.8 |  | N |  |  | RE | X | 8 | 2001 | 10 | 2007 | N | Electric Utility | 1 | X X: X; RC RC: DFO
14624 | PUD No 2 of Grant County | 7994 | Randolph Road | WA | Grant | 15 | Petroleum Liquids | IC |  | S | X | X |  |  | 1.6 |  | 1.8 | 1.8 |  | N |  |  | RE | X | 8 | 2001 | 10 | 2007 | N | Electric Utility | 1 | X X: X; RC RC: DFO
14624 | PUD No 2 of Grant County | 7994 | Randolph Road | WA | Grant | 16 | Petroleum Liquids | IC |  | S | X | X |  |  | 1.6 |  | 1.8 | 1.8 |  | N |  |  | RE | X | 8 | 2001 | 10 | 2007 | N | Electric Utility | 1 | X X: X; RC RC: DFO
14624 | PUD No 2 of Grant County | 7994 | Randolph Road | WA | Grant | 17 | Petroleum Liquids | IC |  | S | X | X |  |  | 1.6 |  | 1.8 | 1.8 |  | N |  |  | RE | X | 8 | 2001 | 10 | 2007 | N | Electric Utility | 1 | X X: X; RC RC: DFO
14624 | PUD No 2 of Grant County | 7994 | Randolph Road | WA | Grant | 18 | Petroleum Liquids | IC |  | S | X | X |  |  | 1.6 |  | 1.8 | 1.8 |  | N |  |  | RE | X | 8 | 2001 | 10 | 2007 | N | Electric Utility | 1 | X X: X; RC RC: DFO
14624 | PUD No 2 of Grant County | 7994 | Randolph Road | WA | Grant | 19 | Petroleum Liquids | IC |  | S | X | X |  |  | 1.6 |  | 1.8 | 1.8 |  | N |  |  | RE | X | 8 | 2001 | 10 | 2007 | N | Electric Utility | 1 | X X: X; RC RC: DFO
14624 | PUD No 2 of Grant County | 7994 | Randolph Road | WA | Grant | 2 | Petroleum Liquids | IC |  | S | X | X |  |  | 1.6 |  | 1.8 | 1.8 |  | N |  |  | RE | X | 8 | 2001 | 10 | 2007 | N | Electric Utility | 1 | X X: X; RC RC: DFO
14624 | PUD No 2 of Grant County | 7994 | Randolph Road | WA | Grant | 20 | Petroleum Liquids | IC |  | S | X | X |  |  | 1.6 |  | 1.8 | 1.8 |  | N |  |  | RE | X | 8 | 2001 | 10 | 2007 | N | Electric Utility | 1 | X X: X; RC RC: DFO
14624 | PUD No 2 of Grant County | 7994 | Randolph Road | WA | Grant | 3 | Petroleum Liquids | IC |  | S | X | X |  |  | 1.6 |  | 1.8 | 1.8 |  | N |  |  | RE | X | 8 | 2001 | 10 | 2007 | N | Electric Utility | 1 | X X: X; RC RC: DFO
14624 | PUD No 2 of Grant County | 7994 | Randolph Road | WA | Grant | 4 | Petroleum Liquids | IC |  | S | X | X |  |  | 1.6 |  | 1.8 | 1.8 |  | N |  |  | RE | X | 8 | 2001 | 10 | 2007 | N | Electric Utility | 1 | X X: X; RC RC: DFO
14624 | PUD No 2 of Grant County | 7994 | Randolph Road | WA | Grant | 5 | Petroleum Liquids | IC |  | S | X | X |  |  | 1.6 |  | 1.8 | 1.8 |  | N |  |  | RE | X | 8 | 2001 | 10 | 2007 | N | Electric Utility | 1 | X X: X; RC RC: DFO
14624 | PUD No 2 of Grant County | 7994 | Randolph Road | WA | Grant | 6 | Petroleum Liquids | IC |  | S | X | X |  |  | 1.6 |  | 1.8 | 1.8 |  | N |  |  | RE | X | 8 | 2001 | 10 | 2007 | N | Electric Utility | 1 | X X: X; RC RC: DFO
14624 | PUD No 2 of Grant County | 7994 | Randolph Road | WA | Grant | 7 | Petroleum Liquids | IC |  | S | X | X |  |  | 1.6 |  | 1.8 | 1.8 |  | N |  |  | RE | X | 8 | 2001 | 10 | 2007 | N | Electric Utility | 1 | X X: X; RC RC: DFO
14624 | PUD No 2 of Grant County | 7994 | Randolph Road | WA | Grant | 8 | Petroleum Liquids | IC |  | S | X | X |  |  | 1.6 |  | 1.8 | 1.8 |  | N |  |  | RE | X | 8 | 2001 | 10 | 2007 | N | Electric Utility | 1 | X X: X; RC RC: DFO
14624 | PUD No 2 of Grant County | 7994 | Randolph Road | WA | Grant | 9 | Petroleum Liquids | IC |  | S | X | X |  |  | 1.6 |  | 1.8 | 1.8 |  | N |  |  | RE | X | 8 | 2001 | 10 | 2007 | N | Electric Utility | 1 | X X: X; RC RC: DFO
16572 | Salt River Project | 7998 | Tri Cities | AZ | Maricopa | TC1 | Landfill Gas | IC |  | S | X | X |  |  | 1 | 0.8 | 0.8 | 0.8 | 0.1 | N |  |  | RE | X | 9 | 2001 | 7 | 2015 | N | Electric Utility | 1 | X X: X; RC RC: LFG |  |  | N | N |  | 10M
16572 | Salt River Project | 7998 | Tri Cities | AZ | Maricopa | TC2 | Landfill Gas | IC |  | S | X | X |  |  | 1 | 0.8 | 0.8 | 0.8 | 0.1 | N |  |  | RE | X | 9 | 2001 | 7 | 2015 | N | Electric Utility | 1 | X X: X; RC RC: LFG |  |  | N |  |  | 10M
16572 | Salt River Project | 7998 | Tri Cities | AZ | Maricopa | TC3 | Landfill Gas | IC |  | S | X | X |  |  | 1 | 0.8 | 0.8 | 0.8 | 0.1 | N |  |  | RE | X | 9 | 2001 | 7 | 2015 | N | Electric Utility | 1 | X X: X; RC RC: LFG |  |  | N |  |  | 10M
16572 | Salt River Project | 7998 | Tri Cities | AZ | Maricopa | TC4 | Landfill Gas | IC |  | S | X | X |  |  | 1 | 0.8 | 0.8 | 0.8 | 0.1 | N |  |  | RE | X | 9 | 2001 | 7 | 2015 | N | Electric Utility | 1 | X X: X; RC RC: LFG |  |  | N |  |  | 10M
16572 | Salt River Project | 7998 | Tri Cities | AZ | Maricopa | TC5 | Landfill Gas | IC |  | S | X | X |  |  | 1 | 0.8 | 0.8 | 0.8 | 0.1 | N |  |  | RE | X | 9 | 2001 | 7 | 2015 | N | Electric Utility | 1 | X X: X; RC RC: LFG |  |  | N |  |  | 10M
13511 | New York State Elec & Gas Corp | 8009 | Auburn State Street | NY | Cayuga | 1 | Natural Gas Fired Combustion Turbine | GT |  | S | X | X | 24147 | 24147 | 7 | 0.99 | 5.3 | 7.2 | 5.3 | N |  |  | RE | X | 8 | 2000 | 10 | 2019 | N | Electric Utility | 1 | [11 empty] | N |  |  | 1H | [7 empty] | N | bar: X X to RC RC
55951 | Exelon Nuclear | 8011 | Three Mile Island | PA | Dauphin | 1 | Nuclear | ST |  | S | X | X | 20111201 | 20111201 | 980.8 | 0.945 | 802.8 | 829 | 125 | N |  |  | RE | X | 8 | 1974 | 9 | 2019 | N | IPP Non-CHP | 2 | X X: X; RC RC: NUC |  |  | N | N |  | OVER | [7 empty] | N
11731 | City of Marshall - (MN) | 8014 | Co Rd 33 | MN | Lyon | 7 | Petroleum Liquids | IC |  | S | X | X |  |  | 2.5 |  | 2.5 | 2.5 |  |  |  |  | CN | X |  |  |  |  | N | Electric Utility | 1 | X X: X; RC RC: DFO; NG NG: NG |  |  | N
11731 | City of Marshall - (MN) | 8014 | Co Rd 33 | MN | Lyon | 8 | Petroleum Liquids | IC |  | S | X | X |  |  | 2.5 |  | 2.5 | 2.5 |  |  |  |  | CN | X |  |  |  |  | N | Electric Utility | 1 | X X: X; RC RC: DFO; NG NG: NG |  |  | N
6924 | City of Gallatin - (MO) | 8017 | Gallatin #2 | MO | Daviess | 7 | Petroleum Liquids | IC |  | W | X | X |  |  | 1.8 |  | 1.6 | 1.8 |  |  |  |  | RE | X | 7 | 2001 | 8 | 2003 | N | Electric Utility | 1 | X X: X; RC RC: DFO |  |  | N | N | [9 empty] | N
6924 | City of Gallatin - (MO) | 8017 | Gallatin #2 | MO | Daviess | 8 | Petroleum Liquids | IC |  | W | X | X |  |  | 1.8 |  | 1.6 | 1.8 |  |  |  |  | RE | X | 7 | 2001 | 9 | 2003 | N | Electric Utility | 1 | X X: X; RC RC: DFO |  |  | N | N | [9 empty] | N
3413 | PUD No 1 of Chelan County | 8021 | Diesel Generator Farm | WA | Chelan | E-1 | Petroleum Liquids | IC |  | S | X | X |  |  | 1.8 |  | 1.8 | 1.8 |  | N |  |  | RE | X | 3 | 2001 | 8 | 2001 | N | Electric Utility | 1 | X X: X; RC RC: DFO | [13 empty] | N
3413 | PUD No 1 of Chelan County | 8021 | Diesel Generator Farm | WA | Chelan | E-10 | Petroleum Liquids | IC |  | S | X | X |  |  | 1.8 |  | 1.8 | 1.8 |  | N |  |  | RE | X | 3 | 2001 | 8 | 2001 | N | Electric Utility | 1 | X X: X; RC RC: DFO | [13 empty] | N
3413 | PUD No 1 of Chelan County | 8021 | Diesel Generator Farm | WA | Chelan | E-11 | Petroleum Liquids | IC |  | S | X | X |  |  | 1.8 |  | 1.8 | 1.8 |  | N |  |  | RE | X | 3 | 2001 | 8 | 2001 | N | Electric Utility | 1 | X X: X; RC RC: DFO | [13 empty] | N
3413 | PUD No 1 of Chelan County | 8021 | Diesel Generator Farm | WA | Chelan | E-12 | Petroleum Liquids | IC |  | S | X | X |  |  | 1.8 |  | 1.8 | 1.8 |  | N |  |  | RE | X | 3 | 2001 | 8 | 2001 | N | Electric Utility | 1 | X X: X; RC RC: DFO
3413 | PUD No 1 of Chelan County | 8021 | Diesel Generator Farm | WA | Chelan | E-13 | Petroleum Liquids | IC |  | S | X | X |  |  | 1.8 |  | 1.8 | 1.8 |  | N |  |  | RE | X | 3 | 2001 | 8 | 2001 | N | Electric Utility | 1 | X X: X; RC RC: DFO
3413 | PUD No 1 of Chelan County | 8021 | Diesel Generator Farm | WA | Chelan | E-14 | Petroleum Liquids | IC |  | S | X | X |  |  | 1.8 |  | 1.8 | 1.8 |  | N |  |  | RE | X | 3 | 2001 | 8 | 2001 | N | Electric Utility | 1 | X X: X; RC RC: DFO
3413 | PUD No 1 of Chelan County | 8021 | Diesel Generator Farm | WA | Chelan | E-15 | Petroleum Liquids | IC |  | S | X | X |  |  | 1.8 |  | 1.8 | 1.8 |  | N |  |  | RE | X | 3 | 2001 | 8 | 2001 | N | Electric Utility | 1 | X X: X; RC RC: DFO
3413 | PUD No 1 of Chelan County | 8021 | Diesel Generator Farm | WA | Chelan | E-16 | Petroleum Liquids | IC |  | S | X | X |  |  | 1.8 |  | 1.8 | 1.8 |  | N |  |  | RE | X | 3 | 2001 | 8 | 2001 | N | Electric Utility | 1 | X X: X; RC RC: DFO
3413 | PUD No 1 of Chelan County | 8021 | Diesel Generator Farm | WA | Chelan | E-17 | Petroleum Liquids | IC |  | S | X | X |  |  | 1.8 |  | 1.8 | 1.8 |  | N |  |  | RE | X | 3 | 2001 | 8 | 2001 | N | Electric Utility | 1 | X X: X; RC RC: DFO
3413 | PUD No 1 of Chelan County | 8021 | Diesel Generator Farm | WA | Chelan | E-18 | Petroleum Liquids | IC |  | S | X | X |  |  | 1.8 |  | 1.8 | 1.8 |  | N |  |  | RE | X | 3 | 2001 | 8 | 2001 | N | Electric Utility | 1 | X X: X; RC RC: DFO
3413 | PUD No 1 of Chelan County | 8021 | Diesel Generator Farm | WA | Chelan | E-19 | Petroleum Liquids | IC |  | S | X | X |  |  | 1.8 |  | 1.8 | 1.8 |  | N |  |  | RE | X | 3 | 2001 | 8 | 2001 | N | Electric Utility | 1 | X X: X; RC RC: DFO
3413 | PUD No 1 of Chelan County | 8021 | Diesel Generator Farm | WA | Chelan | E-2 | Petroleum Liquids | IC |  | S | X | X |  |  | 1.8 |  | 1.8 | 1.8 |  | N |  |  | RE | X | 3 | 2001 | 8 | 2001 | N | Electric Utility | 1 | X X: X; RC RC: DFO
3413 | PUD No 1 of Chelan County | 8021 | Diesel Generator Farm | WA | Chelan | E-20 | Petroleum Liquids | IC |  | S | X | X |  |  | 1.8 |  | 1.8 | 1.8 |  | N |  |  | RE | X | 3 | 2001 | 8 | 2001 | N | Electric Utility | 1 | X X: X; RC RC: DFO
3413 | PUD No 1 of Chelan County | 8021 | Diesel Generator Farm | WA | Chelan | E-21 | Petroleum Liquids | IC |  | S | X | X |  |  | 1.8 |  | 1.8 | 1.8 |  | N |  |  | RE | X | 3 | 2001 | 8 | 2001 | N | Electric Utility | 1 | X X: X; RC RC: DFO
3413 | PUD No 1 of Chelan County | 8021 | Diesel Generator Farm | WA | Chelan | E-22 | Petroleum Liquids | IC |  | S | X | X |  |  | 2 |  | 2 | 2 |  | N |  |  | RE | X | 3 | 2001 | 8 | 2001 | N | Electric Utility | 1 | X X: X; RC RC: DFO
3413 | PUD No 1 of Chelan County | 8021 | Diesel Generator Farm | WA | Chelan | E-23 | Petroleum Liquids | IC |  | S | X | X |  |  | 2 |  | 2 | 2 |  | N |  |  | RE | X | 3 | 2001 | 8 | 2001 | N | Electric Utility | 1 | X X: X; RC RC: DFO
3413 | PUD No 1 of Chelan County | 8021 | Diesel Generator Farm | WA | Chelan | E-24 | Petroleum Liquids | IC |  | S | X | X |  |  | 2 |  | 2 | 2 |  | N |  |  | RE | X | 3 | 2001 | 8 | 2001 | N | Electric Utility | 1 | X X: X; RC RC: DFO
3413 | PUD No 1 of Chelan County | 8021 | Diesel Generator Farm | WA | Chelan | E-25 | Petroleum Liquids | IC |  | S | X | X |  |  | 2 |  | 2 | 2 |  | N |  |  | RE | X | 3 | 2001 | 8 | 2001 | N | Electric Utility | 1 | X X: X; RC RC: DFO
3413 | PUD No 1 of Chelan County | 8021 | Diesel Generator Farm | WA | Chelan | E-26 | Petroleum Liquids | IC |  | S | X | X |  |  | 2 |  | 2 | 2 |  | N |  |  | RE | X | 3 | 2001 | 8 | 2001 | N | Electric Utility | 1 | X X: X; RC RC: DFO
3413 | PUD No 1 of Chelan County | 8021 | Diesel Generator Farm | WA | Chelan | E-3 | Petroleum Liquids | IC |  | S | X | X |  |  | 1.8 |  | 1.8 | 1.8 |  | N |  |  | RE | X | 3 | 2001 | 8 | 2001 | N | Electric Utility | 1 | X X: X; RC RC: DFO
3413 | PUD No 1 of Chelan County | 8021 | Diesel Generator Farm | WA | Chelan | E-4 | Petroleum Liquids | IC |  | S | X | X |  |  | 1.8 |  | 1.8 | 1.8 |  | N |  |  | RE | X | 3 | 2001 | 8 | 2001 | N | Electric Utility | 1 | X X: X; RC RC: DFO
3413 | PUD No 1 of Chelan County | 8021 | Diesel Generator Farm | WA | Chelan | E-5 | Petroleum Liquids | IC |  | S | X | X |  |  | 1.8 |  | 1.8 | 1.8 |  | N |  |  | RE | X | 3 | 2001 | 8 | 2001 | N | Electric Utility | 1 | X X: X; RC RC: DFO
3413 | PUD No 1 of Chelan County | 8021 | Diesel Generator Farm | WA | Chelan | E-6 | Petroleum Liquids | IC |  | S | X | X |  |  | 1.8 |  | 1.8 | 1.8 |  | N |  |  | RE | X | 3 | 2001 | 8 | 2001 | N | Electric Utility | 1 | X X: X; RC RC: DFO
3413 | PUD No 1 of Chelan County | 8021 | Diesel Generator Farm | WA | Chelan | E-7 | Petroleum Liquids | IC |  | S | X | X |  |  | 1.8 |  | 1.8 | 1.8 |  | N |  |  | RE | X | 3 | 2001 | 8 | 2001 | N | Electric Utility | 1 | X X: X; RC RC: DFO
3413 | PUD No 1 of Chelan County | 8021 | Diesel Generator Farm | WA | Chelan | E-8 | Petroleum Liquids | IC |  | S | X | X |  |  | 1.8 |  | 1.8 | 1.8 |  | N |  |  | RE | X | 3 | 2001 | 8 | 2001 | N | Electric Utility | 1 | X X: X; RC RC: DFO
3413 | PUD No 1 of Chelan County | 8021 | Diesel Generator Farm | WA | Chelan | E-9 | Petroleum Liquids | IC |  | S | X | X |  |  | 1.8 |  | 1.8 | 1.8 |  | N |  |  | RE | X | 3 | 2001 | 8 | 2001 | N | Electric Utility | 1 | X X: X; RC RC: DFO
9417 | Interstate Power and Light Co | 8025 | Montgomery | MN | Le Sueur | 1 | Petroleum Liquids | GT |  | S | X | X |  |  | 28.8 |  |  |  |  | N |  |  | RE | X | 3 | 1974 | 12 | 2012 | N | Electric Utility | 1 | X X: X; RC RC: DFO |  |  | N
20863 | Wisconsin River Power Company | 8050 | Juneau | WI | Juneau | 31 | Petroleum Liquids | GT |  | S | X | X | WPS.JUNEAUC31 | WPS.JUNEAUC31 | 16 | 0.85 | 12.6 | 16 | 12.3 | N |  |  | RE | X | 7 | 2003 | 3 | 2017 | N | Electric Utility | 1 | X X: X; RC RC: DFO |  |  | N | N |  | 1H | [7 empty] | N
12647 | ALLETE, Inc. | 8057 | Superior Generation Energy Center | WI | Douglas | GEN1 | Natural Gas Fired Combustion Turbine | GT |  | W | X | X |  |  | 170 |  | 145 | 167 |  | N |  |  | CN | X |  |  |  |  | N | Electric Utility | 1 | [11 empty] | N | bar: X X to RC RC
55983 | Luminant Generation Company LLC | 8063 | DeCordova Steam Electric Station | TX | Hood | 1 | Natural Gas Steam Turbine | ST |  | S | X | X |  |  | 799.2 |  | 771 | 771 |  | N |  |  | RE | X | 5 | 1975 | 12 | 2013 | N | IPP Non-CHP | 2 | X X: X; RC RC: NG; NG NG: DFO; DFO DFO: NG |  |  | N | [11 empty] | Y
55983 | Luminant Generation Company LLC | 8063 | DeCordova Steam Electric Station | TX | Hood | CT5 | Natural Gas Fired Combustion Turbine | GT |  | W | X | X |  |  | 235.5 | 0.85 | 207 | 230 |  | N |  |  | CN | X |  |  |  |  | N | IPP Non-CHP | 2 | [22 empty] | N | N | N | bar: X X to RC RC
55983 | Luminant Generation Company LLC | 8063 | DeCordova Steam Electric Station | TX | Hood | CT6 | Natural Gas Fired Combustion Turbine | GT |  | W | X | X |  |  | 235.5 | 0.85 | 207 | 230 |  | N |  |  | CN | X |  |  |  |  | N | IPP Non-CHP | 2 | [22 empty] | N | N | N | bar: X X to RC RC
8287 | Hawaii Electric Light Co Inc | 8083 | Keahole | HI | Hawaii | 18 | Petroleum Liquids | IC |  | S | X | X |  |  | 2.5 |  | 2.5 | 2.5 |  |  |  |  | RE | X | 10 | 1974 | 2 | 2004 | N | Electric Utility | 1 | X X: X; RC RC: DFO |  |  | N | [10 empty] | N
8287 | Hawaii Electric Light Co Inc | 8083 | Keahole | HI | Hawaii | 19 | Petroleum Liquids | IC |  | S | X | X |  |  | 2.5 |  | 2.5 | 2.5 |  |  |  |  | RE | X | 10 | 1974 | 2 | 2004 | N | Electric Utility | 1 | X X: X; RC RC: DFO |  |  | N | [10 empty] | N
8287 | Hawaii Electric Light Co Inc | 8083 | Keahole | HI | Hawaii | 20 | Petroleum Liquids | IC |  | S | X | X |  |  | 2.5 |  | 2.5 | 2.5 |  |  |  |  | RE | X | 11 | 1984 | 5 | 2004 | N | Electric Utility | 1 | X X: X; RC RC: DFO |  |  | N | [10 empty] | N
7969 | City of Halstad - (MN) | 8105 | Halstad | MN | Norman | 1 | Petroleum Liquids | IC |  | S | X | X |  |  | 0.6 |  | 0.6 | 0.6 |  | N |  |  | RE | X | 1 | 1955 | 4 | 2005 | N | Electric Utility | 1 | X X: X; RC RC: DFO |  |  | N
7969 | City of Halstad - (MN) | 8105 | Halstad | MN | Norman | 2 | Petroleum Liquids | IC |  | S | X | X |  |  | 0.3 |  | 0.3 | 0.3 |  | N |  |  | RE | X | 1 | 1940 | 4 | 2005 | N | Electric Utility | 1 | X X: X; RC RC: DFO |  |  | N
7969 | City of Halstad - (MN) | 8105 | Halstad | MN | Norman | 3 | Petroleum Liquids | IC |  | S | X | X |  |  | 0.2 |  | 0.1 | 0.2 |  | N |  |  | RE | X | 1 | 1947 | 4 | 2005 | N | Electric Utility | 1 | X X: X; RC RC: DFO |  |  | N
18947 | City of Tipton - (IA) | 8106 | Tipton | IA | Cedar | 3 | Natural Gas Internal Combustion Engine | IC |  | S | X | X |  |  | 1.3 | 0.8 | 1.2 | 1.2 | 0.9 | N |  |  | RE | X | 4 | 1971 | 12 | 2019 | N | Electric Utility | 1 | X X: X; RC RC: NG; NG NG: DFO |  |  | N | N |  | 1H | [7 empty] | Y | Y | Y
18947 | City of Tipton - (IA) | 8106 | Tipton | IA | Cedar | 4 | Petroleum Liquids | IC |  | S | X | X |  |  | 0.3 | 0.8 | 0.3 | 0.3 | 0.3 | N |  |  | RE | X | 11 | 1955 | 7 | 2016 | N | Electric Utility | 1 | X X: X; RC RC: DFO |  |  | N | N |  | 1H | [7 empty] | N | N | N
18947 | City of Tipton - (IA) | 8106 | Tipton | IA | Cedar | 5A | Petroleum Liquids | IC |  | S | X | X |  |  | 1.2 |  | 1.1 | 1.2 |  | N |  |  | CN | X |  |  |  |  | N | Electric Utility | 1 | X X: X; RC RC: DFO | [13 empty] | N | N | N
8847 | City of Hopkinton - (IA) | 8108 | Hopkinton | IA | Delaware | IC2 | Petroleum Liquids | IC |  | S | X | X |  |  | 1.7 |  | 1.7 | 1.7 |  | N |  |  | RE | X | 6 | 1994 | 5 | 2011 | N | Electric Utility | 1 | X X: X; RC RC: DFO |  |  | N | [10 empty] | N
8847 | City of Hopkinton - (IA) | 8108 | Hopkinton | IA | Delaware | IC3 | Petroleum Liquids | IC |  | S | X | X |  |  | 1.2 |  | 1.2 | 1.2 |  | N |  |  | RE | X | 9 | 1983 | 4 | 2011 | N | Electric Utility | 1 | X X: X; RC RC: DFO |  |  | N
17946 | City of Stanberry - (MO) | 8110 | Stanberry | MO | Gentry | 3 | Petroleum Liquids | IC |  | S | X | X |  |  | 0.3 |  | 0.2 | 0.2 |  | N |  |  | RE | X | 8 | 1945 | 1 | 2002 | N | Electric Utility | 1 | X X: X; RC RC: DFO | [13 empty] | N
17946 | City of Stanberry - (MO) | 8110 | Stanberry | MO | Gentry | 4 | Petroleum Liquids | IC |  | S | X | X |  |  | 0.3 |  | 0.2 | 0.2 |  | N |  |  | RE | X | 8 | 1953 | 1 | 2002 | N | Electric Utility | 1 | X X: X; RC RC: DFO | [13 empty] | N
24211 | Tucson Electric Power Co | 8223 | Springerville | AZ | Apache | 5 | Conventional Steam Coal | ST |  | S | X | X |  |  | 400 |  | 375 | 376 |  | N |  |  | CN | X |  |  |  |  | N | Electric Utility | 1 | X X: X; RC RC: SUB |  |  | N | N
8973 | Town of Hudson - (MA) | 9038 | Cherry Street | MA | Middlesex | 9 | Petroleum Liquids | IC |  | S | X | X |  |  | 3 |  | 2.3 | 2.3 |  | N |  |  | RE | X | 4 | 1960 | 12 | 2003 | N | Electric Utility | 1 | X X: X; RC RC: DFO; NG NG: NG |  |  | N | Y | [9 empty] | Y | N
8776 | City of Holyoke Gas and Electric Dept. | 9864 | Cabot Holyoke | MA | Hampden | 6 | Natural Gas Steam Turbine | ST |  | S | X | X |  |  | 10 |  | 9.3 | 9.3 |  | N |  |  | RE | X | 8 | 1955 | 3 | 2013 | N | Electric Utility | 1 | X X: X; RC RC: NG; NG NG: DFO; DFO DFO: NG |  |  | N | [11 empty] | Y | Y
8776 | City of Holyoke Gas and Electric Dept. | 9864 | Cabot Holyoke | MA | Hampden | 8 | Natural Gas Steam Turbine | ST |  | S | X | X |  |  | 10 |  | 9.3 | 9.3 |  | N |  |  | RE | X | 8 | 1951 | 3 | 2013 | N | Electric Utility | 1 | X X: X; RC RC: NG; NG NG: DFO; DFO DFO: NG |  |  | N | [11 empty] | Y | Y
8776 | City of Holyoke Gas and Electric Dept. | 9864 | Cabot Holyoke | MA | Hampden | 9 | Natural Gas Steam Turbine | ST |  | S | X | X |  |  | 6 |  | 5.7 | 5.7 |  | N |  |  | RE | X | 88 | 1941 | 12 | 2009 | N | Electric Utility | 1 | X X: X; RC RC: NG; NG NG: RFO; DFO DFO: DFO; DFO DFO: NG |  |  | N | [11 empty] | Y | Y
63637 | Molson Coors USA LLC | 10003 | Colorado Energy Nations Company | CO | Jefferson | VBPT | Natural Gas Steam Turbine | ST |  | S | X | X |  |  | 0.4 | 0.95 | 0.4 | 0.4 | 0.1 | N |  |  | RE | X | 10 | 1997 | 6 | 2012 | Y | Industrial CHP | 7 | [11 empty] | N | [10 empty] | N | N | N | bar: X X to RC RC; DFO DFO
1194 | Baptist Memorial Hospital | 10008 | Baptist Medical Center | FL | Duval | CG-1 | Natural Gas Internal Combustion Engine | IC |  | S | X | X |  |  | 0.5 |  | 0.5 | 0.5 |  |  |  |  | RE | X | 2 | 1973 | 10 | 2005 | Y | Commercial CHP | 5 | [11 empty] | N | bar: RC RC
1194 | Baptist Memorial Hospital | 10008 | Baptist Medical Center | FL | Duval | CG-3 | Natural Gas Internal Combustion Engine | IC |  | S | X | X |  |  | 0.5 |  | 0.5 | 0.5 |  |  |  |  | RE | X | 10 | 1972 | 5 | 2007 | N | Commercial CHP | 5 | [11 empty] | N | bar: X X to RC RC
1194 | Baptist Memorial Hospital | 10008 | Baptist Medical Center | FL | Duval | CG-4 | Natural Gas Internal Combustion Engine | IC |  | S | X | X |  |  | 0.5 |  | 0.5 | 0.5 |  |  |  |  | RE | X | 10 | 1973 | 12 | 2006 | N | Commercial CHP | 5 | [11 empty] | N | bar: X X to RC RC
1194 | Baptist Memorial Hospital | 10008 | Baptist Medical Center | FL | Duval | TG-1 | Natural Gas Fired Combustion Turbine | GT |  | S | X | X |  |  | 2.6 |  | 2.3 | 2.6 |  |  |  |  | RE | X | 1 | 1982 | 4 | 2007 | N | Commercial CHP | 5 | [11 empty] | N | bar: X X to RC RC
34691 | Ormat Nevada Inc | 10018 | Desert Peak Power Plant | NV | Lyon | GEN1 | Geothermal | ST |  | W | X | X |  |  | 11 | 0.8 | 9 | 10 | 9 | N |  |  | RE | X | 12 | 1985 | 5 | 2006 | N | IPP Non-CHP | 2 | X X: X; RC RC: GEO |  |  | N |  |  | OVER | [7 empty] | N
4558 | Cutrale Citrus Juices USA Inc | 10020 | Cutrale Citrus Juices USA I | FL | Lake | GEN1 | Natural Gas Fired Combustion Turbine | GT |  |  | X | X |  |  | 3.5 |  | 3.1 | 3.8 |  | N |  |  | RE | X | 12 | 1987 | 12 | 2010 | Y | Industrial Non-CHP | 6 | [11 empty] | N | N | [10 empty] | N | N | bar: X X to RC RC
4558 | Cutrale Citrus Juices USA Inc | 10020 | Cutrale Citrus Juices USA I | FL | Lake | GEN2 | Natural Gas Fired Combustion Turbine | GT |  | S | X | X |  |  | 4.1 | 0.8 | 4.3 | 3.9 | 1.5 | N |  |  | RE | X | 12 | 2010 | 1 | 2016 | Y | Industrial Non-CHP | 6 | [11 empty] | N | N |  | 10M | [8 empty] | N | N | bar: X X to RC RC
5624 | RED-Rochester, LLC | 10025 | RED-Rochester, LLC | NY | Monroe | 11TG | Conventional Steam Coal | ST |  | S | X | X |  |  | 6.3 |  | 6.3 | 6.3 |  |  |  |  | RE | X | 11 | 1937 | 3 | 2007 | Y | Industrial CHP | 7 | X X: B; RC RC: BIT |  |  | N | N
5624 | RED-Rochester, LLC | 10025 | RED-Rochester, LLC | NY | Monroe | 12TG | Conventional Steam Coal | ST |  | W | X | X |  |  | 6.3 |  | 6.3 | 6.3 |  |  |  |  | RE | X | 7 | 1941 | 12 | 2000 | Y | Industrial CHP | 7 | RC RC: BIT |  |  | N | N
5624 | RED-Rochester, LLC | 10025 | RED-Rochester, LLC | NY | Monroe | 13TG | Conventional Steam Coal | ST |  | S | X | X |  |  | 10.4 |  | 10.4 | 10.4 |  |  |  |  | RE | X | 5 | 1948 | 3 | 2007 | Y | Industrial CHP | 7 | X X: B; RC RC: BIT |  |  | N | N
5624 | RED-Rochester, LLC | 10025 | RED-Rochester, LLC | NY | Monroe | 14TG | Conventional Steam Coal | ST |  | S | X | X |  |  | 10.4 |  | 10.4 | 10.4 |  |  |  |  | RE | X | 7 | 1948 | 3 | 2007 | Y | Industrial CHP | 7 | X X: B; RC RC: BIT |  |  | N | N
5624 | RED-Rochester, LLC | 10025 | RED-Rochester, LLC | NY | Monroe | 15TG | Conventional Steam Coal | ST |  | S | X | X |  |  | 17.5 |  | 17.5 | 17.5 |  |  |  |  | RE | X | 10 | 1956 | 3 | 2007 | Y | Industrial CHP | 7 | X X: B; RC RC: BIT; NG NG: RFO |  |  | N | N | [10 empty] | Y | N
5624 | RED-Rochester, LLC | 10025 | RED-Rochester, LLC | NY | Monroe | 16TG | Petroleum Liquids | ST |  | S | X | X |  |  | 25.6 |  | 25.6 | 25.6 |  |  |  |  | RE | X | 10 | 1972 | 3 | 2007 | Y | Industrial CHP | 7 | X X: B; RC RC: RFO |  |  | N | N
5624 | RED-Rochester, LLC | 10025 | RED-Rochester, LLC | NY | Monroe | 22TG | Natural Gas Steam Turbine | ST |  | S | X | X |  |  | 12.5 | 0.8 | 12.5 | 12.5 | 4 | N |  |  | RE | X | 8 | 1954 | 6 | 2020 | Y | Industrial CHP | 7 | X X: B; RC RC: NG; NG NG: DFO; DFO DFO: RFO |  |  | N | N |  | OVER |  |  |  | Y | Y |  |  | Y | Y | N
5901 | Encina Joint Powers Authority | 10026 | Encina Water Pollution Control | CA | San Diego | EG1 | Natural Gas Internal Combustion Engine | IC |  | S | X | X |  |  | 0.5 |  | 0.5 | 0.5 |  | N |  |  | RE | X | 1 | 1984 | 2 | 2008 | Y | Commercial Non-CHP | 4 | [11 empty] | N | bar: X X to RC RC
5901 | Encina Joint Powers Authority | 10026 | Encina Water Pollution Control | CA | San Diego | EG2 | Natural Gas Internal Combustion Engine | IC |  | S | X | X |  |  | 0.5 |  | 0.5 | 0.5 |  | N |  |  | RE | X | 1 | 1984 | 5 | 2008 | Y | Commercial Non-CHP | 4 | [11 empty] | N | bar: X X to RC RC
5901 | Encina Joint Powers Authority | 10026 | Encina Water Pollution Control | CA | San Diego | EG3 | Other Waste Biomass | IC |  | S | X | X |  |  | 0.5 |  | 0.5 | 0.5 |  | N |  |  | RE | X | 1 | 1984 | 5 | 2008 | Y | Commercial Non-CHP | 4 | X X: T; RC RC: OBG; NG NG: NG |  |  | N | [11 empty] | Y
7049 | General Electric Aircraft Engines | 10029 | General Electric Aircraft Engines | MA | Essex | GEN5 | Natural Gas Steam Turbine | ST |  | S | X | X |  |  | 10 | 0.8 | 8.5 | 8.5 | 1 | N |  |  | RE | X | 1 | 1948 | 3 | 2020 | Y | Industrial Non-CHP | 6 | X X: T; RC RC: NG; NG NG: RFO; DFO DFO: NG; NG NG: RFO |  |  | N | N |  | 1H | [7 empty] | N | N | N
7049 | General Electric Aircraft Engines | 10029 | General Electric Aircraft Engines | MA | Essex | GEN6 | Natural Gas Steam Turbine | ST |  | S | X | X |  |  | 10 | 0.8 | 8.5 | 8.5 | 1 | N |  |  | RE | X | 1 | 1956 | 3 | 2020 | Y | Industrial Non-CHP | 6 | X X: T; RC RC: NG; NG NG: RFO; DFO DFO: NG; NG NG: RFO |  |  | N | N |  | 1H | [7 empty] | N | N | N
7049 | General Electric Aircraft Engines | 10029 | General Electric Aircraft Engines | MA | Essex | GEN7 | Natural Gas Steam Turbine | ST |  | S | X | X |  |  | 12.5 | 0.8 | 6.8 | 7.8 | 1 | N |  |  | RE | X | 1 | 1968 | 3 | 2020 | Y | Industrial Non-CHP | 6 | X X: T; RC RC: NG; NG NG: RFO; DFO DFO: NG; NG NG: RFO |  |  | N | N |  | 1H | [7 empty] | N | N | N
7049 | General Electric Aircraft Engines | 10029 | General Electric Aircraft Engines | MA | Essex | GEN8 | Natural Gas Fired Combustion Turbine | GT |  | S | X | X |  |  | 21.1 | 0.8 | 19.1 | 19.1 | 2 | N |  |  | RE | X | 1 | 1972 | 8 | 2013 | Y | Industrial Non-CHP | 6 | X X: T; RC RC: NG; NG NG: DFO; DFO DFO: DFO |  |  | N | N |  | 1H | [7 empty] | Y | N | N
10077 | Kaweah Delta Hospital | 10042 | Kaweah Delta District Hospital | CA | Tulare | KDH1 | Natural Gas Internal Combustion Engine | IC |  | S | X | X |  |  | 0.5 |  | 0.5 | 0.5 |  | N |  |  | RE | X | 8 | 1984 | 11 | 2006 | Y | Commercial Non-CHP | 4 | bar: RC RC
10077 | Kaweah Delta Hospital | 10042 | Kaweah Delta District Hospital | CA | Tulare | KDH2 | Natural Gas Internal Combustion Engine | IC |  | S | X | X |  |  | 0.5 |  | 0.5 | 0.5 |  | N |  |  | RE | X | 8 | 1984 | 12 | 2006 | Y | Commercial Non-CHP | 4 | bar: RC RC
10077 | Kaweah Delta Hospital | 10042 | Kaweah Delta District Hospital | CA | Tulare | KDH3 | Natural Gas Internal Combustion Engine | IC |  | S | X | X |  |  | 0.7 | 0.8 | 0.7 | 0.7 | 1.7 | N |  |  | RE | X | 10 | 2001 | 5 | 2006 | Y | Commercial Non-CHP | 4 | [14 empty] | 10M | bar: RC RC
10810 | LAX Airport | 10048 | Central Utilities Plant LAX | CA | Los Angeles | GEN1 | Natural Gas Fired Combustion Turbine | GT |  | S | X | X |  |  | 4 | 0.97 | 3.5 | 3.5 | 1 | N |  |  | RE | X | 2 | 1985 | 10 | 2013 | Y | Commercial CHP | 5 | [11 empty] | N |  |  | 1H | bar: X X to RC RC
10810 | LAX Airport | 10048 | Central Utilities Plant LAX | CA | Los Angeles | GEN2 | Natural Gas Fired Combustion Turbine | GT |  | S | X | X |  |  | 4 | 0.97 | 3.5 | 3.5 | 1 | N |  |  | RE | X | 2 | 1985 | 10 | 2013 | Y | Commercial CHP | 5 | [11 empty] | N |  |  | 1H | bar: X X to RC RC
11079 | Little Rock Water Reclamation Authority | 10050 | Fourche Creek Wastewater | AR | Pulaski | 1 | Other Waste Biomass | IC |  | S | X | X |  |  | 0.5 |  | 0.5 | 0.5 |  |  |  |  | RE | X | 7 | 1983 | 2 | 2010 | N | Commercial CHP | 5 | X X: X; RC RC: OBG; NG NG: NG |  |  | N | [11 empty] | N | N
11079 | Little Rock Water Reclamation Authority | 10050 | Fourche Creek Wastewater | AR | Pulaski | 2 | Other Waste Biomass | IC |  | S | X | X |  |  | 0.5 |  | 0.5 | 0.5 |  |  |  |  | RE | X | 7 | 1983 | 4 | 2008 | N | Commercial CHP | 5 | X X: X; RC RC: OBG; NG NG: NG |  |  | N | [11 empty] | N | N
11079 | Little Rock Water Reclamation Authority | 10050 | Fourche Creek Wastewater | AR | Pulaski | 3 | Other Waste Biomass | IC |  | S | X | X |  |  | 0.5 |  | 0.5 | 0.5 |  |  |  |  | RE | X | 7 | 1983 | 1 | 2011 | N | Commercial CHP | 5 | X X: X; RC RC: OBG; NG NG: NG |  |  | N | [11 empty] | N | N
12647 | ALLETE, Inc. | 10075 | Taconite Harbor Energy Center | MN | Cook | GEN3 | Conventional Steam Coal | ST |  | S | X | X | MP.TACHB3 | MP.TACHB3 | 84 | 0.9 | 83.6 | 83.6 | 35 | N |  |  | RE | X | 1 | 1967 | 5 | 2015 | N | Electric Utility | 1 | X X: X; RC RC: SUB; NG NG: BIT; DFO DFO: DFO |  |  | N |  |  | OVER |  | Y |  |  | Y
11217 | Los Angeles County Sanitation | 10090 | Commerce Refuse To Energy | CA | Los Angeles | GEN1 | Municipal Solid Waste | ST |  | J | X | X |  |  | 12 | 0.9 | 10 | 10 | 3 | N |  |  | RE | X | 11 | 1986 | 6 | 2018 | N | IPP Non-CHP | 2 | X X: X; RC RC: MSW; NG NG: NG |  |  | N | N |  | OVER |  |  | N |  | N |  |  | Y | Y | N
11217 | Los Angeles County Sanitation | 10091 | Total Energy Facilities | CA | Los Angeles | GEN2 | Other Waste Biomass | CT |  | S | X | Y |  |  | 9.9 |  | 8 | 9 |  | N |  |  | RE | X | 1 | 1986 | 12 | 2002 | N | Commercial CHP | 5 | X X: X; RC RC: OBG; NG NG: NG |  |  | N | [10 empty] | Y | Y | Y
11217 | Los Angeles County Sanitation | 10091 | Total Energy Facilities | CA | Los Angeles | GEN3 | Other Waste Biomass | CT |  | S | X | Y |  |  | 9.9 |  | 8 | 9 |  | N |  |  | RE | X | 1 | 1986 | 10 | 2000 | N | Commercial CHP | 5 | X X: X; RC RC: OBG; NG NG: NG |  |  | N | [10 empty] | Y | Y | Y
6636 | Foss Manufacturing Company LLC | 10108 | Hampton Facility | NH | Rockingham | GEN1 | Petroleum Liquids | IC |  | S | X | X |  |  | 0.5 | 0.8 | 0.5 | 0.5 | 0.2 |  |  |  | RE | X | 10 | 1978 | 8 | 2017 | Y | Industrial CHP | 7 | X X: T; RC RC: DFO |  |  | N | N |  | 10M | [7 empty] | N
6636 | Foss Manufacturing Company LLC | 10108 | Hampton Facility | NH | Rockingham | GEN2 | Petroleum Liquids | IC |  | S | X | X |  |  | 0.5 | 0.8 | 0.5 | 0.5 | 0.2 |  |  |  | RE | X | 10 | 1978 | 8 | 2017 | Y | Industrial CHP | 7 | X X: T; RC RC: DFO |  |  | N | N |  | 10M | [7 empty] | N
6636 | Foss Manufacturing Company LLC | 10108 | Hampton Facility | NH | Rockingham | GEN3 | Petroleum Liquids | IC |  | S | X | X |  |  | 0.7 | 0.8 | 0.7 | 0.7 | 0.2 |  |  |  | RE | X | 7 | 1980 | 8 | 2017 | Y | Industrial CHP | 7 | X X: T; RC RC: DFO |  |  | N | N |  | 10M | [7 empty] | N
6636 | Foss Manufacturing Company LLC | 10108 | Hampton Facility | NH | Rockingham | GEN4 | Petroleum Liquids | IC |  | S | X | X |  |  | 0.7 | 0.8 | 0.7 | 0.7 | 0.2 |  |  |  | RE | X | 10 | 1981 | 8 | 2017 | Y | Industrial CHP | 7 | X X: T; RC RC: DFO |  |  | N | N |  | 10M | [7 empty] | N
6636 | Foss Manufacturing Company LLC | 10108 | Hampton Facility | NH | Rockingham | GEN5 | Petroleum Liquids | IC |  | S | X | X |  |  | 0.7 | 0.8 | 0.7 | 0.7 | 0.2 |  |  |  | RE | X | 6 | 1984 | 8 | 2017 | Y | Industrial CHP | 7 | X X: T; RC RC: DFO |  |  | N | N |  | 10M | [7 empty] | N
6636 | Foss Manufacturing Company LLC | 10108 | Hampton Facility | NH | Rockingham | GEN6 | Petroleum Liquids | IC |  | S | X | X |  |  | 0.7 | 0.8 | 0.7 | 0.7 | 0.2 |  |  |  | RE | X | 4 | 1990 | 1 | 2016 | Y | Industrial CHP | 7 | X X: T; RC RC: DFO |  |  | N | N |  | 10M | [7 empty] | N
57280 | Eagle Creek Renewable Energy, LLC | 10109 | Stevens Mills Dam | NH | Merrimack | 2 | Conventional Hydroelectric | HY |  | S | X | X |  |  | 0.2 | 0.9 | 0.2 | 0.2 | 0.2 | N |  |  | RE | X | 6 | 1982 | 4 | 1997 | N | IPP Non-CHP | 2 | X X: X; RC RC: WAT | [5 empty] | 10M
7726 | Sharp Grossmont Hospital | 10115 | Grossmont Hospital | CA | San Diego | GEN1 | Natural Gas Fired Combustion Turbine | GT |  | S | X | X |  |  | 0.8 | 0.8 | 0.8 | 0.8 | 0.8 | N |  |  | RE | X | 8 | 1983 | 5 | 2016 | Y | Commercial CHP | 5 | [14 empty] | 1H | [8 empty] | N | bar: X X to RC RC
7726 | Sharp Grossmont Hospital | 10115 | Grossmont Hospital | CA | San Diego | GEN2 | Natural Gas Fired Combustion Turbine | GT |  | S | X | X |  |  | 0.8 | 0.8 | 0.8 | 0.8 | 0.8 | N |  |  | RE | X | 8 | 1983 | 5 | 2016 | Y | Commercial CHP | 5 | [14 empty] | 1H | bar: X X to RC RC
8181 | Harrisburg Authority | 10118 | Harrisburg Facility | PA | Dauphin | GEN1 | Municipal Solid Waste | ST |  | W | X | X |  |  | 8.2 |  | 16.7 | 16.7 |  | N |  |  | RE | X | 10 | 1986 | 4 | 2003 | N | IPP CHP | 3 | X X: X; RC RC: MSW | [9 empty] | Y
8486 | PInova Inc | 10120 | PInova Inc | GA | Glynn | GEN6 | Wood/Wood Waste Biomass | ST |  | S | X | X |  |  | 2 | 1 | 2 | 2 | 1 | N |  |  | RE | X | 3 | 1989 | 10 | 2014 | Y | Industrial CHP | 7 | T | WDS | NG | OBL | DFO | RFO |  | WDS | NG | DFO |  | N | N |  | 12H | [8 empty] | Y | N
62860 | COE Bridgewater LLC c/o Thor Equities, LLC | 10122 | CIP II/AR Bridgewater Holdings - NJCOE | NJ | Somerset | 01 | Natural Gas Fired Combustion Turbine | GT |  | S | X | X |  |  | 3.7 |  | 2.7 | 3.5 |  | N |  |  | RE | X | 9 | 1993 | 11 | 2002 | Y | Commercial CHP | 5 | X X: T; RC RC: NG; NG NG: DFO |  |  | N | N | [6 empty] | N |  |  | N | N | N
60557 | PB Nutclif Master, LLC | 10123 | Hoffmann LaRoche | NJ | Essex | TG1 | Natural Gas Fired Combustion Turbine | GT |  | S | X | X |  |  | 4 |  | 3 | 4 |  |  |  |  | RE | X | 1 | 1987 | 12 | 2003 | Y | Industrial CHP | 7 | RC RC: NG; NG NG: KER
60557 | PB Nutclif Master, LLC | 10123 | Hoffmann LaRoche | NJ | Essex | TG2 | Natural Gas Fired Combustion Turbine | GT |  | S | X | X |  |  | 4 |  | 3 | 3 |  |  |  |  | RE | X | 1 | 1987 | 12 | 2003 | Y | Industrial CHP | 7 | RC RC: NG; NG NG: KER
60557 | PB Nutclif Master, LLC | 10123 | Hoffmann LaRoche | NJ | Essex | TG3 | Natural Gas Fired Combustion Turbine | GT |  | S | X | X |  |  | 4 |  | 3 | 3 |  |  |  |  | RE | X | 1 | 1987 | 12 | 2003 | Y | Industrial CHP | 7 | RC RC: NG; NG NG: KER
17164 | Sierra Pacific Industries Inc | 10144 | Sierra Pacific Lincoln Facility | CA | Placer | GEN2 | Wood/Wood Waste Biomass | ST |  | S | X | X |  |  | 11.5 |  | 10 | 8 | 1 | N |  |  | RE | X | 6 | 1997 | 3 | 2004 | Y | Industrial CHP | 7 | X X: T; RC RC: WDS |  |  | N | N |  | 12H | [7 empty] | N
17164 | Sierra Pacific Industries Inc | 10144 | Sierra Pacific Lincoln Facility | CA | Placer | GEN3 | Wood/Wood Waste Biomass | ST |  | S | X | X |  |  | 1.5 |  | 1.2 | 1.2 |  | N |  |  | RE | X | 2 | 1999 | 5 | 2004 | Y | Industrial CHP | 7 | RC RC: WDS |  |  | N
1951 | White Pine Electric Power LLC | 10148 | White Pine Electric Power | MI | Ontonagon | GEN1 | Natural Gas Steam Turbine | ST |  | S | X | X |  |  | 20 | 0.9 | 18 | 18 | 6 | N |  |  | RE | X | 12 | 1954 | 11 | 2016 | N | IPP Non-CHP | 2 | [11 empty] | N | N |  | OVER |  | N |  |  | N |  |  | N | N | N | bar: X X to RC RC; DFO DFO
1951 | White Pine Electric Power LLC | 10148 | White Pine Electric Power | MI | Ontonagon | GEN2 | Natural Gas Steam Turbine | ST |  | S | X | X |  |  | 20 | 0.9 | 18 | 18 | 6 | N |  |  | RE | X | 12 | 1954 | 4 | 2015 | N | IPP Non-CHP | 2 | [11 empty] | N | N |  | OVER |  | N |  |  | N |  |  | N | N | N | bar: X X to RC RC; DFO DFO
1951 | White Pine Electric Power LLC | 10148 | White Pine Electric Power | MI | Ontonagon | GEN3 | Natural Gas Steam Turbine | ST |  | S | X | X |  |  | 20 | 0.9 | 18 | 18 | 6 | N |  |  | RE | X | 12 | 1954 | 10 | 2020 | N | IPP Non-CHP | 2 | [11 empty] | N | N |  | OVER |  | N |  |  | N |  |  | N | N | N | bar: X X to RC RC; DFO DFO
20323 | Wellhead Services, Inc | 10156 | Fresno Cogen Partners | CA | Fresno | GEN1 | Natural Gas Fired Combined Cycle | CT |  | J | X |  |  |  | 22.3 |  | 21.5 | 22.3 |  | N |  |  | RE | X | 1 | 1990 | 1 | 2004 | Y | IPP CHP | 3 | [14 empty] | 10M | [7 empty] | N | bar: RC RC
3476 | DTE San Diego COGEN Inc. | 10175 | Childrens Hospital | CA | San Diego | 1631 | Natural Gas Internal Combustion Engine | IC |  | S | X | X |  |  | 0.6 | 0.8 | 0.6 | 0.6 | 0.1 | N |  |  | RE | X | 2 | 1993 | 11 | 2003 | N | Commercial CHP | 5 | X X: X; RC RC: NG; NG NG: PG |  |  | N | N |  | 10M | [7 empty] | N | N | N
3476 | DTE San Diego COGEN Inc. | 10175 | Childrens Hospital | CA | San Diego | 1698 | Natural Gas Internal Combustion Engine | IC |  | S | X | X |  |  | 0.3 | 0.8 | 0.3 | 0.3 | 0.1 | N |  |  | RE | X | 6 | 1983 | 7 | 2004 | N | Commercial CHP | 5 | X X: X; RC RC: NG; NG NG: PG |  |  | N | N |  | 10M | [7 empty] | N | N | N
3476 | DTE San Diego COGEN Inc. | 10175 | Childrens Hospital | CA | San Diego | 1699 | Natural Gas Internal Combustion Engine | IC |  | S | X | X |  |  | 0.3 | 0.8 | 0.3 | 0.3 | 0.1 | N |  |  | RE | X | 6 | 1983 | 9 | 2003 | N | Commercial CHP | 5 | X X: X; RC RC: NG; NG NG: PG |  |  | N |  |  | 10M | [7 empty] | N | N | N
3476 | DTE San Diego COGEN Inc. | 10175 | Childrens Hospital | CA | San Diego | 1710 | Natural Gas Internal Combustion Engine | IC |  | S | X | X |  |  | 0.3 | 0.8 | 0.3 | 0.3 | 0.1 | N |  |  | RE | X | 6 | 1983 | 7 | 2004 | N | Commercial CHP | 5 | X X: X; RC RC: NG; NG NG: PG |  |  | N |  |  | 10M | [7 empty] | N | N | N
57280 | Eagle Creek Renewable Energy, LLC | 10186 | Anson Abenaki Hydros | ME | Somerset | STG1 | Natural Gas Steam Turbine | ST |  | S | X | X |  |  | 3 | 0.86 | 2 | 2.5 | 0.7 | N |  |  | RE | X | 8 | 1994 | 5 | 2016 | Y | IPP Non-CHP | 2 | X X: T; RC RC: NG; NG NG: RFO |  |  | N | N |  | 12H | [7 empty] | Y | N | Y
4558 | Cutrale Citrus Juices USA Inc | 10188 | Cutrale Citrus Juices USA II | FL | Polk | GEN1 | Natural Gas Fired Combined Cycle | CT |  | S | X |  |  |  | 3.5 |  | 3.1 | 3.8 |  | N |  |  | RE | X | 12 | 1987 | 12 | 2010 | Y | Industrial Non-CHP | 6 | [11 empty] | N | N | bar: X X to RC RC
4558 | Cutrale Citrus Juices USA Inc | 10188 | Cutrale Citrus Juices USA II | FL | Polk | GEN2 | Natural Gas Fired Combined Cycle | CT |  | S | X |  |  |  | 3.5 | 0.8 | 3 | 3.7 |  | N |  |  | RE | X | 12 | 1987 | 12 | 2010 | Y | Industrial Non-CHP | 6 | [11 empty] | N | N | [9 empty] | N | N | bar: X X to RC RC
4558 | Cutrale Citrus Juices USA Inc | 10188 | Cutrale Citrus Juices USA II | FL | Polk | GEN3 | Natural Gas Fired Combined Cycle | CA |  | S | N | X |  |  | 1.5 | 0.8 | 1.3 | 1.4 |  | N |  |  | RE | X | 11 | 1982 | 10 | 2005 | Y | Industrial Non-CHP | 6 | [11 empty] | N | N |  | 1H | [7 empty] | N | N | bar: X X to RC RC
4558 | Cutrale Citrus Juices USA Inc | 10188 | Cutrale Citrus Juices USA II | FL | Polk | GEN4 | Natural Gas Fired Combustion Turbine | GT |  | S | X | X |  |  | 4.1 | 0.8 | 4.3 | 3.9 | 1.5 |  |  |  | RE | X | 12 | 2010 | 6 | 2015 | Y | Industrial Non-CHP | 6 | [11 empty] | N | N |  | 1H | [8 empty] | N | N | bar: X X to RC RC
4558 | Cutrale Citrus Juices USA Inc | 10188 | Cutrale Citrus Juices USA II | FL | Polk | GEN5 | Natural Gas Fired Combustion Turbine | GT |  | S | X | X |  |  | 4.1 | 0.8 | 3 | 3.7 | 1.5 | N |  |  | RE | X | 12 | 2010 | 12 | 2015 | Y | Industrial Non-CHP | 6 | [11 empty] | N | N |  | 1H | [8 empty] | N | N | bar: X X to RC RC
2719 | CalWind Resources Inc | 10191 | Tehachapi Wind Resource I | CA | Kern | PLAN | Onshore Wind Turbine | WT |  | S | X | X | SP15 | SP15 | 0.6 |  | 0.6 | 0.6 |  | N |  |  | IP | X |  |  |  |  | N | IPP Non-CHP | 2 | X X: X; RC RC: WND |  |  | N |  | 1
9436 | Mosaic Phosphates Co. | 10198 | Mosaic Phosphates Uncle Sam | LA | St James | GEN1 | All Other | ST |  | S | X | X |  |  | 11 |  | 10.2 | 10.3 |  |  |  |  | RE | X | 1 | 1968 | 11 | 2011 | Y | Industrial CHP | 7 | X X: B; RC RC: OTH |  |  | N
7160 | Geysers Power Co LLC | 10199 | West Ford Flat Power Plant | CA | Lake | WFF1 | Geothermal | ST |  | S | X | X |  |  | 19 | 1 |  |  | 0 | N |  |  | RE | X | 12 | 1988 | 12 | 2016 | N | IPP Non-CHP | 2 | X X: X; RC RC: GEO |  |  | N |  |  | 12H | [7 empty] | N | N
7160 | Geysers Power Co LLC | 10199 | West Ford Flat Power Plant | CA | Lake | WFF2 | Geothermal | ST |  | S | X | X |  |  | 19 | 1 |  |  | 0 | N |  |  | RE | X | 12 | 1988 | 12 | 2016 | N | IPP Non-CHP | 2 | X X: X; RC RC: GEO |  |  | N |  |  | 12H | [7 empty] | N | N
9686 | WestRock, Fernandina Beach | 10202 | Fernandina Beach Mill | FL | Nassau | GEN4 | Conventional Steam Coal | ST |  | S | X | X |  |  | 9.3 |  | 7 | 7 |  |  |  |  | RE | X | 3 | 1963 | 12 | 2003 | Y | Industrial CHP | 7 | RC RC: BIT; NG NG: RFO; DFO DFO: WDS; RFO RFO: BLQ |  |  | N | [10 empty] | N | N
19685 | Valero Refining Co | 10203 | Valero Refinery Corpus Christi East | TX | Nueces | GEN1 | Natural Gas Fired Combustion Turbine | GT |  | S | X | X |  |  | 20 |  | 17 | 20 |  |  |  |  | RE | X | 9 | 1984 | 7 | 2010 | Y | Industrial CHP | 7 | [11 empty] | N |  |  | 12H | bar: X X to RC RC
19685 | Valero Refining Co | 10203 | Valero Refinery Corpus Christi East | TX | Nueces | GEN2 | Natural Gas Fired Combustion Turbine | GT |  | S | X | X |  |  | 20 |  | 17 | 20 |  |  |  |  | RE | X | 10 | 1984 | 7 | 2010 | Y | Industrial CHP | 7 | [11 empty] | N |  |  | 12H | bar: X X to RC RC
3102 | Mosaic Company | 10205 | Mosaic Co Greenbay | FL | Polk | GEN1 | All Other | ST |  | S | X | X |  |  | 38.2 |  | 37.2 | 37.2 |  | N |  |  | RE | X | 11 | 1990 | 5 | 2006 | Y | Industrial CHP | 7 | X X: B; RC RC: OTH | [13 empty] | N | N
11161 | Loma Linda University | 10206 | Loma Linda University Cogen | CA | San Bernardino | GEN3 | Natural Gas Fired Combined Cycle | CA | ST01 | S | N | X |  |  | 1.2 | 0.8 | 1.2 | 1.2 | 0.4 | N |  |  | RE | X | 2 | 1980 | 7 | 2014 | Y | Commercial CHP | 5 | [11 empty] | N | N |  | 1H | [7 empty] | N | bar: X X to RC RC
56150 | ArcelorMittal USA Inc | 10211 | 2 AC Station | IN | Lake | 10TG | Other Gases | ST |  | S | X | X |  |  | 20 |  | 18 | 18 | 5 | N |  |  | RE | X | 1 | 1948 | 4 | 2009 | N | Industrial CHP | 7 | X X: X; RC RC: BFG; NG NG: NG |  |  | N | [11 empty] | Y | N
56150 | ArcelorMittal USA Inc | 10211 | 2 AC Station | IN | Lake | 11TG | Other Gases | ST |  | S | X | X |  |  | 20 |  | 18 | 18 |  | N |  |  | RE | X | 3 | 1950 | 4 | 2009 | N | Industrial CHP | 7 | X X: X; RC RC: BFG; NG NG: NG |  |  | N | [11 empty] | Y | N
56150 | ArcelorMittal USA Inc | 10211 | 2 AC Station | IN | Lake | 7TG | Other Gases | ST |  | S | X | X |  |  | 11.2 |  | 10 | 10 |  | N |  |  | RE | X | 3 | 1931 | 12 | 2007 | N | Industrial CHP | 7 | X X: X; RC RC: BFG; NG NG: NG |  |  | N | [11 empty] | Y | N
56150 | ArcelorMittal USA Inc | 10211 | 2 AC Station | IN | Lake | 8TG | Other Gases | ST |  | S | X | X |  |  | 11.2 |  | 10 | 10 |  | N |  |  | RE | X | 1 | 1926 | 4 | 2009 | N | Industrial CHP | 7 | X X: X; RC RC: BFG; NG NG: NG |  |  | N | [11 empty] | Y | N
56150 | ArcelorMittal USA Inc | 10211 | 2 AC Station | IN | Lake | 9TG | Other Gases | ST |  | S | X | X |  |  | 20 |  | 18.6 | 18.8 |  | N |  |  | RE | X | 1 | 1938 | 6 | 1996 | Y | Industrial CHP | 7 | RC RC: BFG
3452 | Chevron USA Inc-El Segundo | 10213 | El Segundo Cogen | CA | Los Angeles | GEN3 | Natural Gas Fired Combined Cycle | CA |  | W | Y | X |  |  | 1.5 |  | 1 | 1 |  | N |  |  | RE | X | 1 | 1975 | 6 | 1986 | Y | Industrial CHP | 7 | X X: B; RC RC: NG; NG NG: OG |  |  | N | N | [10 empty] | N | N
3452 | Chevron USA Inc-El Segundo | 10213 | El Segundo Cogen | CA | Los Angeles | GEN4 | Natural Gas Fired Combined Cycle | CA |  | W | Y | X |  |  | 1.2 |  | 1 | 1 |  | N |  |  | RE | X | 11 | 1991 | 10 | 1996 | Y | Industrial CHP | 7 | X X: B; RC RC: NG; NG NG: OG |  |  | N | [11 empty] | N | N
12311 | Merck & Co Inc | 10224 | Merck Rahway Power Plant | NJ | Union | GEN7 | Petroleum Liquids | ST |  | S | X | X |  |  | 4 |  | 3.8 | 3.8 |  | N |  |  | RE | X | 1 | 1968 | 11 | 2007 | Y | Industrial CHP | 7 | X X: T; RC RC: DFO; NG NG: NG |  |  | N | [10 empty] | Y | Y | Y
3432 | Ticona Polymers Inc | 10243 | Ticona Polymers Inc | TX | Nueces | GEN1 | Other Natural Gas | OT |  | S | X | X |  |  | 1.4 |  | 1.4 | 1.4 |  |  |  |  | RE | X | 1 | 1982 | 12 | 2002 | N | Industrial CHP | 7 | bar: X X to RC RC
3432 | Ticona Polymers Inc | 10243 | Ticona Polymers Inc | TX | Nueces | GEN2 | Other Natural Gas | OT |  | S | X | X |  |  | 1.4 |  | 1.4 | 1.4 |  |  |  |  | RE | X | 1 | 1982 | 12 | 2002 | N | Industrial CHP | 7 | bar: X X to RC RC
3432 | Ticona Polymers Inc | 10243 | Ticona Polymers Inc | TX | Nueces | GEN3 | Other Natural Gas | OT |  | S | X | X |  |  | 1.6 |  | 1.6 | 1.6 |  |  |  |  | RE | X | 1 | 1982 | 12 | 2002 | N | Industrial CHP | 7 | bar: X X to RC RC
3432 | Ticona Polymers Inc | 10243 | Ticona Polymers Inc | TX | Nueces | GEN4 | Natural Gas Fired Combined Cycle | CA |  | S | N | X |  |  | 8.2 |  | 5.7 | 7.4 |  |  |  |  | RE | X | 1 | 1982 | 12 | 2002 | N | Industrial CHP | 7 | bar: X X to RC RC
55849 | Domtar Paper Co LLC Kingsport Mill | 10252 | Domtar Kingsport Mill | TN | Sullivan | NO.4 | Conventional Steam Coal | ST |  | S | X | X |  |  | 4 |  | 4 | 4 |  | N |  |  | RE | X | 1 | 1937 | 4 | 1999 | Y | Industrial CHP | 7 | X X: X; RC RC: BIT; NG NG: WDS; DFO DFO: BLQ |  |  | N | [10 empty] | N | N | N
55849 | Domtar Paper Co LLC Kingsport Mill | 10252 | Domtar Kingsport Mill | TN | Sullivan | NO.6 | Wood/Wood Waste Biomass | ST |  | S | X | X |  |  | 7 |  | 7 | 7 |  | N |  |  | RE | X | 1 | 1956 | 10 | 2006 | Y | Industrial CHP | 7 | X X: X; RC RC: BLQ; NG NG: WDS |  |  | N | [10 empty] | N | N
55849 | Domtar Paper Co LLC Kingsport Mill | 10252 | Domtar Kingsport Mill | TN | Sullivan | NO.7 | Wood/Wood Waste Biomass | ST |  | S | X | X |  |  | 12 |  | 12 | 12 |  |  |  |  | RE | X | 1 | 1965 | 10 | 2006 | Y | Industrial CHP | 7 | X X: X; RC RC: BLQ; NG NG: WDS |  |  | N | [10 empty] | N | N
29925 | Enterprise Products Optg LP | 10261 | Enterprise Products Operating | TX | Chambers | GEN1 | Natural Gas Fired Combustion Turbine | GT |  | J | X | X |  |  | 2.5 | 0.8 | 2.3 | 2.2 | 2.2 | N |  |  | RE | X | 9 | 1984 | 1 | 2019 | Y | Industrial CHP | 7 | [11 empty] | N | N |  | 12H | [7 empty] | N | N | N | bar: X X to RC RC
29925 | Enterprise Products Optg LP | 10261 | Enterprise Products Operating | TX | Chambers | GEN2 | Natural Gas Fired Combustion Turbine | GT |  | S | X | X |  |  | 2.5 | 0.8 | 2.3 | 2.2 | 2.2 | N |  |  | RE | X | 9 | 1984 | 1 | 2019 | Y | Industrial CHP | 7 | [11 empty] | N | N |  | 12H | [7 empty] | N | N | N | bar: X X to RC RC
2848 | California Institute-Technology | 10262 | California Institute of Technology | CA | Los Angeles | GEN1 | Natural Gas Fired Combined Cycle | CA |  | S | N | X |  |  | 1 |  | 1 | 1 |  |  |  |  | RE | X | 2 | 1982 | 11 | 2002 | Y | Commercial CHP | 5 | [14 empty] | 1H | [8 empty] | N | N | bar: RC RC
2848 | California Institute-Technology | 10262 | California Institute of Technology | CA | Los Angeles | GEN2 | Natural Gas Fired Combined Cycle | CT |  | S | X | N |  |  | 4.3 |  | 4.3 | 4.3 |  |  |  |  | RE | X | 5 | 1989 | 11 | 2002 | Y | Commercial CHP | 5 | [14 empty] | 1H | [8 empty] | N | N | bar: RC RC
2848 | California Institute-Technology | 10262 | California Institute of Technology | CA | Los Angeles | GEN3 | Natural Gas Fired Combined Cycle | CT |  | S | X | N |  |  | 2.5 |  | 2.5 | 2.5 |  |  |  |  | CN | X |  |  |  |  | Y | Commercial CHP | 5 | [11 empty] | N | [11 empty] | N | N | bar: RC RC
2848 | California Institute-Technology | 10262 | California Institute of Technology | CA | Los Angeles | GEN4 | Natural Gas Fired Combined Cycle | CA |  | S | N | X |  |  | 2.5 |  | 2.5 | 2.5 |  |  |  |  | CN | X |  |  |  |  | Y | Commercial CHP | 5 | [11 empty] | N | bar: RC RC
2848 | California Institute-Technology | 10262 | California Institute of Technology | CA | Los Angeles | GEN5 | Natural Gas Fired Combined Cycle | CT |  | S | X | N |  |  | 1 |  | 1 | 1 |  |  |  |  | CN | X |  |  |  |  | Y | Commercial CHP | 5 | [11 empty] | N | [10 empty] | N | N | bar: RC RC
2848 | California Institute-Technology | 10262 | California Institute of Technology | CA | Los Angeles | GEN8 | Natural Gas Fired Combined Cycle | CT |  | S | X | N |  |  | 10.5 | 0.9 | 9 | 9.9 | 9 | N |  |  | IP | X |  |  |  |  | Y | Commercial CHP | 5 | [11 empty] | N | N |  | 1H | [7 empty] | N | N | N | bar: RC RC
1947 | Bob Jones University | 10280 | Central Plant | SC | GREENVILLE | ENG2 | Natural Gas Internal Combustion Engine | IC |  | S | X | X |  |  | 1.1 | 0.8 | 1.1 | 1.1 | 0.4 |  |  |  | RE | X | 1 | 1987 | 1 | 2016 | Y | Commercial Non-CHP | 4 | X X: T; RC RC: NG; NG NG: DFO |  |  | N | N | 0 | 1H | [7 empty] | N | Y | Y
1947 | Bob Jones University | 10280 | Central Plant | SC | GREENVILLE | ENG3 | Natural Gas Internal Combustion Engine | IC |  | S | X | X |  |  | 1.1 | 0.8 | 1.1 | 1.1 | 0.4 |  |  |  | RE | X | 1 | 1987 | 6 | 2015 | Y | Commercial Non-CHP | 4 | X X: T; RC RC: NG; NG NG: DFO |  |  | N | N |  | 1H | [7 empty] | N | Y | Y
1947 | Bob Jones University | 10280 | Central Plant | SC | GREENVILLE | ENG4 | Natural Gas Internal Combustion Engine | IC |  | S | X | X |  |  | 1.1 | 0.8 | 1.1 | 1.1 | 0.4 |  |  |  | RE | X | 1 | 1987 | 1 | 2016 | Y | Commercial Non-CHP | 4 | X X: T; RC RC: NG; NG NG: DFO |  |  | N | N |  | 1H | [7 empty] | N | Y | Y
327 | Air Liquide Large Industries U S LP | 10298 | Bayou Cogen Plant | TX | Harris | GEN1 | Natural Gas Fired Combustion Turbine | GT |  | S | X | X |  |  | 75 | 0.8 | 65 | 85 | 45 | N |  |  | RE | X | 12 | 1984 | 1 | 2014 | Y | Industrial Non-CHP | 6 | X X: T; RC RC: NG; NG NG: OG |  |  | N |  |  | 12H | [8 empty] | Y
327 | Air Liquide Large Industries U S LP | 10298 | Bayou Cogen Plant | TX | Harris | GEN2 | Natural Gas Fired Combustion Turbine | GT |  | S | X | X |  |  | 75 | 0.8 | 65 | 85 | 45 | N |  |  | RE | X | 12 | 1984 | 9 | 2015 | Y | Industrial Non-CHP | 6 | X X: T; RC RC: NG; NG NG: OG |  |  | N |  |  | 12H | [8 empty] | Y
327 | Air Liquide Large Industries U S LP | 10298 | Bayou Cogen Plant | TX | Harris | GEN3 | Natural Gas Fired Combustion Turbine | GT |  | S | X | X |  |  | 75 | 0.8 | 65 | 85 | 45 | N |  |  | RE | X | 3 | 1985 | 9 | 2014 | Y | Industrial Non-CHP | 6 | X X: T; RC RC: NG; NG NG: OG |  |  | N |  |  | 12H | [8 empty] | Y
327 | Air Liquide Large Industries U S LP | 10298 | Bayou Cogen Plant | TX | Harris | GEN4 | Natural Gas Fired Combustion Turbine | GT |  | S | X | X |  |  | 79.6 | 0.8 | 65 | 85 | 45 | N |  |  | RE | X | 3 | 1985 | 1 | 2015 | Y | Industrial Non-CHP | 6 | X X: T; RC RC: NG; NG NG: OG |  |  | N |  |  | 12H | [7 empty] | Y | Y | N
57145 | Louisiana Sugar Refining LLC | 10301 | Louisiana Sugar Refining | LA | St James | GEN1 | Natural Gas Steam Turbine | ST |  | S | X | X |  |  | 0.7 | 0.8 | 0.6 | 0.7 | 0.1 | N |  |  | RE | X | 9 | 1930 | 6 | 2014 | Y | Industrial CHP | 7 | [11 empty] | N | N |  | 12H | [7 empty] | N | N | N | bar: X X to RC RC; DFO DFO
13657 | Norfork Southern Corp | 10302 | Juniata Locomotive Shop | PA | Blair | GEN1 | Conventional Steam Coal | ST |  | S | X | X |  |  | 2 | 0.8 | 0.4 | 0.5 | 0 |  |  |  | RE | X | 8 | 1955 | 4 | 2015 | Y | Commercial Non-CHP | 4 | X X: T; RC RC: BIT; DFO DFO: OTH |  |  | N | N |  | 12H |  | N | Y |  |  | Y |  |  | N | N
13657 | Norfork Southern Corp | 10302 | Juniata Locomotive Shop | PA | Blair | GEN2 | Conventional Steam Coal | ST |  | S | X | X |  |  | 2 | 0.8 | 0.3 | 0.7 | 0 |  |  |  | RE | X | 8 | 1955 | 4 | 2015 | Y | Commercial Non-CHP | 4 | X X: T; RC RC: BIT; DFO DFO: OTH |  |  | N | N |  | 12H |  | N | Y |  |  | Y |  |  | N | N
1182 | BASF Corporation | 10320 | Enka | NC | Buncombe | GE10 | Conventional Steam Coal | ST |  | S | X | X |  |  | 4 |  | 3.7 | 3.8 |  | N |  |  | RE | X | 1 | 1948 | 6 | 2001 | Y | Industrial CHP | 7 | X X: T; RC RC: BIT |  |  | N
1182 | BASF Corporation | 10320 | Enka | NC | Buncombe | GE11 | Conventional Steam Coal | ST |  | S | X | X |  |  | 4 |  | 3.7 | 3.8 |  | N |  |  | RE | X | 1 | 1957 | 6 | 2001 | Y | Industrial CHP | 7 | X X: T; RC RC: BIT |  |  | N
1182 | BASF Corporation | 10320 | Enka | NC | Buncombe | GE12 | Conventional Steam Coal | ST |  | S | X | X |  |  | 5 |  | 4.7 | 4.7 |  | N |  |  | RE | X | 1 | 1959 | 6 | 2001 | Y | Industrial CHP | 7 | X X: T; RC RC: BIT |  |  | N
1182 | BASF Corporation | 10320 | Enka | NC | Buncombe | GEN8 | Conventional Steam Coal | ST |  | S | X | X |  |  | 0.3 |  | 0.3 | 0.3 |  | N |  |  | RE | X | 1 | 1984 | 6 | 2001 | Y | Industrial CHP | 7 | X X: T; RC RC: BIT |  |  | N
1182 | BASF Corporation | 10320 | Enka | NC | Buncombe | GEN9 | Conventional Steam Coal | ST |  | S | X | X |  |  | 3 |  | 2.8 | 2.8 |  | N |  |  | RE | X | 1 | 1937 | 6 | 2001 | Y | Industrial CHP | 7 | X X: T; RC RC: BIT |  |  | N
6201 | Farmer's Irrigation District | 10323 | Copper Dam Plant | OR | Hood River | GEN1 | Conventional Hydroelectric | HY |  | S | X | X |  |  | 2 | 1 | 1 | 2 | 0.5 | N |  |  | RE | X | 1 | 1986 | 6 | 2015 | N | IPP Non-CHP | 2 | X X: X; RC RC: WAT |  |  | N | N |  | 1H
6201 | Farmer's Irrigation District | 10323 | Copper Dam Plant | OR | Hood River | GEN2 | Conventional Hydroelectric | HY |  | S | X | X |  |  | 1 | 1 | 0.5 | 1 | 0.5 | N |  |  | RE | X | 1 | 1986 | 6 | 2015 | N | IPP Non-CHP | 2 | X X: X; RC RC: WAT |  |  | N | N |  | 1H
59879 | Greenleaf Energy LLC | 10350 | Greenleaf 1 Power Plant | CA | Sutter | GEN1 | Natural Gas Fired Combined Cycle | CT | CC1 | S | X | N |  |  | 46 | 0.9 | 42 | 44 | 40 | N |  |  | RE | X | 2 | 1989 | 3 | 2019 | Y | IPP CHP | 3 | [11 empty] | N | N |  | 1H | [7 empty] | N | N | N | bar: X X to RC RC
59879 | Greenleaf Energy LLC | 10350 | Greenleaf 1 Power Plant | CA | Sutter | GEN2 | Natural Gas Fired Combined Cycle | CA | CC1 | S | Y | X |  |  | 20 | 0.85 | 8 | 6 | 5 | N |  |  | RE | X | 2 | 1989 | 3 | 2019 | Y | IPP CHP | 3 | [11 empty] | N | N |  | 12H | [7 empty] | N | N | N | bar: X X to RC RC
55919 | Georgia-Pacific Consumer Oper. Green Bay LLC | 10360 | Consumer Operations LLC | WI | Brown | GEN1 | Conventional Steam Coal | ST |  | S | X | X |  |  | 1.5 | 0.8 | 1.4 | 1.4 |  |  |  |  | RE | X | 1 | 1929 | 2 | 2002 | Y | Industrial CHP | 7 | RC RC: BIT; NG NG: PC; DFO DFO: NG; RFO RFO: DFO; WO WO: SUB | [5 empty] | 12H
55919 | Georgia-Pacific Consumer Oper. Green Bay LLC | 10360 | Consumer Operations LLC | WI | Brown | GEN10 | Conventional Steam Coal | ST |  | S | X | X |  |  | 28.2 | 0.9 | 26.4 | 26.5 | 3 |  |  |  | RE | X | 7 | 2005 | 10 | 2014 | Y | Industrial CHP | 7 | T | BIT | PC | NG | DFO | SUB |  | BIT | PC | NG | DFO | N | N |  | 12H | N |  |  | N | N |  |  |  | Y | N
55919 | Georgia-Pacific Consumer Oper. Green Bay LLC | 10360 | Consumer Operations LLC | WI | Brown | GEN2 | Conventional Steam Coal | ST |  | S | X | X |  |  | 3 | 0.8 | 2.8 | 2.8 |  |  |  |  | RE | X | 1 | 1933 | 2 | 2002 | Y | Industrial CHP | 7 | RC RC: BIT; NG NG: PC; DFO DFO: NG; RFO RFO: DFO; WO WO: SUB | [5 empty] | 12H |  |  |  | N
55919 | Georgia-Pacific Consumer Oper. Green Bay LLC | 10360 | Consumer Operations LLC | WI | Brown | GEN3 | Conventional Steam Coal | ST |  | S | X | X |  |  | 3 | 0.8 | 2.8 | 2.8 |  |  |  |  | RE | X | 1 | 1940 | 2 | 2002 | Y | Industrial CHP | 7 | RC RC: BIT; NG NG: PC; DFO DFO: DFO; RFO RFO: NG | [5 empty] | 12H |  |  |  | N
55919 | Georgia-Pacific Consumer Oper. Green Bay LLC | 10360 | Consumer Operations LLC | WI | Brown | GEN4 | Conventional Steam Coal | ST |  | S | X | X |  |  | 2.5 | 0.8 | 2.3 | 2.4 |  |  |  |  | RE | X | 1 | 1947 | 2 | 2002 | Y | Industrial CHP | 7 | RC RC: BIT; NG NG: PC; DFO DFO: DFO; RFO RFO: NG | [5 empty] | 12H |  |  |  | N
55919 | Georgia-Pacific Consumer Oper. Green Bay LLC | 10360 | Consumer Operations LLC | WI | Brown | GEN5 | Conventional Steam Coal | ST |  | S | X | X |  |  | 10 | 0.8 | 7.5 | 7.5 | 3 |  |  |  | RE | X | 1 | 1954 | 10 | 2014 | Y | Industrial CHP | 7 | T | BIT | PC | NG | DFO | SUB |  | BIT | PC | NG | DFO | N |  |  | 12H | N |  |  | N | N |  |  |  | Y | N
55919 | Georgia-Pacific Consumer Oper. Green Bay LLC | 10360 | Consumer Operations LLC | WI | Brown | GEN8 | Conventional Steam Coal | ST |  | S | X | X |  |  | 25 |  | 20 | 20 |  |  |  |  | RE | X | 1 | 1977 | 12 | 2004 | Y | Industrial CHP | 7 | RC RC: BIT; NG NG: PC | [5 empty] | 12H |  |  |  | N |  |  |  |  | Y | N
57223 | Sycamore Energy LLC | 10387 | Sycamore Energy LLC | CA | San Diego | 1 | Landfill Gas | GT |  | S | X | X |  |  | 0.9 | 0.98 | 0.7 | 0.7 |  | N |  |  | RE | X | 12 | 1989 | 7 | 2010 | N | IPP Non-CHP | 2 | X X: X; RC RC: LFG; NG NG: NG |  |  | N | N |  | 1H | [7 empty] | N
57223 | Sycamore Energy LLC | 10387 | Sycamore Energy LLC | CA | San Diego | 2 | Landfill Gas | GT |  | S | X | X |  |  | 0.9 | 0.98 | 0.7 | 0.7 | 0.7 | N |  |  | RE | X | 12 | 1989 | 11 | 2010 | N | IPP Non-CHP | 2 | X X: X; RC RC: LFG; NG NG: NG |  |  | N | N |  | 1H | [7 empty] | N
25049 | Gas Recovery Systems Inc | 10388 | GRS Newby I | CA | Santa Clara | 1 | Landfill Gas | IC |  | S | X | X |  |  | 0.5 | 0.98 | 0.5 | 0.5 | 0.4 |  |  |  | RE | X | 9 | 1984 | 11 | 2013 | N | IPP Non-CHP | 2 | X X: X; RC RC: LFG | [5 empty] | 1H | [7 empty] | N
25049 | Gas Recovery Systems Inc | 10388 | GRS Newby I | CA | Santa Clara | 2 | Landfill Gas | IC |  | S | X | X |  |  | 0.5 | 0.98 | 0.5 | 0.5 | 0.4 |  |  |  | RE | X | 9 | 1984 | 11 | 2013 | N | IPP Non-CHP | 2 | X X: X; RC RC: LFG | [5 empty] | 1H | [7 empty] | N
25049 | Gas Recovery Systems Inc | 10388 | GRS Newby I | CA | Santa Clara | 3 | Landfill Gas | IC |  | S | X | X |  |  | 0.5 | 0.98 | 0.5 | 0.5 | 0.4 |  |  |  | RE | X | 9 | 1984 | 11 | 2013 | N | IPP Non-CHP | 2 | X X: X; RC RC: LFG | [5 empty] | 1H | [7 empty] | N
25049 | Gas Recovery Systems Inc | 10388 | GRS Newby I | CA | Santa Clara | 4 | Landfill Gas | IC |  | S | X | X |  |  | 0.5 | 0.97 | 0.5 | 0.5 | 0.4 |  |  |  | RE | X | 9 | 1984 | 11 | 2013 | N | IPP Non-CHP | 2 | X X: X; RC RC: LFG | [5 empty] | 1H
25049 | Gas Recovery Systems Inc | 10392 | GRS American Canyon | CA | Napa | 1 | Landfill Gas | IC |  | S | X | X |  |  | 0.8 | 0.98 | 0.7 | 0.7 | 0.6 |  |  |  | RE | X | 12 | 1985 | 5 | 2013 | N | IPP Non-CHP | 2 | X X: X; RC RC: LFG | [5 empty] | 1H
25049 | Gas Recovery Systems Inc | 10392 | GRS American Canyon | CA | Napa | 2 | Landfill Gas | IC |  | S | X | X |  |  | 0.8 | 0.98 | 0.7 | 0.7 | 0.6 |  |  |  | RE | X | 12 | 1985 | 5 | 2013 | N | IPP Non-CHP | 2 | X X: X; RC RC: LFG | [5 empty] | 1H
3692 | Clark University | 10408 | Clark University | MA | Worcester | GEN1 | Natural Gas Internal Combustion Engine | IC |  | S | X | X |  |  | 2 |  | 2 | 2 |  |  |  |  | RE | X | 6 | 1981 | 5 | 2012 | Y | Commercial CHP | 5 | [11 empty] | N | bar: X X to RC RC
11936 | McBryde Sugar Co Ltd | 10412 | Kalaheo Hydro | HI | Kauai | KAL | Conventional Hydroelectric | HY |  | S | X | X |  |  | 1.1 | 0.8 | 1.1 | 1 | 0.2 |  |  |  | RE | X | 1 | 1928 | 9 | 2016 | N | Industrial Non-CHP | 6 | X X: X; RC RC: WAT |  |  | N | N | 0 | 10M
56488 | Ascend Performance Materials | 10418 | Ascend Performance Materials Texas Inc. | TX | Brazoria | GEN2 | Other Gases | ST |  | S | X | X |  |  | 1.2 |  | 1.2 | 1.2 |  | N |  |  | RE | X | 10 | 1990 | 6 | 2005 | Y | Industrial CHP | 7 | X X: B; RC RC: OG; NG NG: NG; DFO DFO: NG |  |  | N | N |  | OVER | [7 empty] | N | N | N
56488 | Ascend Performance Materials | 10418 | Ascend Performance Materials Texas Inc. | TX | Brazoria | GEN3 | Other Gases | ST |  | S | X | X |  |  | 2 |  | 2 | 2 |  | N |  |  | RE | X | 10 | 1990 | 6 | 2005 | Y | Industrial CHP | 7 | X X: B; RC RC: OG; NG NG: NG; DFO DFO: NG |  |  | N | N |  | OVER | [7 empty] | N | N | N
23632 | Inland Paperboard - Rome Mill | 10426 | Inland Paperboard Packaging Rome | GA | Floyd | GEN1 | Wood/Wood Waste Biomass | ST |  | S | X | X |  |  | 7.5 |  | 7 | 7.1 |  | N |  |  | RE | X | 10 | 1954 | 3 | 2001 | Y | Industrial CHP | 7 | X X: T; RC RC: BLQ | [14 empty] | N | N
22091 | New-Indy Ontario LLC | 10427 | New-Indy Ontario Mill | CA | San Bernardino | GEN1 | Natural Gas Fired Combustion Turbine | GT |  | S | X | X |  |  | 34 | 0.85 | 34 | 34 | 1 | N |  |  | RE | X | 6 | 1985 | 11 | 2019 | Y | Industrial Non-CHP | 6 | [11 empty] | N | N |  | 12H | [7 empty] | N | N | N | bar: X X to RC RC
6091 | Exxon Mobil Refining and Supply Co. | 10436 | ExxonMobil Baytown Refinery | TX | Harris | GT35 | Natural Gas Fired Combustion Turbine | GT |  | S | X | X |  |  | 14.5 |  | 12.3 | 14.2 | 12.3 | N |  |  | RE | X | 1 | 1970 | 5 | 2005 | Y | Industrial CHP | 7 | [14 empty] | OVER | [8 empty] | N | N | bar: RC RC
6091 | Exxon Mobil Refining and Supply Co. | 10436 | ExxonMobil Baytown Refinery | TX | Harris | GT36 | Natural Gas Fired Combustion Turbine | GT |  | S | X | X |  |  | 15.2 |  | 12.9 | 14.9 | 12.9 | N |  |  | RE | X | 1 | 1972 | 5 | 2005 | Y | Industrial CHP | 7 | [14 empty] | OVER | [8 empty] | N | N | bar: RC RC
6091 | Exxon Mobil Refining and Supply Co. | 10436 | ExxonMobil Baytown Refinery | TX | Harris | GT37 | Natural Gas Fired Combustion Turbine | GT |  | S | X | X |  |  | 17.2 |  | 14.6 | 16.9 | 14.6 | N |  |  | RE | X | 1 | 1976 | 5 | 2005 | Y | Industrial CHP | 7 | [14 empty] | OVER | [8 empty] | N | N | bar: RC RC
6091 | Exxon Mobil Refining and Supply Co. | 10436 | ExxonMobil Baytown Refinery | TX | Harris | ST33 | Natural Gas Steam Turbine | ST |  | S | X | X |  |  | 7.5 |  | 7 | 7.1 | 0.5 | N |  |  | RE | X | 1 | 1950 | 6 | 2003 | Y | Industrial CHP | 7 | [11 empty] | N | N |  | 12H | [7 empty] | N | N | N | bar: RC RC
60246 | Sunray Energy 2, LLC | 10437 | Sunray 2 | CA | San Bernardino | GEN1 | Solar Thermal without Energy Storage | ST |  | W | X | X |  |  | 13.8 | 0.9 | 13.8 | 13.8 |  | N |  |  | RE | X | 12 | 1984 | 12 | 2015 | N | IPP Non-CHP | 2 | X X: X; RC RC: SUN; NG NG: NG |  |  | N |  | 0 | [8 empty] | N | N | N
60247 | Sunray Energy 3 LLC | 10438 | Sunray 3 | CA | San Bernardino | GEN1 | Solar Thermal without Energy Storage | ST |  | W | X | X | SEGS1G_7_B1 | SEGS1G_7_B1 | 30 | 0.9 | 30 | 30 |  | N |  |  | RE | X | 12 | 1985 | 12 | 2015 | N | IPP Non-CHP | 2 | X X: X; RC RC: SUN; NG NG: NG |  |  | N |  | 0 | [8 empty] | N
55965 | Verso Corporation | 10466 | Wisconsin Rapids Paper Mill | WI | Wood | GEN1 | All Other | ST |  | S | X | X |  |  | 7.5 | 0.8 | 7.5 | 7.5 | 7.5 | N |  |  | RE | X | 8 | 1928 | 6 | 2004 | Y | Industrial CHP | 7 | X X: T; RC RC: PUR; NG NG: BIT; DFO DFO: BLQ; DFO DFO: PUR |  |  | N |  |  | 12H |  |  | Y |  | Y |  |  | Y | Y | N
55965 | Verso Corporation | 10466 | Wisconsin Rapids Paper Mill | WI | Wood | GEN3 | All Other | ST |  | S | X | X |  |  | 5 | 0.8 | 5 | 5 | 5 | N |  |  | RE | X | 10 | 1976 | 5 | 1999 | Y | Industrial CHP | 7 | X X: T; RC RC: PUR; NG NG: BIT; DFO DFO: BLQ; DFO DFO: NG |  |  | N |  |  | 12H |  |  | Y |  | Y |  |  | Y | Y | N
7160 | Geysers Power Co LLC | 10469 | Bear Canyon Power Plant | CA | Lake | BVC1 | Geothermal | ST |  | S | X | X |  |  | 12.2 | 1 |  |  | 0 | N |  |  | RE | X | 1 | 1988 | 8 | 2015 | N | IPP Non-CHP | 2 | X X: X; RC RC: GEO |  |  | N |  |  | 12H | [7 empty] | N | N
7160 | Geysers Power Co LLC | 10469 | Bear Canyon Power Plant | CA | Lake | BVC2 | Geothermal | ST |  | S | X | X |  |  | 12.2 | 1 |  |  | 0 | N |  |  | RE | X | 1 | 1988 | 8 | 2015 | N | IPP Non-CHP | 2 | X X: X; RC RC: GEO |  |  | N |  |  | 12H | [7 empty] | N | N
11217 | Los Angeles County Sanitation | 10471 | Spadra Landfill Gas to Energy | CA | Los Angeles | GEN1 | Landfill Gas | ST |  | S | X | X |  |  | 10.6 | 1 | 5 | 5 | 3 | N |  |  | RE | X | 2 | 1990 | 9 | 2015 | N | Commercial Non-CHP | 4 | X X: X; RC RC: LFG; NG NG: OBG; DFO DFO: NG |  |  | N | N |  | 12H | [7 empty] | Y | Y | N
11217 | Los Angeles County Sanitation | 10472 | Puente Hills Energy Recovery | CA | Los Angeles | GEN2 | Landfill Gas | GT |  | S | X | X |  |  | 2.8 |  | 1.1 | 1.1 |  | N |  |  | RE | X | 10 | 1984 | 1 | 2013 | N | Commercial Non-CHP | 4 | X X: X; RC RC: LFG |  |  | N
11217 | Los Angeles County Sanitation | 10472 | Puente Hills Energy Recovery | CA | Los Angeles | GEN3 | Landfill Gas | IC |  | S | X | X |  |  | 3.3 | 0.8 | 2.7 | 2.7 | 2 | N |  |  | RE | X | 1 | 2006 | 12 | 2016 | N | Commercial Non-CHP | 4 | X X: X; RC RC: LFG | [5 empty] | 1H
11217 | Los Angeles County Sanitation | 10472 | Puente Hills Energy Recovery | CA | Los Angeles | GEN4 | Landfill Gas | IC |  | S | X | X |  |  | 3.3 | 0.8 | 2.7 | 2.7 | 2 | N |  |  | RE | X | 1 | 2006 | 12 | 2016 | N | Commercial Non-CHP | 4 | X X: X; RC RC: LFG | [5 empty] | 1H
11217 | Los Angeles County Sanitation | 10472 | Puente Hills Energy Recovery | CA | Los Angeles | GEN5 | Landfill Gas | IC |  | S | X | X |  |  | 3.3 | 0.8 | 2.7 | 2.7 | 2 | N |  |  | RE | X | 1 | 2006 | 12 | 2016 | N | Commercial Non-CHP | 4 | X X: X; RC RC: LFG |  |  | N | N |  | 1H | [8 empty] | N | N
11217 | Los Angeles County Sanitation | 10473 | Palos Verdes Gas to Energy | CA | Los Angeles | GEN1 | Landfill Gas | ST |  | J | X | X |  |  | 13 |  | 2.5 | 2.5 |  | N |  |  | RE | X | 5 | 1988 | 10 | 2011 | N | Commercial Non-CHP | 4 | X X: X; RC RC: LFG; NG NG: NG; DFO DFO: NG |  |  | N | [11 empty] | Y | N
56150 | ArcelorMittal USA Inc | 10474 | 4 AC Station | IN | Lake | 14TG | Conventional Steam Coal | ST |  | S | X | X |  |  | 67.5 |  | 63.3 | 63.5 |  | N |  |  | RE | X | 8 | 1963 | 4 | 1999 | Y | Industrial CHP | 7 | RC RC: BIT; NG NG: OG; DFO DFO: NG |  |  | N
56150 | ArcelorMittal USA Inc | 10474 | 4 AC Station | IN | Lake | 15TG | Conventional Steam Coal | ST |  | S | X | X |  |  | 67.5 |  | 63.3 | 63.5 |  | N |  |  | RE | X | 10 | 1963 | 4 | 1999 | Y | Industrial CHP | 7 | RC RC: BIT; NG NG: OG; DFO DFO: NG |  |  | N
55965 | Verso Corporation | 10476 | Whiting Mill | WI | Portage | GEN4 | Conventional Steam Coal | ST |  | S | X | X |  |  | 4.1 | 0.84 | 4.1 | 4.1 | 4.1 | N |  |  | RE | X | 7 | 1951 | 10 | 2014 | Y | Industrial CHP | 7 | X X: T; RC RC: SUB; NG NG: WDS; DFO DFO: NG |  |  | N |  |  | 12H | Y |  |  |  | Y |  |  | N | Y | N
11216 | Los Angeles County | 10478 | Pitchess Cogen Station | CA | Los Angeles | GEN1 | Natural Gas Fired Combined Cycle | CT | CC1 | S | X | N |  |  | 20.9 | 0.92 | 21.5 | 20.9 | 16 | N |  |  | RE | X | 9 | 1988 | 11 | 2018 | Y | Commercial CHP | 5 | X X: T; RC RC: NG; NG NG: DFO |  |  | N | N |  | 12H | [7 empty] | Y | N | Y
11216 | Los Angeles County | 10478 | Pitchess Cogen Station | CA | Los Angeles | GEN2 | Natural Gas Fired Combined Cycle | CA | CC1 | S | N | X |  |  | 7.4 | 0.92 | 5.7 | 6 | 5 | N |  |  | RE | X | 9 | 1988 | 11 | 2018 | Y | Commercial CHP | 5 | X X: B; RC RC: NG; NG NG: DFO |  |  | N | N |  | 12H | [7 empty] | Y | N | Y
34691 | Ormat Nevada Inc | 10481 | Mammoth G2 | CA | Mono | T101 | Geothermal | BT |  | S | X | X |  |  | 5 | 0.8 | 3.8 | 4.4 | 3.8 | N |  |  | RE | X | 12 | 1990 | 4 | 2013 | N | IPP Non-CHP | 2 | X X: X; RC RC: GEO |  |  | N |  |  | OVER
34691 | Ormat Nevada Inc | 10481 | Mammoth G2 | CA | Mono | T102 | Geothermal | BT |  | S | X | X |  |  | 5 | 0.8 | 4.6 | 5 | 4.6 | N |  |  | RE | X | 12 | 1990 | 4 | 2013 | N | IPP Non-CHP | 2 | X X: X; RC RC: GEO |  |  | N |  |  | OVER
34691 | Ormat Nevada Inc | 10481 | Mammoth G2 | CA | Mono | T103 | Geothermal | BT |  | S | X | X |  |  | 5 | 0.8 | 4.2 | 4.8 | 4.2 | N |  |  | RE | X | 12 | 1990 | 4 | 2013 | N | IPP Non-CHP | 2 | X X: X; RC RC: GEO |  |  | N |  |  | OVER
1991 | Boise White Paper LLC | 10486 | Boise Cascade International Falls | MN | Koochiching | GEN1 | Wood/Wood Waste Biomass | ST |  | S | X | X |  |  | 4 | 0.8 | 4 | 4 | 1 |  |  |  | RE | X | 1 | 1927 | 10 | 2015 | Y | Industrial CHP | 7 | T | BLQ | WDS | NG | SLW |  |  | NG |  |  |  | N | N |  | 12H | [8 empty] | Y | N
1991 | Boise White Paper LLC | 10486 | Boise Cascade International Falls | MN | Koochiching | GEN2 | Wood/Wood Waste Biomass | ST |  | S | X | X |  |  | 4 | 0.8 | 4 | 4 | 1 |  |  |  | RE | X | 1 | 1927 | 10 | 2015 | Y | Industrial CHP | 7 | T | BLQ | WDS | NG | SLW |  |  | NG |  |  |  | N | N |  | 12H | [8 empty] | Y | N
1991 | Boise White Paper LLC | 10486 | Boise Cascade International Falls | MN | Koochiching | GEN3 | Wood/Wood Waste Biomass | ST |  | S | X | X |  |  | 7.5 | 0.8 | 7.5 | 7.5 | 1 |  |  |  | RE | X | 1 | 1948 | 10 | 2015 | Y | Industrial CHP | 7 | T | BLQ | NG | SLW | WDS |  |  | NG |  |  |  | N | N |  | 12H | [8 empty] | Y | N
1991 | Boise White Paper LLC | 10486 | Boise Cascade International Falls | MN | Koochiching | GEN4 | Wood/Wood Waste Biomass | ST |  | S | X | X |  |  | 7.5 | 0.8 | 7.5 | 7.5 | 1 |  |  |  | RE | X | 1 | 1947 | 10 | 2015 | Y | Industrial CHP | 7 | T | BLQ | NG | SLW | WDS |  |  | NG |  |  |  | N | N |  | 12H | [8 empty] | Y | N
1991 | Boise White Paper LLC | 10486 | Boise Cascade International Falls | MN | Koochiching | GEN5 | Wood/Wood Waste Biomass | ST |  | S | X | X |  |  | 6.2 | 0.8 | 6.2 | 6.2 | 1 |  |  |  | RE | X | 1 | 1957 | 12 | 2018 | Y | Industrial CHP | 7 | T | BLQ | NG | WDS | SLW |  |  | NG |  |  |  | N | N |  | 12H | [7 empty] | Y | Y | N
55858 | EDL Inc | 10532 | Grand River | MI | Clinton | 2-2 | Landfill Gas | IC |  | S | X | X |  |  | 0.8 | 1 | 0.8 | 0.8 | 0.6 | N |  |  | RE | X | 4 | 1991 | 3 | 2006 | N | IPP Non-CHP | 2 | X X: X; RC RC: LFG |  |  | N | N |  | 1H | [7 empty] | N
15726 | Rayonier Advanced Materials | 10560 | Jesup Plant | GA | Wayne | GEN1 | Wood/Wood Waste Biomass | ST |  | S | X | X |  |  | 5 |  | 4.7 | 4.7 |  | N |  |  | RE | X | 6 | 1954 | 6 | 2000 | Y | Industrial CHP | 7 | T | BLQ | WDS | NG | RFO | WO | DFO |  |  |  |  | N |  |  | 12H | [7 empty] | Y | Y
15726 | Rayonier Advanced Materials | 10560 | Jesup Plant | GA | Wayne | GEN3 | Wood/Wood Waste Biomass | ST |  | S | X | X |  |  | 7.5 | 0.8 | 7 | 7.1 | 3 | N |  |  | RE | X | 6 | 1957 | 3 | 2017 | Y | Industrial CHP | 7 | T | BLQ | WDS | NG | RFO | WO | DFO | RFO | DFO | NG | BLQ | N | N |  | 12H | [7 empty] | Y | Y | Y
15726 | Rayonier Advanced Materials | 10562 | Fernandina Plant | FL | Nassau | GEN2 | Petroleum Liquids | ST |  | S | X | X |  |  | 5 |  | 5 | 5 |  | N |  |  | RE | X | 12 | 1939 | 12 | 2005 | Y | Industrial CHP | 7 | BLQ: RFO; WDS: WDS; N: N; N: N | [9 empty] | Y | Y
15726 | Rayonier Advanced Materials | 10562 | Fernandina Plant | FL | Nassau | GEN3 | Wood/Wood Waste Biomass | ST |  | S | X | X |  |  | 7.5 |  | 6.5 | 6.5 |  | N |  |  | RE | X | 12 | 1939 | 7 | 2012 | Y | Industrial CHP | 7 | T | WDS | RFO | TDF | OBS |  |  | DFO | RFO |  |  | N | N |  | 12H | [7 empty] | Y | Y | N
135 | Agrilectric Power Partners Ltd | 10593 | Agrilectric Power Partners Ltd | LA | Calcasieu | GEN2 | Other Waste Biomass | ST |  | S | X | X |  |  | 1.5 |  | 1.3 | 1.3 |  | N |  |  | RE | X | 8 | 1995 | 3 | 2007 | N | IPP Non-CHP | 2 | T: X; BLQ: AB; WDS: NG; RFO: NG; N: N; N: N
4580 | G-P CONSUMER OPER LLC | 10606 | Georgia-Pacific Crossett LLC | AR | Ashley | GEN5 | Wood/Wood Waste Biomass | ST |  | S | X | X |  |  | 30.6 | 0.85 | 30.6 | 30.6 | 2 | N |  |  | RE | X | 1 | 1969 | 10 | 2019 | Y | Industrial CHP | 7 | T | BLQ | NG | WDS | WO | DFO |  | NG | WO |  |  | N | N |  | 12H | [7 empty] | Y | Y | N
4580 | G-P CONSUMER OPER LLC | 10606 | Georgia-Pacific Crossett LLC | AR | Ashley | GEN6 | Wood/Wood Waste Biomass | ST |  | S | X | X |  |  | 36 | 0.9 | 36 | 36 | 2 | N |  |  | RE | X | 6 | 1982 | 10 | 2019 | Y | Industrial CHP | 7 | T | BLQ | NG | WDS | WO | DFO |  | NG | WO |  |  | N | N |  | 12H | [7 empty] | Y | Y | N
56467 | Ampersand Gilman Hydro LP | 10608 | Gilman Mill | VT | Essex | GEN5 | Wood/Wood Waste Biomass | ST |  | S | X | X |  |  | 4 | 0.8 | 3.7 | 3.8 | 1 | N |  |  | RE | X | 2 | 1982 | 1 | 2014 | Y | IPP Non-CHP | 2 | T: T; BLQ: WDS; RFO: WDS; N: N; N: N |  | 12H | [8 empty] | N | N
50128 | Georgia-Pacific Consr Ops LLC-Palatka | 10611 | Georgia-Pacific Palatka Operations | FL | Putnam | GEN2 | Natural Gas Steam Turbine | ST |  | S | X | X |  |  | 9.7 | 0.9 | 7 | 7.1 | 1 |  |  |  | RE | X | 6 | 1956 | 6 | 2016 | Y | Industrial CHP | 7 | T: T; BLQ: NG; WDS: BLQ; RFO: NG; N: N; N: N |  | 12H | [8 empty] | N | N
50128 | Georgia-Pacific Consr Ops LLC-Palatka | 10611 | Georgia-Pacific Palatka Operations | FL | Putnam | GEN3 | Wood/Wood Waste Biomass | ST |  | S | X | X |  |  | 14 | 0.8 | 4.7 | 4.7 |  |  |  |  | RE | X | 6 | 1956 | 1 | 2007 | Y | Industrial CHP | 7 | T: T; BLQ: BLQ | [11 empty] | N
50129 | Georgia-Pacific Cons Op LLC Port Hudson | 10612 | Georgia-Pacific Port Hudson | LA | East Baton Rouge | GEN1 | Wood/Wood Waste Biomass | ST |  | S | X | X | EES.REP LD |  | 67.7 | 0.92 | 67.7 | 67.7 | 4 |  |  |  | RE | X | 6 | 1986 | 3 | 2019 | Y | Industrial CHP | 7 | T: T; BLQ: BLQ; WDS: WDS; NG: PC; RFO: NG; N: N; N: N |  | 12H | [7 empty] | Y | Y | N
60662 | WCAC Operating Company | 10635 | Corona Energy Partners, Ltd | CA | Riverside | GEN1 | Natural Gas Fired Combustion Turbine | GT |  | W | X | X |  |  | 47 | 0.85 | 40 | 42 | 12 |  |  |  | RE | X | 6 | 1988 | 12 | 2017 | Y | IPP CHP | 3 | T: T; BLQ: NG; N: N; N: N |  | 12H | [7 empty] | N | N | N
56304 | Air Products LLC | 10638 | Pasadena | TX | Harris | GEN1 | Natural Gas Fired Combustion Turbine | GT |  | S | X | X |  |  | 6.5 |  | 2.6 | 3.6 |  |  |  |  | RE | X | 7 | 1985 | 12 | 2012 | Y | Industrial CHP | 7 | T: T; BLQ: NG; RFO: NG; N: N
991 | Air Products & Chemicals Inc | 10639 | New Orleans | LA | Orleans | GEN1 | Natural Gas Fired Combustion Turbine | GT |  | S | X | X |  |  | 23.4 |  | 19 | 23.4 |  |  |  |  | RE | X | 12 | 1984 | 9 | 2005 | Y | Industrial CHP | 7 | T: T; BLQ: NG; N: N
991 | Air Products & Chemicals Inc | 10639 | New Orleans | LA | Orleans | GEN2 | Natural Gas Steam Turbine | ST |  | S | X | X |  |  | 7.8 |  | 4 | 4 |  |  |  |  | RE | X | 6 | 1995 | 6 | 2010 | Y | Industrial CHP | 7 | T: T; BLQ: NG; RFO: NG; N: N
3953 | Collins Pine Co | 10661 | Collins Pine Project | CA | Plumas | GEN4 | Wood/Wood Waste Biomass | ST |  | S | X | X |  |  | 12 | 0.85 | 12 | 12 | 1 | N |  |  | RE | X | 12 | 1985 | 12 | 2020 | Y | Industrial CHP | 7 | T: T; BLQ: WDS; RFO: WDS; DFO: DFO; N: N; N: N |  | OVER |  |  | N |  | N |  |  | N | N | N
178 | CES Placerita Inc | 10677 | CES Placerita Power Plant | CA | Los Angeles | UNT1 | Natural Gas Fired Combined Cycle | CT | CESP | S | X | N |  |  | 60 | 0.85 | 46 | 50 | 0 | N |  |  | RE | X | 6 | 1988 | 1 | 2008 | N | IPP Non-CHP | 2 | T: X; BLQ: NG; N: N |  | 12H | [8 empty] | N
2782 | Terra-Gen Operating Co-Geo | 10681 | Dixie Valley Power Partnership | NV | Churchill | GEN1 | Geothermal | ST |  | S | X | X |  |  | 28 |  | 25 | 25.5 |  | N |  |  | CN | X |  |  |  |  | N | IPP Non-CHP | 2 | T: X; BLQ: GEO; N: N | [9 empty] | N | N | N
59867 | Hood Container of Louisiana, LLC | 10697 | St Francisville Mill | LA | West Feliciana | GEN1 | Natural Gas Fired Combustion Turbine | GT |  | S | X | X |  |  | 45 |  | 38.3 | 44.1 |  | N |  |  | RE | X | 12 | 1985 | 7 | 1999 | Y | Industrial CHP | 7 | [22 empty] | N | N | bar: BLQ
7475 | Graphic Packaging Corp | 10698 | Graphic Packaging | MI | Kalamazoo | GEN1 | Natural Gas Steam Turbine | ST |  | S | X | X |  |  | 10 | 0.8 | 5 | 7 | 0.5 |  |  |  | RE | X | 2 | 1959 | 10 | 2019 | Y | Industrial CHP | 7 | T: T; BLQ: NG; WDS: RFO; RFO: NG; N: N; N: N |  | OVER | [7 empty] | Y | Y | Y
7136 | Georgia-Pacific Consr Prods LP-Naheola | 10699 | Georgia-Pacific Consr Prods LP-Naheola | AL | Choctaw | GEN1 | Wood/Wood Waste Biomass | ST |  | S | X | X |  |  | 15.6 | 0.85 | 12.4 | 12.5 | 3 | N |  |  | RE | X | 8 | 1959 | 4 | 2019 | Y | Industrial CHP | 7 | T | BLQ | NG | BIT | WDS | DFO |  | NG | BIT | WDS | DFO | N | N |  | 12H |  | N | Y |  | Y |  |  | Y | Y | N
7136 | Georgia-Pacific Consr Prods LP-Naheola | 10699 | Georgia-Pacific Consr Prods LP-Naheola | AL | Choctaw | GEN2 | Wood/Wood Waste Biomass | ST |  | S | X | X |  |  | 15.6 | 0.85 | 12.4 | 12.5 | 3 | N |  |  | RE | X | 5 | 1962 | 6 | 2019 | Y | Industrial CHP | 7 | T | BLQ | NG | BIT | WDS | DFO |  | NG | BIT | WDS | DFO | N | N |  | 12H |  |  | Y |  | Y |  |  | Y | Y | N
61813 | ND Paper, Inc. | 10700 | Red Shield Envir Old Town Facility | ME | Penobscot | TG1 | Petroleum Liquids | ST |  | S | X | X |  |  | 3.5 |  | 3.3 | 3.3 |  | N |  |  | RE | X | 7 | 1946 | 12 | 2002 | Y | Industrial CHP | 7 | BLQ: RFO; WDS: BLQ; N: N
61813 | ND Paper, Inc. | 10700 | Red Shield Envir Old Town Facility | ME | Penobscot | TG2 | Petroleum Liquids | ST |  | S | X | X |  |  | 3 |  | 3 | 3 |  | N |  |  | RE | X | 7 | 1956 | 12 | 2013 | Y | Industrial CHP | 7 | T: T; BLQ: RFO; WDS: BLQ; NG: NG; N: N | [10 empty] | N | N
61813 | ND Paper, Inc. | 10700 | Red Shield Envir Old Town Facility | ME | Penobscot | TG5 | Natural Gas Fired Combustion Turbine | GT |  | S | X | X |  |  | 9.5 |  | 8.8 | 9.5 |  | N |  |  | RE | X | 12 | 2002 | 12 | 2013 | Y | Industrial CHP | 7 | T: T; BLQ: NG; N: N | [10 empty] | N | N
20323 | Wellhead Services, Inc | 10733 | Santa Maria Cogen Plant | CA | Santa Barbara | GEN1 | Natural Gas Fired Combustion Turbine | GT |  | S | X | X |  |  | 9 | 0.8 | 7 | 7 | 7 | N |  |  | RE | X | 6 | 1989 | 8 | 2014 | Y | IPP CHP | 3 | T: T; BLQ: NG; N: N; N: N |  | 12H
12869 | Monterey Regional Waste Mgmt | 10748 | Marina Landfill Gas | CA | Monterey | G4 | Landfill Gas | IC |  | S | X | X |  |  | 0.9 |  | 0.9 | 0.9 |  | N |  |  | RE | X | 3 | 1997 | 10 | 2008 | N | Commercial Non-CHP | 4 | T: X; BLQ: LFG; N: N | [10 empty] | N | N
12869 | Monterey Regional Waste Mgmt | 10748 | Marina Landfill Gas | CA | Monterey | LL1 | Landfill Gas | IC |  | S | X | X |  |  | 0.8 |  | 0.7 | 0.7 |  | N |  |  | RE | X | 4 | 1994 | 8 | 2006 | N | Commercial Non-CHP | 4 | T: X; BLQ: LFG; N: N | [9 empty] | N | N
12869 | Monterey Regional Waste Mgmt | 10748 | Marina Landfill Gas | CA | Monterey | U3J16 | Landfill Gas | IC |  | S | X | X |  |  | 0.9 | 0.8 | 0.9 | 0.8 | 0.5 | N |  |  | RE | X | 8 | 2017 | 8 | 2017 | N | Commercial Non-CHP | 4 | T: X; BLQ: LFG |  | 10M | [7 empty] | N
12869 | Monterey Regional Waste Mgmt | 10748 | Marina Landfill Gas | CA | Monterey | U3J98 | Landfill Gas | IC |  | S | X | X | CSTRVLLE_1_N004 |  | 1 | 0.8 | 1 | 1 | 0.5 | N |  |  | RE | X | 4 | 1998 | 8 | 2016 | N | Commercial Non-CHP | 4 | T: X; BLQ: LFG; N: N; N: N |  | 10M | [9 empty] | N
12869 | Monterey Regional Waste Mgmt | 10748 | Marina Landfill Gas | CA | Monterey | U4J08 | Landfill Gas | IC |  | S | X | X | CSTRVLLE_1_N003 |  | 1.4 | 0.8 | 1.4 | 1.4 | 0.7 | N |  |  | RE | X | 7 | 2009 | 7 | 2016 | N | Commercial Non-CHP | 4 | T: X; BLQ: LFG; N: N; N: N |  | 10M | [9 empty] | N
57160 | Performance Materials NA, Inc. | 10789 | Sabine River Works | TX | Orange | GEN2 | Natural Gas Fired Combined Cycle | CA |  | S | N | X | EES.CONC | EES.CONC | 3.1 |  | 2.5 | 2.5 |  | N |  |  | RE | X | 1 | 1948 | 1 | 1996 | Y | Industrial CHP | 7 | [22 empty] | N | bar: BLQ; N
57160 | Performance Materials NA, Inc. | 10789 | Sabine River Works | TX | Orange | GEN4 | Natural Gas Fired Combined Cycle | CA |  | S | N | X | EES.CONC | EES.CONC | 6.2 |  | 5 | 5 |  | N |  |  | RE | X | 1 | 1948 | 9 | 2008 | Y | Industrial CHP | 7 | T: T; BLQ: NG; N: N | [9 empty] | N
50006 | Invista | 10793 | Seaford Delaware Plant | DE | Sussex | GEN1 | Natural Gas Steam Turbine | ST |  | S | X | X |  |  | 10 | 0.85 | 9 | 9 |  | N |  |  | RE | X | 1 | 1939 | 1 | 2010 | Y | Industrial CHP | 7 | T: T; BLQ: NG; WDS: DFO; RFO: NG; N: N; N: N |  | OVER |  | N |  |  | N |  |  |  | Y | Y
50006 | Invista | 10793 | Seaford Delaware Plant | DE | Sussex | GEN2 | Conventional Steam Coal | ST |  | S | X | X |  |  | 10 | 0.85 | 9 | 9 |  | N |  |  | RE | X | 1 | 1939 | 5 | 2009 | Y | Industrial CHP | 7 | T: T; BLQ: BIT; WDS: DFO; RFO: NG; N: N; N: N |  | OVER |  | Y |  |  | Y |  |  |  | Y | N
50006 | Invista | 10793 | Seaford Delaware Plant | DE | Sussex | GEN3 | Natural Gas Steam Turbine | ST |  | S | X | X |  |  | 10 | 0.85 | 9 | 9 |  | N |  |  | RE | X | 1 | 1939 | 1 | 2010 | Y | Industrial CHP | 7 | T: T; BLQ: NG; WDS: DFO; RFO: NG; N: N; N: N |  | OVER |  | N |  |  | N |  |  |  | Y | Y
50006 | Invista | 10795 | Camden South Carolina | SC | Kershaw | GEN1 | Natural Gas Steam Turbine | ST |  | S | X | X |  |  | 5.5 | 0.8 | 5.5 | 5.5 | 0.5 | N |  |  | RE | X | 1 | 1952 | 11 | 2019 | Y | Industrial CHP | 7 | T: T; BLQ: NG; RFO: NG; N: N; N: N |  | 12H |  |  |  |  | N |  |  | N | N | N
50006 | Invista | 10795 | Camden South Carolina | SC | Kershaw | GEN2 | Natural Gas Steam Turbine | ST |  | S | X | X |  |  | 5.5 | 0.8 | 5.5 | 5.5 | 0.5 | N |  |  | RE | X | 1 | 1952 | 11 | 2019 | Y | Industrial CHP | 7 | T: T; BLQ: NG; RFO: NG; N: N; N: N |  | 12H |  |  |  |  | N |  |  | N | N | N
64216 | The LYCRA Company - Waynesboro VA Plant | 10796 | Waynesboro Virginia Plant | VA | Augusta | GEN1 | Conventional Steam Coal | ST |  | S | X | X |  |  | 3 |  | 3 | 3 | 0.5 | N |  |  | RE | X | 1 | 1929 | 12 | 2010 | Y | Industrial CHP | 7 | T: T; BLQ: BIT; WDS: RFO; NG: DFO; RFO: NG; N: N; N: N |  | 12H |  | Y |  |  | N |  |  |  | Y | N
64216 | The LYCRA Company - Waynesboro VA Plant | 10796 | Waynesboro Virginia Plant | VA | Augusta | GEN2 | Conventional Steam Coal | ST |  | S | X | X |  |  | 3 |  | 3 | 3 | 0.5 | N |  |  | RE | X | 1 | 1929 | 12 | 2010 | Y | Industrial CHP | 7 | T: T; BLQ: BIT; WDS: RFO; NG: DFO; RFO: NG; N: N; N: N |  | 12H |  | Y |  |  | N |  |  |  | Y | N
64216 | The LYCRA Company - Waynesboro VA Plant | 10796 | Waynesboro Virginia Plant | VA | Augusta | GEN3 | Conventional Steam Coal | ST |  | S | X | X |  |  | 3 |  | 3 | 3 | 0.5 | N |  |  | RE | X | 1 | 1935 | 1 | 2008 | Y | Industrial CHP | 7 | T: T; BLQ: BIT; WDS: RFO; NG: DFO; RFO: NG; N: N; N: N |  | 12H |  | Y |  |  | N |  |  |  | Y | N
64216 | The LYCRA Company - Waynesboro VA Plant | 10796 | Waynesboro Virginia Plant | VA | Augusta | GEN4 | Conventional Steam Coal | ST |  | S | X | X |  |  | 3.4 |  | 3 | 3 |  | N |  |  | RE | X | 1 | 1947 | 12 | 2010 | Y | Industrial CHP | 7 | T: T; BLQ: BIT; WDS: RFO; NG: DFO; RFO: NG; N: N |  |  |  | Y |  |  | N |  |  |  | Y | N
40052 | AG Energy LP | 10803 | Ogdensburg Power | NY | St Lawrence | GEN1 | Natural Gas Fired Combined Cycle | CT |  | J | X | N | NYISO | NYISO | 48.8 |  | 36 | 42 |  | N |  |  | RE | X | 10 | 1993 | 6 | 2007 | Y | IPP CHP | 3 | BLQ: NG; WDS: DFO; N: N; N: N | 0 | 12H | [7 empty] | N | N | Y
40052 | AG Energy LP | 10803 | Ogdensburg Power | NY | St Lawrence | GEN2 | Natural Gas Fired Combined Cycle | CT |  | J | X | N | NYISO | Nyiso | 23.6 |  | 19.6 | 21 |  | N |  |  | RE | X | 10 | 1993 | 6 | 2007 | Y | IPP CHP | 3 | BLQ: NG; WDS: DFO; N: N; N: N |  | 12H | [7 empty] | N | N | Y
57170 | EDF Renewable Asset Holdings, Inc. | 10815 | Difwind Farms Ltd VII | CA | Alameda | GEN1 | Onshore Wind Turbine | WT |  | S | X | X |  |  | 24 |  | 21 | 21 | 0 | N |  |  | RE | X | 1 | 1987 | 11 | 2014 | N | IPP Non-CHP | 2 | T: X; BLQ: WND | 175
11427 | Massachusetts Wtr Rauth-Deer I | 10823 | Deer Island Treatment Plant | MA | Suffolk | 6ENT | Other Waste Biomass | IC |  | S | X | X |  |  | 6 |  | 6 | 6 |  | N |  |  | RE | X | 12 | 1989 | 3 | 2004 | N | Commercial CHP | 5 | T: X; BLQ: OBG; WDS: DFO | [10 empty] | Y | Y
11427 | Massachusetts Wtr Rauth-Deer I | 10823 | Deer Island Treatment Plant | MA | Suffolk | 7ENT | Other Waste Biomass | IC |  | S | X | X |  |  | 6 |  | 6 | 6 |  | N |  |  | RE | X | 12 | 1989 | 3 | 2004 | N | Commercial CHP | 5 | T: X; BLQ: OBG; WDS: DFO | [10 empty] | Y | Y
11427 | Massachusetts Wtr Rauth-Deer I | 10823 | Deer Island Treatment Plant | MA | Suffolk | F101 | Other Waste Biomass | FC |  | S | X | X |  |  | 0.2 |  | 0.2 | 0.2 |  | N |  |  | RE | X | 8 | 1997 | 12 | 2001 | N | Commercial CHP | 5 | T: X; BLQ: OBG
11426 | Massachusetts Water Res Auth | 10826 | Winsor Dam Power Station | MA | Hampshire | WINS | Conventional Hydroelectric | HY |  | S | X | X |  |  | 1.2 | 1 | 0.6 | 0.6 |  | N |  |  | RE | X | 9 | 1950 | 12 | 1991 | N | IPP Non-CHP | 2 | T: X; BLQ: WAT; N: N | 0 | 10M
772 | Archer Daniels Midland Co | 10857 | Archer Daniels Midland Fredonia | KS | Wilson | GEN1 | Natural Gas Fired Combustion Turbine | GT |  | S | X | X |  |  | 2.7 |  | 2.5 | 2.7 |  | N |  |  | RE | X | 1 | 1986 | 3 | 2003 | N | Industrial Non-CHP | 6 | bar: T to BLQ
772 | Archer Daniels Midland Co | 10857 | Archer Daniels Midland Fredonia | KS | Wilson | GEN2 | Petroleum Liquids | IC |  | S | X | X |  |  | 1 |  | 1 | 1 |  | N |  |  | RE | X | 1 | 1987 | 3 | 2003 | N | Industrial Non-CHP | 6 | T: X; BLQ: DFO; N: N
772 | Archer Daniels Midland Co | 10857 | Archer Daniels Midland Fredonia | KS | Wilson | GEN3 | Petroleum Liquids | IC |  | S | X | X |  |  | 0.4 |  | 0.4 | 0.4 |  | N |  |  | RE | X | 10 | 1990 | 3 | 2003 | N | Industrial Non-CHP | 6 | T: X; BLQ: DFO; N: N
772 | Archer Daniels Midland Co | 10859 | Valdosta | GA | Lowndes | GEN1 | Wood/Wood Waste Biomass | ST |  | S | X | X |  |  | 2.5 |  | 2.5 | 2.5 |  | N |  |  | RE | X | 1 | 1985 | 1 | 1995 | N | Industrial Non-CHP | 6 | T: X; BLQ: WDS; N: N
772 | Archer Daniels Midland Co | 10860 | Archer Daniels Midland Clinton | IA | Clinton | GEN1 | Conventional Steam Coal | ST |  | S | X | X |  |  | 7.5 |  | 7.5 | 7.5 |  | N |  |  | RE | X | 1 | 1954 | 10 | 2008 | Y | Industrial CHP | 7 | T: T; BLQ: BIT; WDS: NG; RFO: NG; N: N |  |  |  | Y | [6 empty] | N | N
772 | Archer Daniels Midland Co | 10860 | Archer Daniels Midland Clinton | IA | Clinton | GEN2 | Conventional Steam Coal | ST |  | S | X | X |  |  | 3.5 |  | 3.5 | 3.5 |  | N |  |  | RE | X | 1 | 1940 | 10 | 2008 | Y | Industrial CHP | 7 | T: T; BLQ: BIT; WDS: NG; RFO: NG; N: N |  |  |  | Y | [6 empty] | N | N
772 | Archer Daniels Midland Co | 10860 | Archer Daniels Midland Clinton | IA | Clinton | GEN3 | Conventional Steam Coal | ST |  | S | X | X |  |  | 9.4 |  | 9.4 | 9.4 |  | N |  |  | RE | X | 1 | 1965 | 10 | 2008 | Y | Industrial CHP | 7 | T: T; BLQ: BIT; WDS: NG; RFO: NG; N: N |  |  |  | Y | [6 empty] | N | N
772 | Archer Daniels Midland Co | 10860 | Archer Daniels Midland Clinton | IA | Clinton | GEN4 | Conventional Steam Coal | ST |  | S | X | X |  |  | 4 |  | 4 | 4 |  | N |  |  | RE | X | 1 | 1974 | 10 | 2008 | Y | Industrial CHP | 7 | T: T; BLQ: BIT; WDS: NG; RFO: NG |  |  |  | Y | [6 empty] | N | N
772 | Archer Daniels Midland Co | 10860 | Archer Daniels Midland Clinton | IA | Clinton | GEN5 | Conventional Steam Coal | ST |  | S | X | X |  |  | 7 |  | 7 | 7 |  | N |  |  | RE | X | 4 | 1991 | 10 | 2008 | Y | Industrial CHP | 7 | T: T; BLQ: BIT; WDS: NG; RFO: NG |  |  |  | Y | [6 empty] | N | N
772 | Archer Daniels Midland Co | 10863 | Archer Daniels Midland Mankato | MN | Blue Earth | GEN2 | Natural Gas Steam Turbine | ST |  | S | X | X |  |  | 4.4 |  | 4.4 | 4.4 |  | N |  |  | RE | X | 1 | 1999 | 6 | 1999 | Y | Industrial CHP | 7 | T: T; BLQ: NG; N: N
772 | Archer Daniels Midland Co | 10866 | Archer Daniels Midland Peoria | IL | Peoria | GEN1 | Conventional Steam Coal | ST |  | S | X | X | No sales | No sales | 1.5 |  | 1.5 | 1.5 |  | N |  |  | RE | X | 1 | 1934 | 8 | 2013 | Y | Industrial CHP | 7 | T: T; BLQ: BIT; WDS: NG; RFO: NG; N: N |  |  |  | N |  |  | Y |  |  |  | N | N
772 | Archer Daniels Midland Co | 10866 | Archer Daniels Midland Peoria | IL | Peoria | GEN2 | Conventional Steam Coal | ST |  | S | X | X |  |  | 1.5 |  | 1.5 | 1.5 |  | N |  |  | RE | X | 1 | 1934 | 12 | 2011 | Y | Industrial CHP | 7 | T: T; BLQ: BIT; WDS: NG; RFO: NG; N: N |  |  |  | N |  |  | Y |  |  |  | N | N
772 | Archer Daniels Midland Co | 10866 | Archer Daniels Midland Peoria | IL | Peoria | GEN3 | Conventional Steam Coal | ST |  | S | X | X |  |  | 4 |  | 4 | 4 |  | N |  |  | RE | X | 1 | 1954 | 12 | 2011 | Y | Industrial CHP | 7 | T: T; BLQ: BIT; WDS: NG; RFO: NG; N: N |  |  |  | N |  |  | Y |  |  |  | N | N
772 | Archer Daniels Midland Co | 10866 | Archer Daniels Midland Peoria | IL | Peoria | GEN4 | Conventional Steam Coal | ST |  | S | X | X |  |  | 4 |  | 4 | 4 |  | N |  |  | RE | X | 1 | 1985 | 12 | 2011 | Y | Industrial CHP | 7 | T: T; BLQ: BIT; WDS: NG; RFO: NG; N: N |  |  |  | N |  |  | Y |  |  |  | N | N
772 | Archer Daniels Midland Co | 10866 | Archer Daniels Midland Peoria | IL | Peoria | GEN5 | Conventional Steam Coal | ST |  | S | X | X |  |  | 4 |  | 4 | 4 |  | N |  |  | RE | X | 1 | 1985 | 12 | 2012 | Y | Industrial CHP | 7 | T: T; BLQ: BIT; WDS: NG; RFO: NG; N: N |  |  |  | N |  |  | Y |  |  |  | N | N
772 | Archer Daniels Midland Co | 10866 | Archer Daniels Midland Peoria | IL | Peoria | GEN8 | Natural Gas Fired Combustion Turbine | GT |  | S | X | X |  |  | 13 |  | 10 | 13 |  | N |  |  | RE | X | 3 | 1996 | 12 | 2011 | Y | Industrial CHP | 7 | T: T; BLQ: NG; N: N
3473 | Metro Wtr Recl Dist Grtr Chi | 10903 | Lockport Powerhouse | IL | Will | GEN1 | Conventional Hydroelectric | HY |  | S | X | X |  |  | 8 |  | 6 | 6 |  |  |  |  | RE | X | 1 | 1908 | 1 | 1950 | N | IPP Non-CHP | 2 | T: X; BLQ: WAT | 0 | [8 empty] | N
3473 | Metro Wtr Recl Dist Grtr Chi | 10903 | Lockport Powerhouse | IL | Will | GEN2 | Conventional Hydroelectric | HY |  | S | X | X |  |  | 8 |  | 6 | 6 |  |  |  |  | RE | X | 1 | 1935 | 1 | 1950 | N | IPP Non-CHP | 2 | T: X; BLQ: WAT | 0
58661 | Sustainable Power Group, LLC | 50001 | Altamont Midway Ltd | CA | San Joaquin | WTGS | Onshore Wind Turbine | WT |  | W | X | X |  |  | 10.9 |  | 10.9 | 10.9 | 0 | N |  |  | RE | X | 12 | 1984 | 4 | 2015 | N | IPP Non-CHP | 2 | T: X; BLQ: WND; N: N | 163
16064 | Graphic Packaging International | 50028 | Plant 31 Paper Mill | LA | Ouachita | GEN2 | Natural Gas Steam Turbine | ST |  | S | X | X |  |  | 6 |  | 6 | 6 |  | N |  |  | RE | X | 1 | 1928 | 1 | 2011 | Y | Industrial CHP | 7 | T: T; BLQ: NG; WDS: WDS; NG: BLQ; RFO: NG; N: N | [10 empty] | Y
16064 | Graphic Packaging International | 50028 | Plant 31 Paper Mill | LA | Ouachita | GEN3 | Natural Gas Steam Turbine | ST |  | S | X | X |  |  | 6 |  | 6 | 6 |  | N |  |  | RE | X | 1 | 1930 | 1 | 2011 | Y | Industrial CHP | 7 | T: T; BLQ: NG; WDS: WDS; NG: BLQ; RFO: NG; N: N | [10 empty] | Y
16064 | Graphic Packaging International | 50028 | Plant 31 Paper Mill | LA | Ouachita | GEN4 | Natural Gas Steam Turbine | ST |  | S | X | X |  |  | 6 |  | 6 | 6 |  | N |  |  | RE | X | 1 | 1948 | 1 | 2011 | Y | Industrial CHP | 7 | T: T; BLQ: NG; WDS: WDS; NG: BLQ; RFO: NG; N: N; N: N | [10 empty] | Y
16625 | San Diego State University | 50061 | San Diego State University | CA | San Diego | GEN1 | Natural Gas Fired Combined Cycle | CT |  | S | X |  |  |  | 2.5 |  | 2.9 | 2.9 |  | N |  |  | RE | X | 1 | 1986 | 12 | 2002 | Y | Commercial CHP | 5 | [22 empty] | N |  | N | bar: BLQ
22142 | Santa Cruz Cogeneration Assoc | 50064 | Univ of Calif Santa Cruz Cogeneration | CA | Santa Cruz | 001 | Natural Gas Internal Combustion Engine | IC |  | S | X | X |  |  | 2.6 |  | 2.6 | 2.6 |  | N |  |  | RE | X | 8 | 1985 | 7 | 2013 | Y | Commercial CHP | 5 | T: T; BLQ: NG; WDS: DFO; N: N; N: N | 0 | 1H | [8 empty] | N | Y
22142 | Santa Cruz Cogeneration Assoc | 50064 | Univ of Calif Santa Cruz Cogeneration | CA | Santa Cruz | 002 | Natural Gas Internal Combustion Engine | IC |  | S | X | X |  |  | 0.2 |  | 0.2 | 0.2 |  | N |  |  | RE | X | 9 | 1988 | 8 | 2009 | Y | Commercial CHP | 5 | T: T; BLQ: NG; N: N
22040 | Washington State University | 50083 | Washington State University | WA | Whitman | GEN1 | Conventional Steam Coal | ST |  | S | X | X | NA | NA | 2 | 0.8 | 2 | 2 | 1 | N |  |  | RE | X | 10 | 1963 | 5 | 2005 | Y | Commercial CHP | 5 | T: T; BLQ: BIT; WDS: NG; NG: RFO; N: N; N: N
19148 | Vicinity Energy Trenton, L.P. | 50094 | Vicinity Energy Trenton, L.P. | NJ | Mercer | 1 | Natural Gas Fired Combustion Turbine | GT |  | S | X | X |  |  | 4.6 |  |  | 2.6 |  |  |  |  | IP | X |  |  |  |  | Y | Commercial CHP | 5 | BLQ: NG; WDS: DFO; N: N; N: N | 0 | [8 empty] | U | N | Y
19148 | Vicinity Energy Trenton, L.P. | 50094 | Vicinity Energy Trenton, L.P. | NJ | Mercer | 2 | Natural Gas Fired Combustion Turbine | GT |  | S | X | X |  |  | 4.6 |  | 1.1 | 3.6 |  |  |  |  | IP | X |  |  |  |  | Y | Commercial CHP | 5 | BLQ: NG; WDS: DFO; N: N | [9 empty] | U | N | Y
19148 | Vicinity Energy Trenton, L.P. | 50094 | Vicinity Energy Trenton, L.P. | NJ | Mercer | 7213 | Natural Gas Internal Combustion Engine | IC |  | S | X | X |  |  | 6 |  | 3 | 5 |  |  |  |  | RE | X | 12 | 1983 | 1 | 2008 | Y | Commercial CHP | 5 | T: T; BLQ: NG; WDS: DFO; N: N; N: N |  | 1H | [7 empty] | Y | N | Y
25835 | Portland City of | 50105 | Ground Water Pumping Station | OR | Multnomah | GPS1 | Conventional Hydroelectric | HY |  | S | X | X |  |  | 0.9 | 0.9 | 0.9 | 0.9 | 0.1 | N |  |  | RE | X | 4 | 1985 | 10 | 2019 | N | IPP Non-CHP | 2 | T: X; BLQ: WAT; N: N; N: N | 0 | 10M
25835 | Portland City of | 50105 | Ground Water Pumping Station | OR | Multnomah | GPS2 | Conventional Hydroelectric | HY |  | S | X | X |  |  | 0.9 | 0.9 | 0.9 | 0.9 | 0.1 | N |  |  | RE | X | 4 | 1985 | 10 | 2019 | N | IPP Non-CHP | 2 | T: X; BLQ: WAT; N: N; N: N | 0 | 10M
25835 | Portland City of | 50105 | Ground Water Pumping Station | OR | Multnomah | GPS3 | Conventional Hydroelectric | HY |  | S | X | X |  |  | 0.9 | 0.9 | 0.9 | 0.9 | 0.1 | N |  |  | RE | X | 4 | 1985 | 10 | 2019 | N | IPP Non-CHP | 2 | T: X; BLQ: WAT; N: N; N: N | 0 | 10M
25835 | Portland City of | 50105 | Ground Water Pumping Station | OR | Multnomah | GPS4 | Conventional Hydroelectric | HY |  | S | X | X |  |  | 0.9 | 0.9 | 0.9 | 0.9 | 0.1 | N |  |  | RE | X | 4 | 1985 | 10 | 2019 | N | IPP Non-CHP | 2 | T: X; BLQ: WAT; N: N; N: N | 0 | 10M
25835 | Portland City of | 50105 | Ground Water Pumping Station | OR | Multnomah | GPS5 | Conventional Hydroelectric | HY |  | S | X | X |  |  | 0.9 | 0.9 | 0.9 | 0.9 | 0.1 | N |  |  | RE | X | 4 | 1985 | 10 | 2019 | N | IPP Non-CHP | 2 | T: X; BLQ: WAT; N: N; N: N | 0 | 10M
25835 | Portland City of | 50105 | Ground Water Pumping Station | OR | Multnomah | GPS6 | Conventional Hydroelectric | HY |  | S | X | X |  |  | 0.9 | 0.9 | 0.9 | 0.9 | 0.1 | N |  |  | RE | X | 4 | 1985 | 10 | 2019 | N | IPP Non-CHP | 2 | T: X; BLQ: WAT; N: N; N: N | 0 | 10M
17164 | Sierra Pacific Industries Inc | 50112 | Sierra Pacific Quincy Facility | CA | Plumas | GEN1 | Wood/Wood Waste Biomass | ST |  | S | X | X | SPI-QUCY_7_N002 | SPI-QUCY_7_N002 | 20 | 0.85 | 23.3 | 23.1 | 5 | N |  |  | RE | X | 12 | 1986 | 3 | 2018 | Y | Industrial Non-CHP | 6 | T: T; BLQ: WDS; RFO: DFO; N: N; N: N |  | 12H | [7 empty] | N
17164 | Sierra Pacific Industries Inc | 50112 | Sierra Pacific Quincy Facility | CA | Plumas | GEN2 | Wood/Wood Waste Biomass | ST |  | S | X | X | SPI-QUCY_7_N002 | SPI-QUCY_7_N002 | 7.5 | 0.8 | 3.2 | 5 | 0.8 | N |  |  | RE | X | 4 | 1999 | 3 | 2018 | Y | Industrial Non-CHP | 6 | T: T; BLQ: WDS; RFO: DFO; N: N; N: N |  | 12H | [7 empty] | N
19537 | University of Texas at Austin | 50118 | Hal C Weaver Power Plant | TX | Travis | GEN1 | Natural Gas Steam Turbine | ST |  | S | X | X |  |  | 1.5 |  | 1.4 | 1.4 |  | N |  |  | RE | X | 10 | 1933 | 12 | 2001 | Y | Commercial CHP | 5 | [19 empty] | N | bar: BLQ
19537 | University of Texas at Austin | 50118 | Hal C Weaver Power Plant | TX | Travis | GEN2 | Natural Gas Steam Turbine | ST |  | S | X | X |  |  | 1.5 |  | 1.4 | 1.4 |  | N |  |  | RE | X | 10 | 1933 | 12 | 2001 | Y | Commercial CHP | 5 | [19 empty] | N | bar: BLQ
19537 | University of Texas at Austin | 50118 | Hal C Weaver Power Plant | TX | Travis | GEN3 | Natural Gas Steam Turbine | ST |  | S | X | X |  |  | 2.5 |  | 2.3 | 2.4 |  | N |  |  | RE | X | 1 | 1938 | 12 | 2001 | Y | Commercial CHP | 5 | [19 empty] | N | bar: BLQ
19537 | University of Texas at Austin | 50118 | Hal C Weaver Power Plant | TX | Travis | GEN6 | Natural Gas Fired Combined Cycle | CT |  | S | X |  |  |  | 12.5 | 0.8 | 12.5 | 12.5 | 6 | N |  |  | RE | X | 1 | 1968 | 3 | 2008 | Y | Commercial CHP | 5 | T: T; BLQ: NG; N: N
19685 | Valero Refining Co | 50121 | Valero Refinery Corpus Christi West | TX | Nueces | TG3 | Other Gases | ST |  | S | X | X |  |  | 7.5 |  | 7 | 7.1 |  |  |  |  | RE | X | 9 | 1986 | 8 | 2006 | Y | Industrial Non-CHP | 6 | T: B; BLQ: OG; N: N
17460 | South Oak Hospital | 50136 | South Oaks Hospital | NY | Suffolk | GEN1 | Natural Gas Internal Combustion Engine | IC |  | S | X | X |  |  | 0.6 |  | 0.1 | 0.5 |  | N |  |  | RE | X | 6 | 1990 | 12 | 2005 | Y | Commercial CHP | 5 | BLQ: NG; WDS: DFO; N: N; N: N |  | 10M | [8 empty] | Y | Y
17460 | South Oak Hospital | 50136 | South Oaks Hospital | NY | Suffolk | GEN2 | Natural Gas Internal Combustion Engine | IC |  | S | X | X |  |  | 0.6 |  | 0.1 | 0.5 |  | N |  |  | RE | X | 6 | 1990 | 10 | 2006 | Y | Commercial CHP | 5 | T: T; BLQ: NG; WDS: DFO; N: N |  | 10M | [8 empty] | Y | Y
55983 | Luminant Generation Company LLC | 50137 | Newgulf Cogen | TX | Wharton | GEN1 | Natural Gas Fired Combustion Turbine | GT |  | W | X | X |  |  | 101.9 | 0.8 | 69 | 84 | 60 | N |  |  | RE | X | 4 | 1984 | 11 | 2020 | N | IPP Non-CHP | 2 | T: X; BLQ: NG; N: N; N: N |  | 1H | [7 empty] | N | N | N
55983 | Luminant Generation Company LLC | 50137 | Newgulf Cogen | TX | Wharton | GEN2 | Natural Gas Fired Combined Cycle | CA |  | W | N | X |  |  | 12.5 |  | 12 | 12 |  | N |  |  | RE | X | 12 | 1988 | 2 | 2005 | N | IPP Non-CHP | 2 | T: X; BLQ: NG; N: N; N: N
5352 | Dow Chemical Co - St Charles | 50152 | Dow St Charles Operations | LA | St Charles | CTG | Natural Gas Fired Combined Cycle | CA |  | S | X | X |  |  | 10 |  | 10 | 10 |  | N |  |  | RE | X | 4 | 1987 | 3 | 2009 | Y | Industrial CHP | 7 | T: T; BLQ: NG; WDS: OG; N: N; N: N |  | OVER | [7 empty] | N | N | N
5352 | Dow Chemical Co - St Charles | 50152 | Dow St Charles Operations | LA | St Charles | IGT | Natural Gas Fired Combined Cycle | CT |  | S | X | N |  |  | 9.6 |  | 9.6 | 9.6 |  | N |  |  | RE | X | 3 | 1980 | 2 | 2009 | Y | Industrial CHP | 7 | T: T; BLQ: NG; WDS: OG; N: N; N: N |  | OVER | [7 empty] | N | N | N
39066 | Union Carbide Corp-Texas City | 50153 | Texas City Plant Union Carbide | TX | Galveston | GTG | Natural Gas Fired Combustion Turbine | GT |  | S | X | X |  |  | 40 | 0.85 | 32 | 39 | 28 | N |  |  | RE | X | 2 | 1996 | 10 | 2014 | Y | Industrial CHP | 7 | T: T; BLQ: NG; RFO: NG; N: N; N: N |  | 1H | [8 empty] | N | N
63958 | Midland and Gladwin Counties | 50157 | Sanford Dam | MI | Midland | 1 | Conventional Hydroelectric | HY |  | S | X | X |  |  | 1.2 | 0.8 | 1.2 | 1.2 | 0.7 | N |  |  | RE | X | 1 | 1923 | 5 | 2020 | N | IPP Non-CHP | 2 | T: X; BLQ: WAT; N: N | 0 | 10M | [7 empty] | N
63958 | Midland and Gladwin Counties | 50157 | Sanford Dam | MI | Midland | 2 | Conventional Hydroelectric | HY |  | S | X | X |  |  | 1.2 | 0.8 | 1.2 | 1.2 | 0.7 | N |  |  | RE | X | 1 | 1923 | 5 | 2020 | N | IPP Non-CHP | 2 | T: X; BLQ: WAT; N: N | 0 | 10M | [7 empty] | N
63958 | Midland and Gladwin Counties | 50157 | Sanford Dam | MI | Midland | 3 | Conventional Hydroelectric | HY |  | S | X | X |  |  | 1.2 | 0.8 | 1.2 | 1.2 | 0.7 | N |  |  | RE | X | 1 | 1923 | 5 | 2020 | N | IPP Non-CHP | 2 | T: X; BLQ: WAT; N: N | 0 | 10M | [7 empty] | N
63958 | Midland and Gladwin Counties | 50158 | Edenville | MI | Gladwin | 1 | Conventional Hydroelectric | HY |  | S | X | X |  |  | 2.4 | 0.8 | 2.4 | 2.4 | 0.6 | N |  |  | RE | X | 1 | 1923 | 9 | 2018 | N | IPP Non-CHP | 2 | T: X; BLQ: WAT; N: N | 0 | 10M | [7 empty] | N
63958 | Midland and Gladwin Counties | 50158 | Edenville | MI | Gladwin | 2 | Conventional Hydroelectric | HY |  | S | X | X |  |  | 2.4 | 0.8 | 2.4 | 2.4 | 0.6 | N |  |  | RE | X | 1 | 1923 | 9 | 2018 | N | IPP Non-CHP | 2 | T: X; BLQ: WAT; N: N | 0 | 10M | [7 empty] | N
63958 | Midland and Gladwin Counties | 50159 | Secord | MI | Gladwin | 1 | Conventional Hydroelectric | HY |  | S | X | X |  |  | 1.2 | 0.8 | 1.2 | 1.2 | 0.4 | N |  |  | RE | X | 1 | 1923 | 5 | 2020 | N | IPP Non-CHP | 2 | T: X; BLQ: WAT; N: N | 0 | 10M | [7 empty] | N
63958 | Midland and Gladwin Counties | 50160 | Smallwood | MI | Gladwin | 1 | Conventional Hydroelectric | HY |  | S | X | X |  |  | 1.2 | 0.8 | 1.2 | 1.2 | 0.7 | N |  |  | RE | X | 1 | 1923 | 5 | 2020 | N | IPP Non-CHP | 2 | T: X; BLQ: WAT; N: N | 0 | 10M | [7 empty] | N
20511 | International Paper Co. - New Bern Mill | 50188 | International Paper Co. - New Bern Mill | NC | Craven | TG1 | Wood/Wood Waste Biomass | ST |  | S | X | X |  |  | 29.7 | 0.85 | 29.7 | 29.7 | 20 | N |  |  | RE | X | 12 | 1969 | 4 | 2014 | Y | Industrial CHP | 7 | T | BLQ | NG | OBG | RFO |  |  | NG | RFO |  |  | N | N |  | OVER | [7 empty] | Y | Y | Y
55903 | Domtar Paper Company LLC | 50189 | Domtar Paper Co LLC Plymouth NC | NC | Martin | TG4 | Conventional Steam Coal | ST |  | S | X | X |  |  | 7.5 |  | 7.5 | 7.5 |  | N |  |  | RE | X | 3 | 1949 | 1 | 2002 | Y | Industrial CHP | 7 | BLQ: BIT; WDS: BLQ; NG: DFO; RFO: RFO; WO: WDS | [9 empty] | N | Y | N
55903 | Domtar Paper Company LLC | 50189 | Domtar Paper Co LLC Plymouth NC | NC | Martin | TG6 | Conventional Steam Coal | ST |  | S | X | X |  |  | 7.5 |  | 7.5 | 7.5 |  | N |  |  | RE | X | 1 | 1956 | 5 | 2006 | Y | Industrial CHP | 7 | BLQ: BIT; WDS: BLQ; NG: DFO; RFO: RFO; WO: WDS; N: N | [9 empty] | N | Y | N
55903 | Domtar Paper Company LLC | 50189 | Domtar Paper Co LLC Plymouth NC | NC | Martin | TG7 | Wood/Wood Waste Biomass | ST |  | S | X | X |  |  | 7.5 | 0.8 | 7.5 | 7.5 | 1.5 | N |  |  | RE | X | 9 | 1952 | 12 | 2020 | Y | Industrial CHP | 7 | T | BLQ | WDS | SLW | NG | DFO |  | DFO | RFO |  |  | N | N |  | 12H |  | N | [5 empty] | Y | Y | N
55903 | Domtar Paper Company LLC | 50189 | Domtar Paper Co LLC Plymouth NC | NC | Martin | TG8 | Wood/Wood Waste Biomass | ST |  | S | X | X |  |  | 25 | 0.95 | 23.8 | 23.8 | 7 | N |  |  | RE | X | 6 | 1964 | 1 | 2016 | Y | Industrial CHP | 7 | T | BLQ | WDS | NG | DFO | RFO | SLW | DFO |  |  |  | N | N |  | 12H |  | N | [5 empty] | N | Y | N
55997 | Domtar Paper Company Rothschild | 50190 | Domtar Paper Company Rothschild | WI | Marathon | TG2 | Natural Gas Steam Turbine | ST |  | S | X | X |  |  | 5 |  | 4.7 | 4.7 |  | N |  |  | RE | X | 1 | 1954 | 6 | 2013 | Y | Industrial Non-CHP | 6 | T: T; BLQ: NG; WDS: WDS; NG: DFO |  |  |  | N | N | [9 empty] | N | N | Y
56216 | Multitrade Rabun Gap LLC | 50201 | Multitrade Rabun Gap, LLC | GA | RABUN | ST1 | Wood/Wood Waste Biomass | ST |  | S | X | X |  |  | 4.1 |  | 4.1 | 4.1 |  |  |  |  | RE | X | 1 | 1986 | 1 | 2010 | N | IPP Non-CHP | 2 | T: X; BLQ: WDS | [14 empty] | N | N
867 | ARCO Products Co-Watson | 50216 | Watson Cogeneration | CA | Los Angeles | GN97 | Natural Gas Fired Combined Cycle | CT |  | J | X | N |  |  | 94.2 |  | 79.6 | 90.5 |  |  |  |  | CN | X |  |  |  |  | Y | Industrial CHP | 7 | [11 empty] | N | N | [9 empty] | N | bar: BLQ
18760 | TPC Group, LLC | 50229 | Texas Petrochemicals | TX | Harris | GT1 | Natural Gas Fired Combined Cycle | CT |  | S | X |  |  |  | 105 |  | 105 | 105 |  | N |  |  | CN | X |  |  |  |  | Y | Industrial CHP | 7 | [11 empty] | N | bar: BLQ
18760 | TPC Group, LLC | 50229 | Texas Petrochemicals | TX | Harris | GT2 | Natural Gas Fired Combined Cycle | CT |  | S | X | X |  |  | 35 |  | 35 | 35 |  | N |  |  | CN | X |  |  |  |  | Y | Industrial CHP | 7 | [11 empty] | N | bar: BLQ
18760 | TPC Group, LLC | 50229 | Texas Petrochemicals | TX | Harris | ST#1 | Natural Gas Fired Combined Cycle | CA |  | S | N | X |  |  | 420 |  | 420 | 420 |  | N |  |  | CN | X |  |  |  |  | Y | Industrial CHP | 7 | [11 empty] | N | [7 empty] | N | bar: BLQ to WDS
22803 | SDS Lumber Co | 50231 | SDS Lumber Gorge Energy Division | WA | Klickitat | TG1 | Wood/Wood Waste Biomass | ST |  | S | X | X |  |  | 3.5 |  | 3.5 | 3.5 |  | N |  |  | RE | X | 11 | 1979 | 2 | 2001 | Y | Industrial CHP | 7 | BLQ: WDS | [6 empty] | OVER | [7 empty] | N
9303 | Bucksport Generation LLC | 50243 | Bucksport Generation LLC | ME | Hancock | GEN2 | Wood/Wood Waste Biomass | ST | CC1 | S | X | X |  |  | 15.6 | 0.85 | 21 | 21 | 0 |  |  |  | RE | X | 7 | 1965 | 1 | 2017 | N | IPP Non-CHP | 2 | X | WDS | NG | RFO | SLW | TDF | WH |  |  |  |  | N |  |  | 12H | [7 empty] | N | N
9303 | Bucksport Generation LLC | 50243 | Bucksport Generation LLC | ME | Hancock | GEN3 | Natural Gas Steam Turbine | ST | CC1 |  | X | X |  |  | 72 | 0.85 | 72 | 72 | 10 |  |  |  | RE | X | 7 | 1988 | 11 | 2018 | Y | IPP Non-CHP | 2 | [11 empty] | N | N |  | OVER | [7 empty] | N | N | N | bar: T to BLQ; DFO
9303 | Bucksport Generation LLC | 50243 | Bucksport Generation LLC | ME | Hancock | GEN5 | Natural Gas Steam Turbine | ST | CC1 | S | X | X |  |  | 24 | 0.85 | 24 | 24 | 3 |  |  |  | RE | X | 11 | 2012 | 11 | 2018 | Y | IPP Non-CHP | 2 | [11 empty] | N | N |  | OVER | [7 empty] | N | N | N | bar: T to BLQ; DFO
13945 | Beaumont Hospital Dearborn Campus | 50260 | Beaumont Hospital Dearborn Campus | MI | Wayne | 300KW | Petroleum Liquids | IC |  | S | X | X |  |  | 0.3 |  | 0.3 | 0.3 |  | N |  |  | RE | X | 1 | 1972 | 8 | 2005 | N | Commercial Non-CHP | 4 | T: X; BLQ: DFO |  |  |  | N |  |  | 10M | [7 empty] | N | N | N
13945 | Beaumont Hospital Dearborn Campus | 50260 | Beaumont Hospital Dearborn Campus | MI | Wayne | 500KW | Petroleum Liquids | IC |  | S | X | X |  |  | 0.5 | 0.8 | 0.5 | 0.5 | 0 | N |  |  | RE | X | 1 | 1979 | 9 | 2019 | N | Commercial Non-CHP | 4 | T: X; BLQ: DFO |  |  |  | N | N |  | 10M | [7 empty] | N
13945 | Beaumont Hospital Dearborn Campus | 50260 | Beaumont Hospital Dearborn Campus | MI | Wayne | EG#1 | Natural Gas Internal Combustion Engine | IC |  | S | X | X |  |  | 0.5 |  | 0.5 | 0.5 |  | N |  |  | RE | X | 4 | 1989 | 10 | 2004 | Y | Commercial Non-CHP | 4 | [11 empty] | N |  |  | 10M | bar: BLQ
13945 | Beaumont Hospital Dearborn Campus | 50260 | Beaumont Hospital Dearborn Campus | MI | Wayne | EG#2 | Natural Gas Internal Combustion Engine | IC |  | S | X | X |  |  | 0.5 |  | 0.5 | 0.5 |  | N |  |  | RE | X | 4 | 1989 | 10 | 2004 | Y | Commercial Non-CHP | 4 | [11 empty] | N | bar: BLQ
13945 | Beaumont Hospital Dearborn Campus | 50260 | Beaumont Hospital Dearborn Campus | MI | Wayne | EG#3 | Natural Gas Internal Combustion Engine | IC |  | S | X | X |  |  | 0.5 |  | 0.5 | 0.5 |  | N |  |  | RE | X | 4 | 1989 | 10 | 2004 | Y | Commercial Non-CHP | 4 | [11 empty] | N | bar: BLQ
14465 | Philip Morris USA - Park 500 | 50275 | Park 500 Philip Morris USA | VA | Chesterfield | TG2 | Conventional Steam Coal | ST |  | S | X | X |  |  | 6.1 | 0.8 |  |  | 0 | N |  |  | RE | X | 4 | 1984 | 9 | 2013 | Y | Industrial CHP | 7 | T: T; BLQ: BIT; DFO: DFO |  |  |  | N |  |  |  |  | Y |  |  | Y |  |  |  | N | N
20541 | Wheelabrator Environmental Systems | 50298 | Wheelabrator Lassen | CA | Shasta | GEN1 | Natural Gas Fired Combustion Turbine | GT |  | S | X | X |  |  | 38.8 |  | 42.7 | 42.7 |  | N |  |  | RE | X | 5 | 1983 | 6 | 2013 | Y | IPP CHP | 3 | [11 empty] | N | bar: T to BLQ
54736 | VESI Pomona Energy Storage, Inc. | 50300 | VESI Pomona | CA | Los Angeles | GEN1 | Natural Gas Fired Combustion Turbine | GT |  | S | X | X | SIMPSON_7_B1 | SIMPSON_7_B1 | 46 | 0.95 | 40 | 42 | 32.4 | N |  |  | RE | X | 12 | 1985 | 9 | 2019 | N | IPP Non-CHP | 2 | [11 empty] | N | N |  | 1H | [7 empty] | N | N | N | bar: T to BLQ
17139 | Shell Oil Co-Deer Park | 50304 | Shell Deer Park | TX | Harris | GEN3 | All Other | ST |  | S | X | X |  |  | 5 |  | 4.7 | 4.7 |  |  |  |  | RE | X | 6 | 1943 | 12 | 1986 | Y | Industrial CHP | 7 | BLQ: PUR; WDS: OG | [14 empty] | Y | N
56389 | Doyon Utilities - Ft. Wainwright | 50308 | Utility Plants Section | AK | Fairbanks North Star | GEN2 | Conventional Steam Coal | ST | F401 | S | X | X |  |  | 2.5 |  |  |  |  | N |  |  | RE | X | 1 | 1945 | 12 | 2009 | Y | Electric Utility | 1 | T: T; BLQ: SUB; DFO: SUB |  |  |  | N | [7 empty] | Y |  |  | N
55970 | JHP Pharmaceuticals LLC | 50318 | Par Sterile Products | MI | Oakland | 38-1 | Natural Gas Fired Combustion Turbine | GT |  | S | X | X |  |  | 2.8 | 0.97 | 2.8 | 3.7 | 2.7 | N |  |  | RE | X | 11 | 1986 | 4 | 2020 | Y | Industrial CHP | 7 | [11 empty] | N | N |  | 12H | [7 empty] | N | N | bar: T to BLQ
7019 | Gay & Robinson Inc | 50333 | Gay Robinson | HI | Kauai | DSL1 | Petroleum Liquids | IC |  | S | X | X |  |  | 0.4 |  | 0.4 | 0.4 |  | N |  |  | RE | X | 11 | 1972 | 8 | 2009 | N | Industrial Non-CHP | 6 | T: X; BLQ: DFO
7019 | Gay & Robinson Inc | 50333 | Gay Robinson | HI | Kauai | DSL4 | Petroleum Liquids | IC |  | S | X | X |  |  | 0.4 |  | 0.4 | 0.4 |  | N |  |  | RE | X | 11 | 1972 | 8 | 2009 | N | Industrial Non-CHP | 6 | T: X; BLQ: DFO
7019 | Gay & Robinson Inc | 50333 | Gay Robinson | HI | Kauai | ST4 | Other Waste Biomass | ST |  | S | X | X |  |  | 4 | 0.8 | 2.5 | 3.8 | 1.2 | N |  |  | RE | X | 7 | 1995 | 11 | 2009 | N | Industrial Non-CHP | 6 | T: X; BLQ: AB; WDS: DFO |  |  |  | N |  |  | OVER | [7 empty] | N | Y | N
15237 | PCS Nitrogen LP | 50341 | PCS Nitrogen Fertilizer LP | LA | Iberville | GEN1 | Natural Gas Fired Combustion Turbine | GT |  | S | X | X |  |  | 26 |  | 19 | 23 |  | N |  |  | RE | X | 11 | 1986 | 12 | 2005 | Y | Industrial Non-CHP | 6 | [11 empty] | N | N | bar: T to BLQ
21148 | Zapco Energy Tactics Corp | 50344 | Smithtown Energy Partners LP | NY | Suffolk | SW1 | Landfill Gas | IC |  | W | X | X |  |  | 0.7 |  | 0.6 | 0.6 |  | N |  |  | RE | X | 8 | 1988 | 2 | 2007 | N | IPP Non-CHP | 2 | T: X; BLQ: LFG | [15 empty] | N
21148 | Zapco Energy Tactics Corp | 50344 | Smithtown Energy Partners LP | NY | Suffolk | SW2 | Landfill Gas | IC |  | W | X | X |  |  | 0.7 |  | 0.6 | 0.6 |  | N |  |  | RE | X | 8 | 1988 | 2 | 2007 | N | IPP Non-CHP | 2 | T: X; BLQ: LFG | [15 empty] | N
21148 | Zapco Energy Tactics Corp | 50345 | Oyster Bay Energy Partners LP | NY | Nassau | OB1 | Landfill Gas | IC |  | S | X | X |  |  | 0.7 |  | 0.6 | 0.6 |  | N |  |  | RE | X | 7 | 1986 | 10 | 2001 | N | IPP Non-CHP | 2 | T: X; BLQ: LFG
21148 | Zapco Energy Tactics Corp | 50345 | Oyster Bay Energy Partners LP | NY | Nassau | OB2 | Landfill Gas | IC |  | S | X | X |  |  | 0.7 |  | 0.6 | 0.6 |  | N |  |  | RE | X | 7 | 1986 | 10 | 2001 | N | IPP Non-CHP | 2 | T: X; BLQ: LFG
21148 | Zapco Energy Tactics Corp | 50346 | Onondaga Energy Partners LP | NY | Onondaga | ON1 | Landfill Gas | IC |  | S | X | X |  |  | 0.7 |  | 0.6 | 0.6 |  | N |  |  | RE | X | 7 | 1987 | 12 | 2010 | N | IPP Non-CHP | 2 | T: X; BLQ: LFG
21148 | Zapco Energy Tactics Corp | 50348 | Oceanside Energy | NY | Nassau | GEN5 | Landfill Gas | IC |  | S | X | X |  |  | 0.7 |  | 0.6 | 0.6 |  | N |  |  | RE | X | 1 | 1991 | 1 | 2002 | N | IPP Non-CHP | 2 | T: X; BLQ: LFG
21148 | Zapco Energy Tactics Corp | 50348 | Oceanside Energy | NY | Nassau | GEN6 | Landfill Gas | IC |  | S | X | X |  |  | 0.7 |  | 0.6 | 0.6 |  | N |  |  | RE | X | 1 | 1991 | 1 | 2002 | N | IPP Non-CHP | 2 | T: X; BLQ: LFG | [6 empty] | 10M | [8 empty] | N
21148 | Zapco Energy Tactics Corp | 50348 | Oceanside Energy | NY | Nassau | OS1 | Landfill Gas | IC |  | S | X | X |  |  | 0.7 |  | 0.6 | 0.6 |  | N |  |  | RE | X | 10 | 1990 | 5 | 2009 | N | IPP Non-CHP | 2 | T: X; BLQ: LFG
21148 | Zapco Energy Tactics Corp | 50348 | Oceanside Energy | NY | Nassau | OS2 | Landfill Gas | IC |  | S | X | X |  |  | 0.7 |  | 0.6 | 0.6 |  | N |  |  | RE | X | 12 | 1990 | 5 | 2008 | N | IPP Non-CHP | 2 | T: X; BLQ: LFG
21148 | Zapco Energy Tactics Corp | 50348 | Oceanside Energy | NY | Nassau | OS3 | Landfill Gas | IC |  | S | X | X |  |  | 0.7 | 0.8 | 0.6 | 0.6 | 0.3 | N |  |  | RE | X | 12 | 1990 | 4 | 2015 | N | IPP Non-CHP | 2 | T: X; BLQ: LFG |  |  |  | N | N |  | 10M
21148 | Zapco Energy Tactics Corp | 50348 | Oceanside Energy | NY | Nassau | OS4 | Landfill Gas | IC |  | S | X | X |  |  | 0.7 |  | 0.7 | 0.7 |  | N |  |  | RE | X | 12 | 1990 | 1 | 2005 | N | IPP Non-CHP | 2 | T: X; BLQ: LFG | [6 empty] | 10M
56889 | Rhode Island LFG Genco | 50365 | Ridgewood Providence Power | RI | Providence | GEN1 | Landfill Gas | IC |  | S | X | X |  |  | 1.9 |  | 1.7 | 1.7 |  | N |  |  | RE | X | 1 | 1990 | 5 | 2013 | N | IPP Non-CHP | 2 | T: X; BLQ: LFG |  |  |  | N | [10 empty] | N | N
56889 | Rhode Island LFG Genco | 50365 | Ridgewood Providence Power | RI | Providence | GEN2 | Landfill Gas | IC |  | S | X | X |  |  | 1.9 |  | 1.7 | 1.7 |  | N |  |  | RE | X | 1 | 1990 | 5 | 2013 | N | IPP Non-CHP | 2 | T: X; BLQ: LFG |  |  |  | N | [10 empty] | N | N
56889 | Rhode Island LFG Genco | 50365 | Ridgewood Providence Power | RI | Providence | GEN3 | Landfill Gas | IC |  | S | X | X |  |  | 1.9 |  | 1.7 | 1.7 |  | N |  |  | RE | X | 1 | 1990 | 5 | 2013 | N | IPP Non-CHP | 2 | T: X; BLQ: LFG |  |  |  | N | [10 empty] | N | N
56889 | Rhode Island LFG Genco | 50365 | Ridgewood Providence Power | RI | Providence | GEN4 | Landfill Gas | IC |  | S | X | X |  |  | 1.9 |  | 1.7 | 1.7 |  | N |  |  | RE | X | 1 | 1990 | 5 | 2013 | N | IPP Non-CHP | 2 | T: X; BLQ: LFG |  |  |  | N
56889 | Rhode Island LFG Genco | 50365 | Ridgewood Providence Power | RI | Providence | GEN5 | Landfill Gas | IC |  | S | X | X |  |  | 1.9 |  | 1.7 | 1.7 |  | N |  |  | RE | X | 1 | 1990 | 5 | 2013 | N | IPP Non-CHP | 2 | T: X; BLQ: LFG |  |  |  | N
56889 | Rhode Island LFG Genco | 50365 | Ridgewood Providence Power | RI | Providence | GEN6 | Landfill Gas | IC |  | S | X | X |  |  | 1.9 |  | 1.7 | 1.7 |  | N |  |  | RE | X | 1 | 1990 | 5 | 2013 | N | IPP Non-CHP | 2 | T: X; BLQ: LFG |  |  |  | N
56889 | Rhode Island LFG Genco | 50365 | Ridgewood Providence Power | RI | Providence | GEN7 | Landfill Gas | IC |  | S | X | X |  |  | 1.9 |  | 1.7 | 1.7 |  | N |  |  | RE | X | 1 | 1990 | 5 | 2013 | N | IPP Non-CHP | 2 | T: X; BLQ: LFG |  |  |  | N
56889 | Rhode Island LFG Genco | 50365 | Ridgewood Providence Power | RI | Providence | GEN8 | Landfill Gas | IC |  | S | X | X |  |  | 1.9 |  | 1.7 | 1.7 |  | N |  |  | RE | X | 1 | 1990 | 5 | 2013 | N | IPP Non-CHP | 2 | T: X; BLQ: LFG |  |  |  | N
56889 | Rhode Island LFG Genco | 50365 | Ridgewood Providence Power | RI | Providence | GEN9 | Landfill Gas | IC |  | S | X | X |  |  | 1.9 |  | 1.7 | 1.7 |  | N |  |  | RE | X | 5 | 1997 | 5 | 2013 | N | IPP Non-CHP | 2 | T: X; BLQ: LFG |  |  |  | N | [10 empty] | N
56889 | Rhode Island LFG Genco | 50365 | Ridgewood Providence Power | RI | Providence | PHI1 | Landfill Gas | IC |  | S | X | X |  |  | 1.3 |  | 1.2 | 1.2 |  | N |  |  | RE | X | 3 | 2004 | 1 | 2013 | N | IPP Non-CHP | 2 | T: X; BLQ: LFG |  |  |  | N | [10 empty] | N
56889 | Rhode Island LFG Genco | 50365 | Ridgewood Providence Power | RI | Providence | PHI2 | Landfill Gas | IC |  | S | X | X |  |  | 1.3 |  | 1.2 | 1.2 |  | N |  |  | RE | X | 3 | 2004 | 1 | 2013 | N | IPP Non-CHP | 2 | T: X; BLQ: LFG |  |  |  | N | [10 empty] | N
2770 | Terra-Gen Operating Co-Wind | 50386 | Windland | CA | Kern | WING | Onshore Wind Turbine | WT |  | S | X | X |  |  | 15.3 |  | 15.3 | 15.3 | 0 | N |  |  | RE | X | 12 | 1982 | 3 | 2020 | N | IPP Non-CHP | 2 | T: X; BLQ: WND |  |  |  | N | N | 60 | [8 empty] | N
61988 | Pixelle Specialty Solutions LLC - (PA) | 50397 | Pixelle Specialty Solutions LLC - Spring Grove Facility | PA | York | GEN2 | Natural Gas Steam Turbine | ST |  | S | X | X |  |  | 5.9 | 0.8 | 4 | 4 | 2 | N |  |  | RE | X | 4 | 1975 | 12 | 2016 | Y | Industrial CHP | 7 | T | NG | BLQ | BIT | RFO | WDS | SLW | RFO |  |  |  | N | N |  | 12H | Y | N |  |  | Y |  |  | Y | Y | N
30002 | International Paper Co | 50398 | International Paper Savanna Mill | GA | Chatham | GEN3 | Conventional Steam Coal | ST |  | S | X | X |  |  | 7.5 |  | 7 | 7.1 |  | N |  |  | RE | X | 6 | 1940 | 12 | 2001 | Y | Industrial CHP | 7 | WND NG: BIT
30002 | International Paper Co | 50398 | International Paper Savanna Mill | GA | Chatham | GEN4 | Wood/Wood Waste Biomass | ST |  | S | X | X |  |  | 7.5 |  | 7 | 7.1 |  | N |  |  | RE | X | 6 | 1945 | 12 | 2001 | Y | Industrial CHP | 7 | WND NG: BLQ
30002 | International Paper Co | 50398 | International Paper Savanna Mill | GA | Chatham | GEN5 | Wood/Wood Waste Biomass | ST |  | S | X | X |  |  | 7.5 |  | 7 | 7.1 |  | N |  |  | RE | X | 6 | 1949 | 8 | 2002 | Y | Industrial CHP | 7 | WND NG: WDS; WND BLQ: NG
30002 | International Paper Co | 50398 | International Paper Savanna Mill | GA | Chatham | GEN6 | Conventional Steam Coal | ST |  | S | X | X |  |  | 10 |  | 9.4 | 9.4 |  | N |  |  | RE | X | 6 | 1952 | 12 | 2001 | Y | Industrial CHP | 7 | WND NG: BIT
30002 | International Paper Co | 50398 | International Paper Savanna Mill | GA | Chatham | GEN7 | Conventional Steam Coal | ST |  | S | X | X |  |  | 20 |  | 18.7 | 18.8 |  | N |  |  | RE | X | 6 | 1957 | 12 | 2001 | Y | Industrial CHP | 7 | WND NG: BIT
10273 | Kimberly-Clark Corp | 50410 | Chester Operations | PA | Delaware | 5 | Petroleum Coke | ST |  | S | X | X |  |  | 67 | 0.85 | 67 | 67 | 3 | N |  |  | RE | X | 5 | 1986 | 9 | 2019 | Y | Industrial CHP | 7 | T | PC | WC | SLW | DFO | BIT |  | NG |  |  |  | N |  |  | OVER | Y | N |  |  | Y |  |  | Y | Y | N
21995 | Olmsted County Public Works | 50413 | Olmsted Waste Energy | MN | Olmsted | DG1 | Petroleum Liquids | IC |  | S | X | X |  |  | 0.8 |  | 0.6 | 0.6 |  | N |  |  | RE | X | 6 | 1979 | 3 | 2008 | N | Commercial CHP | 5 | X T: X; WND NG: DFO |  |  |  | N | [5 empty] | N |  |  |  |  | N
19588 | University of Michigan | 50431 | University of Michigan | MI | Washtenaw | TG2 | Natural Gas Steam Turbine | ST |  | S | X | X |  |  | 4 |  | 3.7 | 3.7 |  | N |  |  | RE | X | 1 | 1939 | 12 | 2002 | Y | Commercial CHP | 5 | X T: X; WND NG: NG; WND BLQ: DFO | [14 empty] | Y | N
16721 | S D Warren Co.- Westbrook | 50447 | S D Warren Westbrook | ME | Cumberland | GEN8 | Wood/Wood Waste Biomass | ST |  | S | X | X |  |  | 10 |  | 10 | 10 |  | N |  |  | RE | X | 3 | 1965 | 6 | 1999 | N | Industrial CHP | 7 | X T: X; WND NG: WDS; WND BLQ: BIT; WND BIT: RFO |  |  |  | N | [11 empty] | N
16721 | S D Warren Co.- Westbrook | 50447 | S D Warren Westbrook | ME | Cumberland | GN18 | Conventional Hydroelectric | HY |  | S | X | X | 591_:_UN_PRID_CRN115_SWBK | 591_:_UN_PRID_CRN115_SWBK | 0.4 | 0.8 | 0.4 | 0.4 | 0.1 | N |  |  | RE | X | 1 | 1987 | 3 | 2019 | N | Industrial CHP | 7 | X T: X; WND NG: WAT |  |  |  | N | N |  | 12H | [7 empty] | N
16721 | S D Warren Co.- Westbrook | 50447 | S D Warren Westbrook | ME | Cumberland | GN19 | Conventional Hydroelectric | HY |  | S | X | X | 591_:_UN_PRID_CRN115_SWBK | 591_:_UN_PRID_CRN115_SWBK | 0.4 | 0.8 | 0.4 | 0.4 | 0.1 | N |  |  | RE | X | 1 | 1987 | 3 | 2019 | N | Industrial CHP | 7 | X T: X; WND NG: WAT |  |  |  | N | N |  | 12H
16721 | S D Warren Co.- Westbrook | 50447 | S D Warren Westbrook | ME | Cumberland | GN20 | Conventional Hydroelectric | HY |  | S | X | X | 591_:_UN_PRID_CRN115_SWBK | 591_:_UN_PRID_CRN115_SWBK | 0.4 | 0.8 | 0.4 | 0.4 | 0.1 | N |  |  | RE | X | 1 | 1987 | 3 | 2019 | N | Industrial CHP | 7 | X T: X; WND NG: WAT |  |  |  | N | N |  | 12H
14254 | Oxy Vinyls LP | 50471 | Deer Park Plant | TX | Harris | GEN1 | Natural Gas Fired Combined Cycle | CA |  | S | N | X |  |  | 10 |  | 8.6 | 9.4 |  | N |  |  | RE | X | 4 | 1948 | 2 | 2004 | Y | Industrial CHP | 7 | bar: WND NG
14254 | Oxy Vinyls LP | 50471 | Deer Park Plant | TX | Harris | GEN2 | Natural Gas Fired Combined Cycle | CA |  | S | N | X |  |  | 10 |  | 8.6 | 9.4 |  | N |  |  | RE | X | 4 | 1948 | 2 | 2004 | Y | Industrial CHP | 7 | bar: WND NG
14254 | Oxy Vinyls LP | 50471 | Deer Park Plant | TX | Harris | GEN3 | Natural Gas Fired Combined Cycle | CA |  | S | N | X |  |  | 10 |  | 8.6 | 9.4 |  | N |  |  | RE | X | 4 | 1948 | 2 | 2004 | Y | Industrial CHP | 7 | bar: WND NG
14254 | Oxy Vinyls LP | 50471 | Deer Park Plant | TX | Harris | GEN4 | Natural Gas Fired Combined Cycle | CT |  | S | X |  |  |  | 81 |  | 69.7 | 76.1 |  | N |  |  | RE | X | 12 | 1985 | 2 | 2004 | Y | Industrial CHP | 7 | bar: WND NG
20558 | White Springs Agrici Chem Inc | 50473 | Suwannee River Chemical Complex | FL | Hamilton | SRC | All Other | ST |  | S | X | X |  |  | 27.3 | 0.85 | 27.3 | 27.3 | 4 | N |  |  | RE | X | 7 | 1986 | 8 | 2014 | Y | Industrial CHP | 7 | X T: B; WND NG: OTH; WND BLQ: NG; WND RFO: NG |  |  |  | N | N |  | 12H | [8 empty] | N | N
19365 | United States Sugar Corp | 50482 | Clewiston Sugar House | FL | Hendry | DGN | Petroleum Liquids | IC |  | S | X | X |  |  | 1 |  | 1 | 1 |  | N |  |  | RE | X | 6 | 1987 | 5 | 2006 | N | Industrial CHP | 7 | X T: X; WND NG: DFO |  |  |  | N |  |  | 12H | [7 empty] | N
19365 | United States Sugar Corp | 50482 | Clewiston Sugar House | FL | Hendry | DGS | Petroleum Liquids | IC |  | S | X | X |  |  | 1 |  | 1 | 1 |  | N |  |  | RE | X | 6 | 1987 | 5 | 2006 | N | Industrial CHP | 7 | X T: X; WND NG: DFO |  |  |  | N | [10 empty] | N
19365 | United States Sugar Corp | 50482 | Clewiston Sugar House | FL | Hendry | TG1 | Other Waste Biomass | ST |  | S | X | X |  |  | 5 |  | 4.7 | 5 |  | N |  |  | RE | X | 10 | 1978 | 1 | 2004 | Y | Industrial CHP | 7 | X T: B; WND NG: AB; WND BLQ: DFO |  |  |  | N | [10 empty] | Y
19365 | United States Sugar Corp | 50482 | Clewiston Sugar House | FL | Hendry | TG2 | Other Waste Biomass | ST |  | S | X | X |  |  | 3.5 |  | 3.3 | 3.3 |  | N |  |  | RE | X | 11 | 1945 | 1 | 2004 | Y | Industrial CHP | 7 | X T: B; WND NG: AB; WND BLQ: DFO |  |  |  | N
19365 | United States Sugar Corp | 50482 | Clewiston Sugar House | FL | Hendry | TG3 | Other Waste Biomass | ST |  | S | X | X |  |  | 3.1 |  | 2.9 | 2.9 |  | N |  |  | RE | X | 11 | 1981 | 12 | 2007 | Y | Industrial CHP | 7 | X T: B; WND NG: AB; WND BLQ: DFO |  |  |  | N | [11 empty] | Y | N
19365 | United States Sugar Corp | 50482 | Clewiston Sugar House | FL | Hendry | TG4 | Other Waste Biomass | ST |  | S | X | X |  |  | 6 |  | 5.6 | 5.6 |  | N |  |  | RE | X | 11 | 1983 | 12 | 2007 | Y | Industrial CHP | 7 | X T: B; WND NG: AB; WND BLQ: DFO |  |  |  | N | [11 empty] | Y | N
19365 | United States Sugar Corp | 50482 | Clewiston Sugar House | FL | Hendry | TG5 | Other Waste Biomass | ST |  | S | X | X |  |  | 21.6 | 0.9 | 11 | 11 | 5 | N |  |  | RE | X | 11 | 1997 | 12 | 2017 | Y | Industrial CHP | 7 | WND NG: AB; WND BLQ: DFO |  |  |  | N | N |  | 12H |  |  | N |  | N |  |  | Y | Y
19365 | United States Sugar Corp | 50483 | Bryant Sugar House | FL | Palm Beach | DGE | Petroleum Liquids | IC |  | S | X | X |  |  | 1 |  | 1 | 1 |  | N |  |  | RE | X | 8 | 1986 | 4 | 2007 | N | Industrial CHP | 7 | X T: X; WND NG: DFO |  |  |  | N
19365 | United States Sugar Corp | 50483 | Bryant Sugar House | FL | Palm Beach | DGW | Petroleum Liquids | IC |  | S | X | X |  |  | 1 |  | 1 | 1 |  | N |  |  | RE | X | 8 | 1986 | 4 | 2007 | N | Industrial CHP | 7 | X T: X; WND NG: DFO |  |  |  | N
19365 | United States Sugar Corp | 50483 | Bryant Sugar House | FL | Palm Beach | TG1 | Other Waste Biomass | ST |  | S | X | X |  |  | 2.5 |  | 2.3 | 2.5 |  | N |  |  | RE | X | 11 | 1962 | 4 | 2007 | Y | Industrial CHP | 7 | X T: B; WND NG: AB; WND BLQ: DFO |  |  |  | N | [11 empty] | Y | N
19365 | United States Sugar Corp | 50483 | Bryant Sugar House | FL | Palm Beach | TG2 | Other Waste Biomass | ST |  | S | X | X |  |  | 2.5 |  | 2.3 | 2.5 |  | N |  |  | RE | X | 11 | 1962 | 4 | 2007 | Y | Industrial CHP | 7 | X T: B; WND NG: AB; WND BLQ: DFO |  |  |  | N | [11 empty] | Y | N
19365 | United States Sugar Corp | 50483 | Bryant Sugar House | FL | Palm Beach | TG3 | Other Waste Biomass | ST |  | S | X | X |  |  | 3.5 |  | 3.3 | 3.5 |  | N |  |  | RE | X | 11 | 1974 | 4 | 2007 | Y | Industrial CHP | 7 | X T: B; WND NG: AB; WND BLQ: DFO |  |  |  | N | [11 empty] | Y | N
19365 | United States Sugar Corp | 50483 | Bryant Sugar House | FL | Palm Beach | TG4 | Other Waste Biomass | ST |  | S | X | X |  |  | 20 |  | 18.6 | 10 |  | N |  |  | RE | X | 11 | 1979 | 4 | 2007 | Y | Industrial CHP | 7 | X T: B; WND NG: AB; WND BLQ: DFO |  |  |  | N | [11 empty] | Y | N
2770 | Terra-Gen Operating Co-Wind | 50485 | Altech III | CA | Riverside | GEN1 | Onshore Wind Turbine | WT |  | S | X | X |  |  | 21.7 |  | 21.7 | 21.7 | 0 | N |  |  | RE | X | 12 | 1985 | 2 | 2020 | N | IPP Non-CHP | 2 | X T: X; WND NG: WND |  |  |  | N | N | 201
2770 | Terra-Gen Operating Co-Wind | 50485 | Altech III | CA | Riverside | GEN2 | Onshore Wind Turbine | WT |  | S | X | X |  |  | 3.4 |  | 3.4 | 3.4 | 0 | N |  |  | RE | X | 12 | 1984 | 2 | 2020 | N | IPP Non-CHP | 2 | X T: X; WND NG: WND |  |  |  | N |  | 53
60586 | Westlake Chemical Natrium Plant | 50491 | Axiall Natrium Plant | WV | Marshall | GEN3 | Natural Gas Steam Turbine | ST |  | S | X | X |  |  | 7.5 | 0.9 | 7.5 | 7.5 | 0.5 | N |  |  | RE | X | 1 | 1943 | 9 | 2018 | Y | Industrial CHP | 7 | X T: T; WND NG: NG; WND BLQ: OG; WND RFO: NG |  |  |  | N | N |  | 12H | [7 empty] | N | N | N
56516 | Morris Energy Operations Company, LLC | 50497 | Bayonne Plant Holding LLC | NJ | Hudson | GTG1 | Natural Gas Fired Combined Cycle | CT | CC1 | W | X | N | 4665063 | 4665063 | 43.4 | 0.85 | 163 | 179 | 31 | N |  |  | RE | X | 7 | 1988 | 6 | 2018 | Y | IPP CHP | 3 | [11 empty] | N | N |  | 12H | [7 empty] | N | N | N | bar: X T to WND NG
56516 | Morris Energy Operations Company, LLC | 50497 | Bayonne Plant Holding LLC | NJ | Hudson | GTG2 | Natural Gas Fired Combined Cycle | CT | CC1 | W | X | N | 4665063 | 4665063 | 43.4 | 0.85 |  |  | 31 | N |  |  | RE | X | 7 | 1988 | 6 | 2018 | Y | IPP CHP | 3 | [11 empty] | N | N |  | 12H | [7 empty] | N | N | N | bar: X T to WND NG
56516 | Morris Energy Operations Company, LLC | 50497 | Bayonne Plant Holding LLC | NJ | Hudson | GTG3 | Natural Gas Fired Combined Cycle | CT | CC1 | W | X | N | 4665063 | 4665063 | 43.4 | 0.85 |  |  | 31 | N |  |  | RE | X | 7 | 1988 | 6 | 2018 | Y | IPP CHP | 3 | [11 empty] | N | N |  | 12H | [7 empty] | N | N | N | bar: X T to WND NG
56516 | Morris Energy Operations Company, LLC | 50497 | Bayonne Plant Holding LLC | NJ | Hudson | STG1 | Natural Gas Fired Combined Cycle | CA | CC1 | W | N | X | 4665063 | 4665063 | 61.4 | 0.85 |  |  | 15 | N |  |  | RE | X | 7 | 1988 | 6 | 2018 | Y | IPP CHP | 3 | [11 empty] | N | N |  | 12H | [7 empty] | N | N | N | bar: X T to WND NG
3102 | Mosaic Company | 50510 | Mosaic Co Mulberry Facility | FL | Polk | CGN1 | All Other | ST |  | S | X | X |  |  | 21 |  | 19.5 | 19.5 |  | N |  |  | RE | X | 5 | 1985 | 12 | 2008 | Y | Industrial CHP | 7 | X T: B; WND NG: OTH; WND RFO: OTH |  |  |  | N | [10 empty] | N
63880 | Painted Hills Wind Holdings, LLC | 50533 | Painted Hills Wind Park | CA | Riverside | WGNS | Onshore Wind Turbine | WT |  | S | X | X |  |  | 19 |  | 19 | 19 | 19 | N |  |  | RE | X | 11 | 1985 | 11 | 2019 | N | IPP Non-CHP | 2 | X T: X; WND NG: WND |  |  |  | N |  | 228
58661 | Sustainable Power Group, LLC | 50534 | Santa Clara (85C) | CA | Alameda | WGNS | Onshore Wind Turbine | WT |  | S | X | X |  |  | 18 |  | 18 | 18 | 0 | N |  |  | RE | X | 1 | 1986 | 8 | 2016 | N | IPP Non-CHP | 2 | X T: X; WND NG: WND |  |  |  | N |  | 194
64156 | Sky River Wind LLC | 50536 | Sky River Wind Energy Center | CA | Kern | WGNS | Onshore Wind Turbine | WT |  | W | X | X |  |  | 76.9 |  | 76.9 | 76.9 | 5.2 | N |  |  | RE | X | 2 | 1991 | 12 | 2020 | N | IPP Non-CHP | 2 | X T: X; WND NG: WND |  |  |  | N | N | 313 | [8 empty] | N
26840 | Port Townsend Paper Co | 50544 | Port Townsend Paper | WA | Jefferson | GEN2 | Wood/Wood Waste Biomass | ST |  | S | X | X |  |  | 3 |  | 3 | 3 |  | N |  |  | RE | X | 1 | 1929 | 1 | 2009 | Y | Industrial CHP | 7 | T | BLQ | WO | WDS | SLW | [6 empty] | N | N |  | OVER | [8 empty] | Y | N
26840 | Port Townsend Paper Co | 50544 | Port Townsend Paper | WA | Jefferson | GEN4 | Wood/Wood Waste Biomass | ST |  | S | X | X |  |  | 3 | 0.8 | 3 | 3 | 0.5 | N |  |  | RE | X | 1 | 1929 | 4 | 2016 | Y | Industrial CHP | 7 | T | BLQ | WDS | WO | SLW |  |  | WO | PG |  |  | N | N |  | OVER | [7 empty] | Y | Y | N
61208 | Red Marlin Wind Ventures, LLC | 50553 | Edom Hills Project 1 LLC | CA | Riverside | WGNS | Onshore Wind Turbine | WT |  | W | X | X |  |  | 11 |  | 6.5 | 10.2 |  | N |  |  | RE | X | 12 | 1985 | 8 | 2007 | N | IPP Non-CHP | 2 | X T: X; WND NG: WND |  |  |  | N |  | 139
54842 | WM Renewable Energy LLC | 50564 | New Milford Gas Recovery | CT | Litchfield | GEN1 | Landfill Gas | GT |  | S | X | X | Zonal | Zonal | 3 | 0.98 | 2.9 | 3.3 | 1 | N |  |  | RE | X | 7 | 1991 | 9 | 2007 | N | IPP Non-CHP | 2 | X T: X; WND NG: LFG |  |  |  | N | N |  | 1H | [7 empty] | N | N | N
54842 | WM Renewable Energy LLC | 50565 | Monroe Livingston Gas Recovery | NY | Monroe | GEN1 | Landfill Gas | IC |  | S | X | X | PTID 24207 | PTID 24207 | 0.8 | 0.98 | 0.8 | 0.8 | 0.5 | N |  |  | RE | X | 12 | 1988 | 9 | 2019 | N | IPP Non-CHP | 2 | X T: X; WND NG: LFG |  |  |  | N |  |  | 1H | [7 empty] | N | N | N
54842 | WM Renewable Energy LLC | 50565 | Monroe Livingston Gas Recovery | NY | Monroe | GEN2 | Landfill Gas | IC |  | S | X | X | PTID 24207 | PTID 24207 | 0.8 | 0.98 | 0.8 | 0.8 | 0.5 | N |  |  | RE | X | 12 | 1988 | 9 | 2019 | N | IPP Non-CHP | 2 | X T: X; WND NG: LFG |  |  |  | N |  |  | 1H | [7 empty] | N | N | N
54842 | WM Renewable Energy LLC | 50565 | Monroe Livingston Gas Recovery | NY | Monroe | GEN3 | Landfill Gas | IC |  | S | X | X | PTID 24207 | PTID 24207 | 0.8 | 0.98 | 0.8 | 0.8 | 0.5 | N |  |  | RE | X | 12 | 1988 | 1 | 2009 | N | IPP Non-CHP | 2 | X T: X; WND NG: LFG |  |  |  | N |  |  | 1H | [7 empty] | N | N | N
54842 | WM Renewable Energy LLC | 50571 | Altamont Gas Recovery | CA | Alameda | GEN3 | Landfill Gas | IC |  | S | X | X | PG&E | PG&E | 1.3 | 0.98 | 1.3 | 1.3 | 0.7 | N |  |  | RE | X | 10 | 2002 | 4 | 2018 | N | IPP Non-CHP | 2 | X T: X; WND NG: LFG |  |  |  | N | N |  | 1H | [7 empty] | N | N | N
54842 | WM Renewable Energy LLC | 50571 | Altamont Gas Recovery | CA | Alameda | GEN4 | Landfill Gas | IC |  | S | X | X | PG&E | PG&E | 1.3 | 0.98 | 1.3 | 1.3 | 0.7 | N |  |  | RE | X | 10 | 2002 | 4 | 2018 | N | IPP Non-CHP | 2 | X T: X; WND NG: LFG |  |  |  | N | N |  | 1H | [7 empty] | N | N | N
54843 | WM Illinois Renewable Energy LLC | 50573 | CID Gas Recovery | IL | Cook | GEN1 | Landfill Gas | GT |  | S | X | X | Zonal | Zonal | 3 | 0.98 | 2.9 | 3.3 | 1 | N |  |  | RE | X | 3 | 1989 | 4 | 2011 | N | IPP Non-CHP | 2 | X T: X; WND NG: LFG |  |  |  | N |  |  | 1H | [7 empty] | N | N | N
54843 | WM Illinois Renewable Energy LLC | 50575 | Lake Gas Recovery | IL | Cook | GEN1 | Landfill Gas | GT |  | S | X | X | Zonal | Zonal | 3 | 0.98 | 2.9 | 3.3 | 1 | N |  |  | RE | X | 8 | 1988 | 10 | 2008 | N | IPP Non-CHP | 2 | X T: X; WND NG: LFG |  |  |  | N |  |  | 1H | [7 empty] | N | N | N
54842 | WM Renewable Energy LLC | 50577 | Omega Hills Gas Recovery | WI | Washington | GEN4 | Landfill Gas | IC |  | S | X | X | WE | WE | 1.1 |  | 1.1 | 1.1 |  | N |  |  | RE | X | 9 | 1992 | 6 | 2001 | N | IPP Non-CHP | 2 | X T: X; WND NG: LFG |  |  |  | N | [10 empty] | N | N
54842 | WM Renewable Energy LLC | 50578 | Stowe Power Production Plant | PA | Montgomery | GEN1 | Landfill Gas | GT |  | S | X | X | MOSER PTID # 51520087 | MOSER PTID # 51520087 | 3 | 0.98 | 2.9 | 3 | 1 | N |  |  | RE | X | 3 | 1989 | 1 | 2010 | N | IPP Non-CHP | 2 | X T: X; WND NG: LFG |  |  |  | N |  |  | 1H | [7 empty] | N
54842 | WM Renewable Energy LLC | 50578 | Stowe Power Production Plant | PA | Montgomery | GEN2 | Landfill Gas | GT |  | S | X | X | MOSER PTID # 51520087 | MOSER PTID # 51520087 | 3 | 0.98 | 2.9 | 3 | 1 | N |  |  | RE | X | 5 | 1991 | 11 | 2015 | N | IPP Non-CHP | 2 | X T: X; WND NG: LFG | [6 empty] | 1H | [7 empty] | N | N | N
55983 | Luminant Generation Company LLC | 50615 | TXU Sweetwater Generating Plant | TX | Nolan | GT01 | Natural Gas Fired Combined Cycle | CT |  | S | X |  |  |  | 45 |  | 41 | 41 |  | N |  |  | RE | X | 6 | 1989 | 5 | 2012 | Y | IPP CHP | 3 | [11 empty] | N | bar: X T to WND NG
55983 | Luminant Generation Company LLC | 50615 | TXU Sweetwater Generating Plant | TX | Nolan | GT02 | Natural Gas Fired Combined Cycle | CT |  | S | X |  |  |  | 99 |  | 86 | 86 |  | N |  |  | RE | X | 6 | 1989 | 5 | 2012 | N | IPP CHP | 3 | [11 empty] | N | bar: X T to WND NG
55983 | Luminant Generation Company LLC | 50615 | TXU Sweetwater Generating Plant | TX | Nolan | GT03 | Natural Gas Fired Combined Cycle | CT |  | S | X |  |  |  | 99 |  | 86 | 86 |  | N |  |  | RE | X | 6 | 1989 | 5 | 2012 | N | IPP CHP | 3 | [11 empty] | N | bar: X T to WND NG
55983 | Luminant Generation Company LLC | 50615 | TXU Sweetwater Generating Plant | TX | Nolan | STG1 | Natural Gas Fired Combined Cycle | CA |  | S | Y | X |  |  | 101 |  | 76 | 76 |  | N |  |  | RE | X | 6 | 1989 | 9 | 2009 | N | IPP CHP | 3 | [11 empty] | N | bar: X T to WND NG
18000 | State of Rhode Island | 50621 | Central Power Plant | RI | Providence | GEN1 | Petroleum Liquids | ST |  | S | X | X |  |  | 0.7 |  | 0.7 | 0.7 |  | N |  |  | RE | X | 6 | 1932 | 1 | 2004 | Y | Commercial CHP | 5 | WND NG: RFO; WND BLQ: NG |  |  |  | N | [11 empty] | N | Y
18000 | State of Rhode Island | 50621 | Central Power Plant | RI | Providence | GEN3 | Petroleum Liquids | ST |  | S | X | X |  |  | 2 | 0.8 | 2 | 2 | 0.3 | N |  |  | RE | X | 8 | 1958 | 4 | 2014 | Y | Commercial CHP | 5 | X T: B; WND NG: DFO; WND BLQ: NG; WND RFO: NG |  |  |  | N |  |  | 12H | [7 empty] | Y | N | Y
15174 | Freeport McMoRan Oil & Gas | 50623 | Gaviota Oil Plant | CA | Santa Barbara | GENA | Natural Gas Fired Combustion Turbine | GT |  | J | X | X |  |  | 3.5 | 0.8 | 3 | 3.4 | 1.1 | N |  |  | RE | X | 12 | 1987 | 5 | 2020 | Y | Industrial CHP | 7 | [11 empty] | N |  |  | OVER | [7 empty] | N | bar: X T to WND NG
15174 | Freeport McMoRan Oil & Gas | 50623 | Gaviota Oil Plant | CA | Santa Barbara | GENB | Natural Gas Fired Combustion Turbine | GT |  | J | X | X | TH_SP15_GEN-APND | TH_SP15_GEN-APND | 3.5 | 0.8 | 3 | 3.4 | 1.1 | N |  |  | RE | X | 12 | 1987 | 5 | 2020 | Y | Industrial CHP | 7 | [11 empty] | N | N |  | OVER | [7 empty] | N | N | N | bar: X T to WND NG
15174 | Freeport McMoRan Oil & Gas | 50623 | Gaviota Oil Plant | CA | Santa Barbara | GENC | Natural Gas Fired Combustion Turbine | GT |  | J | X | X | TH_SP15_GEN-APND | TH_SP15_GEN-APND | 3.5 | 0.8 | 3 | 3.4 | 1.1 | N |  |  | RE | X | 12 | 1987 | 5 | 2020 | Y | Industrial CHP | 7 | [11 empty] | N | N |  | OVER | [7 empty] | N | N | N | bar: X T to WND NG
15174 | Freeport McMoRan Oil & Gas | 50623 | Gaviota Oil Plant | CA | Santa Barbara | GEND | Natural Gas Fired Combustion Turbine | GT |  | J | X | X | TH_SP15_GEN-APND | TH_SP15_GEN-APND | 3.5 | 0.8 | 3 | 3.4 | 1.1 | N |  |  | RE | X | 12 | 1987 | 5 | 2020 | Y | Industrial CHP | 7 | [11 empty] | N | N |  | OVER | [7 empty] | N | N | N | bar: X T to WND NG
6090 | ExxonMobil Oil Corp | 50625 | ExxonMobil Beaumont Refinery | TX | Jefferson | TG7 | Other Gases | ST |  | S | X | X |  |  | 10 |  | 9.5 | 9.5 |  | N |  |  | RE | X | 2 | 1957 | 8 | 2005 | Y | Industrial CHP | 7 | [11 empty] | N | [10 empty] | Y | Y | N | bar: WND NG to WND BLQ
6090 | ExxonMobil Oil Corp | 50625 | ExxonMobil Beaumont Refinery | TX | Jefferson | TG9 | Other Gases | ST |  | S | X | X |  |  | 10 |  | 9.5 | 9.5 |  | N |  |  | RE | X | 6 | 1959 | 8 | 2005 | Y | Industrial CHP | 7 | [11 empty] | N | [10 empty] | Y | Y | N | bar: WND NG to WND BLQ
2138 | Brainerd Public Utilities | 50636 | Brainerd Public Utilities | MN | Crow Wing | VPLS | Conventional Steam Coal | ST |  | S | X | X |  |  | 0.6 | 0.8 | 0.6 | 0.6 | 0.1 |  |  |  | RE | X | 1 | 1959 | 12 | 2014 | N | Electric Utility | 1 | X T: X; WND NG: BIT |  |  |  | N |  |  | 12H |  |  | N |  | N |  |  |  | N | N
16653 | Sappi Cloquet LLC | 50639 | Sappi Cloquet Mill | MN | Carlton | GEN1 | Wood/Wood Waste Biomass | ST |  | S | X | X |  |  | 2 |  | 2 | 2 |  |  |  |  | RE | X | 1 | 1925 | 1 | 1988 | Y | Industrial CHP | 7 |  | BLQ | NG | WDS | DFO | SLW | [5 empty] | N
34691 | Ormat Nevada Inc | 50654 | Steamboat Hills LP | NV | Washoe | GEN1 | Geothermal | ST |  | S | X | X |  |  | 16.3 | 0.8 | 10.9 | 16.3 | 10.9 | N |  |  | RE | X | 2 | 1988 | 4 | 2020 | N | IPP Non-CHP | 2 | X T: X; WND NG: GEO; WND RFO: GEO |  |  |  | N |  |  | OVER | [7 empty] | N
34691 | Ormat Nevada Inc | 50654 | Steamboat Hills LP | NV | Washoe | OEC41 | Geothermal | BT |  | S | X | X |  |  | 5.5 | 0.8 | 3.7 | 5.5 | 3.7 | N |  |  | RE | X | 4 | 2007 | 4 | 2020 | N | IPP Non-CHP | 2 | X T: X; WND NG: GEO |  |  |  | N |  |  | OVER | [7 empty] | N
14395 | Palm Springs City of | 50674 | Municipal Cogen Plant | CA | Riverside | GEN1 | Natural Gas Internal Combustion Engine | IC |  | S | X | X |  |  | 0.7 | 0.8 | 0.6 | 0.6 | 0.3 | N |  |  | RE | X | 5 | 1985 | 6 | 2014 | Y | Commercial Non-CHP | 4 | [11 empty] | N | N |  | 1H | [9 empty] | N | bar: X T to WND NG
14395 | Palm Springs City of | 50674 | Municipal Cogen Plant | CA | Riverside | GEN2 | Natural Gas Internal Combustion Engine | IC |  | S | X | X |  |  | 0.7 | 0.8 | 0.6 | 0.6 | 0.3 | N |  |  | RE | X | 5 | 1985 | 6 | 2014 | Y | Commercial Non-CHP | 4 | [11 empty] | N | N |  | 1H | [9 empty] | N | bar: X T to WND NG
6529 | Exxon Mobil Production Co | 50728 | ExxonMobil Garden City Gas Plant | LA | St Mary | 1 | Natural Gas Steam Turbine | ST |  | S | X | X |  |  | 0.6 |  | 0.6 | 0.6 |  | N |  |  | RE | X | 11 | 1997 | 11 | 2002 | Y | Industrial CHP | 7 | bar: WND NG
6529 | Exxon Mobil Production Co | 50728 | ExxonMobil Garden City Gas Plant | LA | St Mary | 2 | Natural Gas Steam Turbine | ST |  | S | X | X |  |  | 0.6 |  | 0.6 | 0.6 |  | N |  |  | RE | X | 1 | 1964 | 11 | 2002 | Y | Industrial CHP | 7 | bar: WND NG
6529 | Exxon Mobil Production Co | 50728 | ExxonMobil Garden City Gas Plant | LA | St Mary | 3 | Natural Gas Steam Turbine | ST |  | S | X | X |  |  | 0.6 |  | 0.6 | 0.6 |  | N |  |  | RE | X | 1 | 1964 | 11 | 2002 | Y | Industrial CHP | 7 | bar: WND NG
6529 | Exxon Mobil Production Co | 50728 | ExxonMobil Garden City Gas Plant | LA | St Mary | 4 | Natural Gas Fired Combustion Turbine | GT |  | S | X | X |  |  | 0.8 |  | 0.7 | 0.8 |  | N |  |  | RE | X | 6 | 1968 | 11 | 2002 | Y | Industrial CHP | 7 | bar: WND NG
6529 | Exxon Mobil Production Co | 50728 | ExxonMobil Garden City Gas Plant | LA | St Mary | 5 | Natural Gas Internal Combustion Engine | IC |  | S | X | X |  |  | 0.1 |  | 0.1 | 0.1 |  | N |  |  | RE | X | 6 | 1968 | 11 | 2002 | Y | Industrial CHP | 7 | bar: WND NG
19526 | United States Steel-Gary | 50733 | Gary Works | IN | Lake | SWK6 | Natural Gas Steam Turbine | ST |  | S | X | X |  |  | 70 |  | 60 | 60 |  | N |  |  | RE | X | 4 | 1951 | 9 | 2001 | Y | Industrial CHP | 7 | bar: WND NG
63599 | Pure Hedge LLC | 50736 | Pure Hedge LLC | CT | Windham | GEN1 | All Other | ST |  | W | X | X |  |  | 31.3 | 1 | 26 | 26 | 6 | N |  |  | RE | X | 6 | 1991 | 1 | 2017 | N | IPP Non-CHP | 2 | X | TDF | PG | OBS |  |  |  | PG |  |  |  | N |  |  | OVER | [7 empty] | Y | Y | N
56764 | USG Nevada LLC | 50760 | Empire | NV | Washoe | OE11 | Geothermal | ST |  | S | X | X |  |  | 1.2 |  | 0.6 | 0.9 |  | N |  |  | RE | X | 12 | 1987 | 12 | 2011 | N | IPP Non-CHP | 2 | X T: X; WND NG: GEO |  |  |  | N
56764 | USG Nevada LLC | 50760 | Empire | NV | Washoe | OE12 | Geothermal | ST |  | S | X | X |  |  | 1.2 |  | 0.9 | 1 |  | N |  |  | RE | X | 12 | 1987 | 12 | 2011 | N | IPP Non-CHP | 2 | X T: X; WND NG: GEO |  |  |  | N
56764 | USG Nevada LLC | 50760 | Empire | NV | Washoe | OE13 | Geothermal | ST |  | S | X | X |  |  | 1.2 |  | 0.9 | 0.8 |  | N |  |  | RE | X | 12 | 1987 | 12 | 2011 | N | IPP Non-CHP | 2 | X T: X; WND NG: GEO |  |  |  | N
56764 | USG Nevada LLC | 50760 | Empire | NV | Washoe | OE14 | Geothermal | ST |  | S | X | X |  |  | 1.2 |  | 0.9 | 1 |  |  |  |  | RE | X | 12 | 1987 | 12 | 2011 | N | IPP Non-CHP | 2 | X T: X; WND NG: GEO |  |  |  | N
34691 | Ormat Nevada Inc | 50762 | Ormesa IH | CA | Imperial | OE11 | Geothermal | ST |  | S | X | X |  |  | 1.2 | 0.8 | 0.6 | 0.8 | 0.6 | N |  |  | RE | X | 12 | 1989 | 12 | 2017 | N | IPP Non-CHP | 2 | X T: X; WND NG: GEO |  |  |  | N |  |  | OVER | [7 empty] | N
34691 | Ormat Nevada Inc | 50762 | Ormesa IH | CA | Imperial | OE12 | Geothermal | ST |  | S | X | X |  |  | 1.2 | 0.8 | 0.6 | 0.8 | 0.6 | N |  |  | RE | X | 12 | 1989 | 12 | 2017 | N | IPP Non-CHP | 2 | X T: X; WND NG: GEO |  |  |  | N |  |  | OVER | [7 empty] | N
34691 | Ormat Nevada Inc | 50762 | Ormesa IH | CA | Imperial | OE13 | Geothermal | ST |  | S | X | X |  |  | 1.2 | 0.8 | 1 | 1.2 | 1 | N |  |  | RE | X | 12 | 1989 | 12 | 2017 | N | IPP Non-CHP | 2 | X T: X; WND NG: GEO |  |  |  | N |  |  | OVER | [7 empty] | N
34691 | Ormat Nevada Inc | 50762 | Ormesa IH | CA | Imperial | OE14 | Geothermal | ST |  | S | X | X |  |  | 1.2 | 0.8 | 0.6 | 0.8 | 0.6 | N |  |  | RE | X | 12 | 1989 | 12 | 2017 | N | IPP Non-CHP | 2 | X T: X; WND NG: GEO |  |  |  | N |  |  | OVER | [7 empty] | N
34691 | Ormat Nevada Inc | 50762 | Ormesa IH | CA | Imperial | OE15 | Geothermal | ST |  | S | X | X |  |  | 1.2 | 0.8 | 0.6 | 0.8 | 0.6 | N |  |  | RE | X | 12 | 1989 | 12 | 2017 | N | IPP Non-CHP | 2 | X T: X; WND NG: GEO |  |  |  | N |  |  | OVER | [7 empty] | N
34691 | Ormat Nevada Inc | 50762 | Ormesa IH | CA | Imperial | OE16 | Geothermal | ST |  | S | X | X |  |  | 1.2 | 0.8 | 1 | 1.2 | 1 | N |  |  | RE | X | 12 | 1989 | 12 | 2017 | N | IPP Non-CHP | 2 | X T: X; WND NG: GEO |  |  |  | N |  |  | OVER | [7 empty] | N
34691 | Ormat Nevada Inc | 50762 | Ormesa IH | CA | Imperial | OE21 | Geothermal | ST |  | S | X | X |  |  | 1.2 | 0.8 | 0.6 | 0.8 | 0.6 | N |  |  | RE | X | 12 | 1989 | 12 | 2017 | N | IPP Non-CHP | 2 | X T: X; WND NG: GEO |  |  |  | N |  |  | OVER | [7 empty] | N
34691 | Ormat Nevada Inc | 50762 | Ormesa IH | CA | Imperial | OE22 | Geothermal | ST |  | S | X | X |  |  | 1.2 | 0.8 | 0.6 | 0.8 | 0.6 | N |  |  | RE | X | 12 | 1989 | 12 | 2017 | N | IPP Non-CHP | 2 | X T: X; WND NG: GEO |  |  |  | N |  |  | OVER | [7 empty] | N
34691 | Ormat Nevada Inc | 50762 | Ormesa IH | CA | Imperial | OE23 | Geothermal | ST |  | S | X | X |  |  | 1.2 | 0.8 | 0.6 | 0.8 | 0.6 | N |  |  | RE | X | 12 | 1989 | 12 | 2017 | N | IPP Non-CHP | 2 | X T: X; WND NG: GEO |  |  |  | N |  |  | OVER | [7 empty] | N
34691 | Ormat Nevada Inc | 50762 | Ormesa IH | CA | Imperial | OE24 | Geothermal | ST |  | S | X | X |  |  | 1.2 | 0.8 | 0.6 | 0.8 | 0.6 | N |  |  | RE | X | 12 | 1989 | 12 | 2017 | N | IPP Non-CHP | 2 | X T: X; WND NG: GEO |  |  |  | N |  |  | OVER | [7 empty] | N
34691 | Ormat Nevada Inc | 50762 | Ormesa IH | CA | Imperial | OE25 | Geothermal | ST |  | S | X | X |  |  | 1.2 | 0.8 | 0.6 | 0.8 | 0.6 | N |  |  | RE | X | 12 | 1989 | 12 | 2017 | N | IPP Non-CHP | 2 | X T: X; WND NG: GEO |  |  |  | N |  |  | OVER | [7 empty] | N
34691 | Ormat Nevada Inc | 50762 | Ormesa IH | CA | Imperial | OE26 | Geothermal | ST |  | S | X | X |  |  | 1.2 | 0.8 | 0.6 | 0.8 | 0.6 | N |  |  | RE | X | 12 | 1989 | 12 | 2017 | N | IPP Non-CHP | 2 | X T: X; WND NG: GEO |  |  |  | N |  |  | OVER | [7 empty] | N
34691 | Ormat Nevada Inc | 50763 | Steamboat 1 | NV | Washoe | OE11 | Geothermal | BT |  | S | X | X |  |  | 1.2 | 0.8 | 0.9 | 1.1 | 0.9 | N |  |  | RE | X | 11 | 1986 | 12 | 2009 | N | IPP Non-CHP | 2 | X T: X; WND NG: GEO |  |  |  | N |  |  | OVER | [7 empty] | N
34691 | Ormat Nevada Inc | 50763 | Steamboat 1 | NV | Washoe | OE12 | Geothermal | BT |  | S | X | X |  |  | 1.2 | 0.8 | 0.9 | 1.1 | 0.9 | N |  |  | RE | X | 11 | 1986 | 12 | 2009 | N | IPP Non-CHP | 2 | X T: X; WND NG: GEO |  |  |  | N |  |  | OVER | [7 empty] | N
34691 | Ormat Nevada Inc | 50763 | Steamboat 1 | NV | Washoe | OE13 | Geothermal | BT |  | S | X | X |  |  | 1.2 | 0.8 | 0.9 | 1.1 | 0.9 | N |  |  | RE | X | 11 | 1986 | 12 | 2009 | N | IPP Non-CHP | 2 | X T: X; WND NG: GEO |  |  |  | N |  |  | OVER | [7 empty] | N
34691 | Ormat Nevada Inc | 50763 | Steamboat 1 | NV | Washoe | OE14 | Geothermal | BT |  | S | X | X |  |  | 1.2 | 0.8 | 0.9 | 1.1 | 0.9 | N |  |  | RE | X | 11 | 1986 | 12 | 2009 | N | IPP Non-CHP | 2 | X T: X; WND NG: GEO | [6 empty] | OVER
34691 | Ormat Nevada Inc | 50763 | Steamboat 1 | NV | Washoe | OE21 | Geothermal | BT |  | S | X | X |  |  | 1.2 | 0.8 | 0.9 | 1.1 | 0.9 | N |  |  | RE | X | 11 | 1986 | 12 | 2009 | N | IPP Non-CHP | 2 | X T: X; WND NG: GEO | [6 empty] | OVER
34691 | Ormat Nevada Inc | 50763 | Steamboat 1 | NV | Washoe | OE22 | Geothermal | BT |  | S | X | X |  |  | 1.2 | 0.8 | 0.9 | 1.1 | 0.9 | N |  |  | RE | X | 11 | 1986 | 12 | 2009 | N | IPP Non-CHP | 2 | X T: X; WND NG: GEO | [6 empty] | OVER
34691 | Ormat Nevada Inc | 50763 | Steamboat 1 | NV | Washoe | OE23 | Geothermal | BT |  | S | X | X |  |  | 1.2 | 0.8 | 0.9 | 1.1 | 0.9 | N |  |  | RE | X | 11 | 1986 | 12 | 2009 | N | IPP Non-CHP | 2 | X T: X; WND NG: GEO | [6 empty] | OVER
34691 | Ormat Nevada Inc | 50764 | Ormesa IE | CA | Imperial | OE10 | Geothermal | ST |  | S | X | X |  |  | 1.2 | 0.8 | 0.6 | 0.8 |  | N |  |  | RE | X | 12 | 1988 | 12 | 2017 | N | IPP Non-CHP | 2 | X T: X; WND NG: GEO | [14 empty] | N
34691 | Ormat Nevada Inc | 50764 | Ormesa IE | CA | Imperial | OE11 | Geothermal | ST |  | S | X | X |  |  | 1.2 | 0.8 | 1 | 1.2 |  | N |  |  | RE | X | 12 | 1988 | 12 | 2017 | N | IPP Non-CHP | 2 | X T: X; WND NG: GEO | [14 empty] | N
34691 | Ormat Nevada Inc | 50764 | Ormesa IE | CA | Imperial | OE12 | Geothermal | ST |  | S | X | X |  |  | 1.2 | 0.8 | 0.6 | 0.8 |  | N |  |  | RE | X | 12 | 1988 | 12 | 2017 | N | IPP Non-CHP | 2 | X T: X; WND NG: GEO | [14 empty] | N
34691 | Ormat Nevada Inc | 50764 | Ormesa IE | CA | Imperial | OEC1 | Geothermal | ST |  | S | X | X |  |  | 1.2 | 0.8 | 1 | 1.2 |  | N |  |  | RE | X | 12 | 1988 | 12 | 2017 | N | IPP Non-CHP | 2 | X T: X; WND NG: GEO
34691 | Ormat Nevada Inc | 50764 | Ormesa IE | CA | Imperial | OEC2 | Geothermal | ST |  | S | X | X |  |  | 1.2 | 0.8 | 0.6 | 0.8 |  | N |  |  | RE | X | 12 | 1988 | 12 | 2017 | N | IPP Non-CHP | 2 | X T: X; WND NG: GEO
34691 | Ormat Nevada Inc | 50764 | Ormesa IE | CA | Imperial | OEC3 | Geothermal | ST |  | S | X | X |  |  | 1.2 | 0.8 | 1 | 1.2 |  | N |  |  | RE | X | 12 | 1988 | 12 | 2017 | N | IPP Non-CHP | 2 | X T: X; WND NG: GEO
34691 | Ormat Nevada Inc | 50764 | Ormesa IE | CA | Imperial | OEC4 | Geothermal | ST |  | S | X | X |  |  | 1.2 | 0.8 | 0.6 | 0.8 |  | N |  |  | RE | X | 12 | 1988 | 12 | 2017 | N | IPP Non-CHP | 2 | X T: X; WND NG: GEO
34691 | Ormat Nevada Inc | 50764 | Ormesa IE | CA | Imperial | OEC5 | Geothermal | ST |  | S | X | X |  |  | 1.2 | 0.8 | 1 | 1.2 |  | N |  |  | RE | X | 12 | 1988 | 12 | 2017 | N | IPP Non-CHP | 2 | X T: X; WND NG: GEO
34691 | Ormat Nevada Inc | 50764 | Ormesa IE | CA | Imperial | OEC6 | Geothermal | ST |  | S | X | X |  |  | 1.2 | 0.8 | 0.6 | 0.8 |  | N |  |  | RE | X | 12 | 1988 | 12 | 2017 | N | IPP Non-CHP | 2 | X T: X; WND NG: GEO
34691 | Ormat Nevada Inc | 50764 | Ormesa IE | CA | Imperial | OEC7 | Geothermal | ST |  | S | X | X |  |  | 1.2 | 0.8 | 1 | 1.2 |  | N |  |  | RE | X | 12 | 1988 | 12 | 2017 | N | IPP Non-CHP | 2 | X T: X; WND NG: GEO
34691 | Ormat Nevada Inc | 50764 | Ormesa IE | CA | Imperial | OEC8 | Geothermal | ST |  | S | X | X |  |  | 1.2 | 0.8 | 0.6 | 0.8 |  | N |  |  | RE | X | 12 | 1988 | 12 | 2017 | N | IPP Non-CHP | 2 | X T: X; WND NG: GEO
34691 | Ormat Nevada Inc | 50764 | Ormesa IE | CA | Imperial | OEC9 | Geothermal | ST |  | S | X | X |  |  | 1.2 | 0.8 | 1 | 1.2 |  | N |  |  | RE | X | 12 | 1988 | 12 | 2017 | N | IPP Non-CHP | 2 | X T: X; WND NG: GEO
50131 | Enel Stillwater LLC | 50765 | Stillwater Facility | NV | Churchill | OE11 | Geothermal | BT |  | S | X | X |  |  | 1.5 | 1 | 0.6 | 1.2 | 0.1 | N |  |  | RE | X | 4 | 1989 | 1 | 2009 | N | IPP Non-CHP | 2 | X T: X; WND NG: GEO |  |  |  | N |  |  | 1H
50131 | Enel Stillwater LLC | 50765 | Stillwater Facility | NV | Churchill | OE12 | Geothermal | BT |  | S | X | X |  |  | 1.5 | 1 | 0.6 | 1 | 0.1 | N |  |  | RE | X | 4 | 1989 | 1 | 2009 | N | IPP Non-CHP | 2 | X T: X; WND NG: GEO |  |  |  | N |  |  | 1H
50131 | Enel Stillwater LLC | 50765 | Stillwater Facility | NV | Churchill | OE13 | Geothermal | BT |  | S | X | X |  |  | 1.5 | 1 | 0.7 | 1 | 0.1 | N |  |  | RE | X | 4 | 1989 | 1 | 2009 | N | IPP Non-CHP | 2 | X T: X; WND NG: GEO |  |  |  | N |  |  | 1H
50131 | Enel Stillwater LLC | 50765 | Stillwater Facility | NV | Churchill | OE14 | Geothermal | BT |  | S | X | X |  |  | 1.5 | 1 | 0.7 | 1 | 0.1 | N |  |  | RE | X | 4 | 1989 | 1 | 2009 | N | IPP Non-CHP | 2 | X T: X; WND NG: GEO |  |  |  | N |  |  | 1H
50131 | Enel Stillwater LLC | 50765 | Stillwater Facility | NV | Churchill | OE15 | Geothermal | BT |  | S | X | X |  |  | 1.5 | 1 | 0.6 | 1 | 0.1 | N |  |  | RE | X | 4 | 1989 | 1 | 2009 | N | IPP Non-CHP | 2 | X T: X; WND NG: GEO |  |  |  | N |  |  | 1H
50131 | Enel Stillwater LLC | 50765 | Stillwater Facility | NV | Churchill | OE16 | Geothermal | BT |  | S | X | X |  |  | 1.5 | 1 | 0.7 | 1 | 0.1 | N |  |  | RE | X | 4 | 1989 | 1 | 2009 | N | IPP Non-CHP | 2 | X T: X; WND NG: GEO |  |  |  | N |  |  | 1H
50131 | Enel Stillwater LLC | 50765 | Stillwater Facility | NV | Churchill | OE17 | Geothermal | BT |  | S | X | X |  |  | 1.5 | 1 | 0.6 | 0.9 | 0.1 | N |  |  | RE | X | 4 | 1989 | 1 | 2009 | N | IPP Non-CHP | 2 | X T: X; WND NG: GEO |  |  |  | N |  |  | 1H
50131 | Enel Stillwater LLC | 50765 | Stillwater Facility | NV | Churchill | OE21 | Geothermal | BT |  | S | X | X |  |  | 1.5 | 1 | 0.6 | 0.9 | 0.1 | N |  |  | RE | X | 4 | 1989 | 1 | 2009 | N | IPP Non-CHP | 2 | X T: X; WND NG: GEO |  |  |  | N |  |  | 1H
50131 | Enel Stillwater LLC | 50765 | Stillwater Facility | NV | Churchill | OE22 | Geothermal | BT |  | S | X | X |  |  | 1.5 | 1 | 0.5 | 0.9 | 0.1 | N |  |  | RE | X | 4 | 1989 | 1 | 2009 | N | IPP Non-CHP | 2 | X T: X; WND NG: GEO | [6 empty] | 1H
50131 | Enel Stillwater LLC | 50765 | Stillwater Facility | NV | Churchill | OE23 | Geothermal | BT |  | S | X | X |  |  | 1.5 | 1 | 0.6 | 1.1 | 0.1 | N |  |  | RE | X | 4 | 1989 | 1 | 2009 | N | IPP Non-CHP | 2 | X T: X; WND NG: GEO | [6 empty] | 1H
50131 | Enel Stillwater LLC | 50765 | Stillwater Facility | NV | Churchill | OE24 | Geothermal | BT |  | S | X | X |  |  | 1.5 | 1 | 0.6 | 1.1 | 0.1 | N |  |  | RE | X | 4 | 1989 | 1 | 2009 | N | IPP Non-CHP | 2 | X T: X; WND NG: GEO | [6 empty] | 1H
50131 | Enel Stillwater LLC | 50765 | Stillwater Facility | NV | Churchill | OE25 | Geothermal | BT |  | S | X | X |  |  | 1.5 | 1 | 0.6 | 0.9 | 0.1 | N |  |  | RE | X | 4 | 1989 | 1 | 2009 | N | IPP Non-CHP | 2 | X T: X; WND NG: GEO |  |  |  | N |  |  | 1H
50131 | Enel Stillwater LLC | 50765 | Stillwater Facility | NV | Churchill | OE26 | Geothermal | BT |  | S | X | X |  |  | 1.5 | 1 | 0.6 | 0.9 | 0.1 | N |  |  | RE | X | 4 | 1989 | 1 | 2009 | N | IPP Non-CHP | 2 | X T: X; WND NG: GEO |  |  |  | N |  |  | 1H
50131 | Enel Stillwater LLC | 50765 | Stillwater Facility | NV | Churchill | OE27 | Geothermal | BT |  | S | X | X |  |  | 1.5 | 1 | 0.5 | 0.8 | 0.1 | N |  |  | RE | X | 4 | 1989 | 1 | 2009 | N | IPP Non-CHP | 2 | X T: X; WND NG: GEO |  |  |  | N |  |  | 1H
34691 | Ormat Nevada Inc | 50766 | Ormesa I | CA | Imperial | OE1 | Geothermal | ST |  | S | X | X |  |  | 1.2 | 0.8 | 0.7 | 0.9 | 0.7 | N |  |  | RE | X | 12 | 1986 | 9 | 2003 | N | IPP Non-CHP | 2 | X T: X; WND NG: GEO | [14 empty] | N
34691 | Ormat Nevada Inc | 50766 | Ormesa I | CA | Imperial | OE10 | Geothermal | ST |  | S | X | X |  |  | 1.2 | 0.8 | 0.7 | 0.9 | 0.7 | N |  |  | RE | X | 12 | 1986 | 9 | 2003 | N | IPP Non-CHP | 2 | X T: X; WND NG: GEO | [14 empty] | N
34691 | Ormat Nevada Inc | 50766 | Ormesa I | CA | Imperial | OE11 | Geothermal | ST |  | S | X | X |  |  | 1.2 | 0.8 | 0.5 | 0.9 | 0.5 | N |  |  | RE | X | 5 | 1989 | 9 | 2003 | N | IPP Non-CHP | 2 | X T: X; WND NG: GEO | [14 empty] | N
34691 | Ormat Nevada Inc | 50766 | Ormesa I | CA | Imperial | OE12 | Geothermal | ST |  | S | X | X |  |  | 1.2 | 0.8 | 0.5 | 0.9 | 0.5 | N |  |  | RE | X | 12 | 1986 | 9 | 2003 | N | IPP Non-CHP | 2 | X T: X; WND NG: GEO | [14 empty] | N
34691 | Ormat Nevada Inc | 50766 | Ormesa I | CA | Imperial | OE13 | Geothermal | ST |  | S | X | X |  |  | 1.2 | 0.8 | 0.7 | 0.9 | 0.7 | N |  |  | RE | X | 12 | 1986 | 9 | 2003 | N | IPP Non-CHP | 2 | X T: X; WND NG: GEO | [14 empty] | N
34691 | Ormat Nevada Inc | 50766 | Ormesa I | CA | Imperial | OE14 | Geothermal | ST |  | S | X | X |  |  | 1.2 | 0.8 | 0.5 | 0.9 | 0.5 | N |  |  | RE | X | 5 | 1989 | 9 | 2003 | N | IPP Non-CHP | 2 | X T: X; WND NG: GEO | [14 empty] | N
34691 | Ormat Nevada Inc | 50766 | Ormesa I | CA | Imperial | OE15 | Geothermal | ST |  | S | X | X |  |  | 1.2 | 0.8 | 0.5 | 0.9 | 0.5 | N |  |  | RE | X | 12 | 1986 | 9 | 2003 | N | IPP Non-CHP | 2 | X T: X; WND NG: GEO | [14 empty] | N
34691 | Ormat Nevada Inc | 50766 | Ormesa I | CA | Imperial | OE16 | Geothermal | ST |  | S | X | X |  |  | 1.2 | 0.8 | 0.7 | 0.9 | 0.7 | N |  |  | RE | X | 12 | 1986 | 9 | 2003 | N | IPP Non-CHP | 2 | X T: X; WND NG: GEO | [14 empty] | N
34691 | Ormat Nevada Inc | 50766 | Ormesa I | CA | Imperial | OE2 | Geothermal | ST |  | S | X | X |  |  | 1.2 | 0.8 | 0.7 | 0.9 | 0.7 | N |  |  | RE | X | 12 | 1986 | 9 | 2003 | N | IPP Non-CHP | 2 | X T: X; WND NG: GEO | [14 empty] | N
34691 | Ormat Nevada Inc | 50766 | Ormesa I | CA | Imperial | OE21 | Geothermal | ST |  | S | X | X |  |  | 1.2 | 0.8 | 0.5 | 0.9 | 0.5 | N |  |  | RE | X | 5 | 1989 | 9 | 2003 | N | IPP Non-CHP | 2 | X T: X; WND NG: GEO | [14 empty] | N
34691 | Ormat Nevada Inc | 50766 | Ormesa I | CA | Imperial | OE22 | Geothermal | ST |  | S | X | X |  |  | 1.2 | 0.8 | 0.5 | 0.9 | 0.5 | N |  |  | RE | X | 12 | 1986 | 9 | 2003 | N | IPP Non-CHP | 2 | X T: X; WND NG: GEO | [14 empty] | N
34691 | Ormat Nevada Inc | 50766 | Ormesa I | CA | Imperial | OE23 | Geothermal | ST |  | S | X | X |  |  | 1.2 | 0.8 | 0.9 | 1.1 | 0.9 | N |  |  | RE | X | 12 | 1986 | 7 | 2008 | N | IPP Non-CHP | 2 | X T: X; WND NG: GEO | [14 empty] | N
34691 | Ormat Nevada Inc | 50766 | Ormesa I | CA | Imperial | OE24 | Geothermal | ST |  | S | X | X |  |  | 1.2 | 0.8 | 0.5 | 0.9 | 0.5 | N |  |  | RE | X | 12 | 1986 | 9 | 2003 | N | IPP Non-CHP | 2 | X T: X; WND NG: GEO | [14 empty] | N
34691 | Ormat Nevada Inc | 50766 | Ormesa I | CA | Imperial | OE25 | Geothermal | ST |  | S | X | X |  |  | 1.2 | 0.8 | 0.5 | 0.9 | 0.5 | N |  |  | RE | X | 12 | 1986 | 9 | 2003 | N | IPP Non-CHP | 2 | X T: X; WND NG: GEO | [14 empty] | N
34691 | Ormat Nevada Inc | 50766 | Ormesa I | CA | Imperial | OE26 | Geothermal | ST |  | S | X | X |  |  | 1.2 | 0.8 | 0.9 | 1.1 | 0.9 | N |  |  | RE | X | 12 | 1986 | 4 | 2012 | N | IPP Non-CHP | 2 | X T: X; WND NG: GEO | [14 empty] | N
34691 | Ormat Nevada Inc | 50766 | Ormesa I | CA | Imperial | OE27 | Geothermal | ST |  | S | X | X |  |  | 1.2 | 0.8 | 0.9 | 1.1 | 0.9 | N |  |  | RE | X | 12 | 1986 | 9 | 2003 | N | IPP Non-CHP | 2 | X T: X; WND NG: GEO | [14 empty] | N
34691 | Ormat Nevada Inc | 50766 | Ormesa I | CA | Imperial | OE28 | Geothermal | ST |  | S | X | X |  |  | 1.2 | 0.8 | 0.9 | 1.1 | 0.9 | N |  |  | RE | X | 12 | 1986 | 9 | 2003 | N | IPP Non-CHP | 2 | X T: X; WND NG: GEO | [14 empty] | N
34691 | Ormat Nevada Inc | 50766 | Ormesa I | CA | Imperial | OE3 | Geothermal | ST |  | S | X | X |  |  | 1.2 | 0.8 | 0.9 | 1.1 | 0.9 | N |  |  | RE | X | 12 | 1986 | 9 | 2003 | N | IPP Non-CHP | 2 | X T: X; WND NG: GEO
34691 | Ormat Nevada Inc | 50766 | Ormesa I | CA | Imperial | OE4 | Geothermal | ST |  | S | X | X |  |  | 1.2 | 0.8 | 0.7 | 0.9 | 0.7 | N |  |  | RE | X | 12 | 1986 | 9 | 2003 | N | IPP Non-CHP | 2 | X T: X; WND NG: GEO | [14 empty] | N
34691 | Ormat Nevada Inc | 50766 | Ormesa I | CA | Imperial | OE5 | Geothermal | ST |  | S | X | X |  |  | 1.2 | 0.8 | 1.1 | 1.1 | 1.1 | N |  |  | RE | X | 12 | 1986 | 9 | 2003 | N | IPP Non-CHP | 2 | X T: X; WND NG: GEO
34691 | Ormat Nevada Inc | 50766 | Ormesa I | CA | Imperial | OE6 | Geothermal | ST |  | S | X | X |  |  | 1.2 | 0.8 | 1.1 | 1.1 | 1.1 | N |  |  | RE | X | 12 | 1986 | 9 | 2003 | N | IPP Non-CHP | 2 | X T: X; WND NG: GEO
34691 | Ormat Nevada Inc | 50766 | Ormesa I | CA | Imperial | OE7 | Geothermal | ST |  | S | X | X |  |  | 1.2 | 0.8 | 0.7 | 0.9 | 0.7 | N |  |  | RE | X | 12 | 1986 | 9 | 2003 | N | IPP Non-CHP | 2 | X T: X; WND NG: GEO
34691 | Ormat Nevada Inc | 50766 | Ormesa I | CA | Imperial | OE8 | Geothermal | ST |  | S | X | X |  |  | 1.2 | 0.8 | 0.7 | 0.9 | 0.7 | N |  |  | RE | X | 12 | 1986 | 9 | 2003 | N | IPP Non-CHP | 2 | X T: X; WND NG: GEO
34691 | Ormat Nevada Inc | 50766 | Ormesa I | CA | Imperial | OE9 | Geothermal | ST |  | S | X | X |  |  | 1.2 | 0.8 | 0.7 | 0.9 | 0.7 | N |  |  | RE | X | 12 | 1986 | 9 | 2003 | N | IPP Non-CHP | 2 | X T: X; WND NG: GEO
54827 | Telogia Power LLC | 50774 | Telogia Power | FL | Liberty | GEN1 | Wood/Wood Waste Biomass | ST |  | S | X | X |  |  | 14 | 0.85 | 13.7 | 13.7 | 3 | N |  |  | RE | X | 7 | 1986 | 6 | 2020 | N | IPP Non-CHP | 2 | X T: X; WND NG: WDS; WND RFO: WDS |  |  |  | N | N |  | 12H |  |  | N |  |  |  |  | N | N | N
21148 | Zapco Energy Tactics Corp | 50782 | Taylor Energy Partners LP | PA | Lackawanna | AM1 | Landfill Gas | IC |  | S | X | X |  |  | 1 |  | 0.6 | 0.6 |  | N |  |  | RE | X | 9 | 1987 | 12 | 2005 | N | IPP Non-CHP | 2 | X T: X; WND NG: LFG
21148 | Zapco Energy Tactics Corp | 50782 | Taylor Energy Partners LP | PA | Lackawanna | AM2 | Landfill Gas | IC |  | S | X | X |  |  | 0.7 |  | 0.4 | 0.4 |  | N |  |  | RE | X | 9 | 1987 | 5 | 2008 | N | IPP Non-CHP | 2 | X T: X; WND NG: LFG
21148 | Zapco Energy Tactics Corp | 50782 | Taylor Energy Partners LP | PA | Lackawanna | AM3 | Landfill Gas | IC |  | S | X | X |  |  | 0.7 |  | 0.4 | 0.4 |  | N |  |  | RE | X | 9 | 1987 | 12 | 2005 | N | IPP Non-CHP | 2 | X T: X; WND NG: LFG
21148 | Zapco Energy Tactics Corp | 50782 | Taylor Energy Partners LP | PA | Lackawanna | AM4 | Landfill Gas | IC |  | S | X | X |  |  | 0.7 |  | 0.4 | 0.4 |  | N |  |  | RE | X | 9 | 1987 | 12 | 2003 | N | IPP Non-CHP | 2 | X T: X; WND NG: LFG
21148 | Zapco Energy Tactics Corp | 50788 | Lafayette Energy Partners LP | NJ | Sussex | HA1 | Landfill Gas | IC |  | W | X | X |  |  | 0.6 |  | 0.5 | 0.5 |  | N |  |  | RE | X | 7 | 1990 | 2 | 2010 | N | IPP Non-CHP | 2 | X T: X; WND NG: LFG
21148 | Zapco Energy Tactics Corp | 50788 | Lafayette Energy Partners LP | NJ | Sussex | HA2 | Landfill Gas | IC |  | W | X | X |  |  | 0.6 |  | 0.5 | 0.5 |  | N |  |  | RE | X | 7 | 1990 | 2 | 2010 | N | IPP Non-CHP | 2 | X T: X; WND NG: LFG
18155 | Westrock (LA) | 50810 | Westrock Hodge (LA) | LA | Jackson | NO 4 | Wood/Wood Waste Biomass | ST |  | W | X | X |  |  | 3 | 0.85 | 3 | 3 | 1 |  |  |  | RE | X | 1 | 1938 | 1 | 2006 | Y | Industrial CHP | 7 | X T: T; WND NG: BLQ; WND BLQ: NG; WND BIT: WDS |  |  |  | N | N |  | 12H | [7 empty] | N
18155 | Westrock (LA) | 50810 | Westrock Hodge (LA) | LA | Jackson | NO 6 | Wood/Wood Waste Biomass | ST |  | S | X | X |  |  | 5 | 0.95 | 5 | 5 | 1 |  |  |  | RE | X | 12 | 1952 | 10 | 2015 | Y | Industrial CHP | 7 | X T: T; WND NG: BLQ; WND BLQ: NG; WND BIT: WDS |  |  |  | N | N |  | 12H | [7 empty] | N | N | N
58661 | Sustainable Power Group, LLC | 50818 | Dyer Road | CA | San Joaquin | GEN1 | Onshore Wind Turbine | WT |  | W | X | X |  |  | 10.5 |  | 10.5 | 10.5 | 0 | N |  |  | RE | X | 12 | 1983 | 4 | 2015 | N | IPP Non-CHP | 2 | X T: X; WND NG: WND |  |  |  | N |  | 188
58661 | Sustainable Power Group, LLC | 50819 | ESI Project | CA | Alameda | GEN1 | Onshore Wind Turbine | WT |  | W | X | X |  |  | 1.2 |  | 1.2 | 1.2 | 0 | N |  |  | RE | X | 12 | 1981 | 5 | 2015 | N | IPP Non-CHP | 2 | X T: X; WND NG: WND |  |  |  | N |  | 14
56545 | Pattern Operators LP | 50826 | Tres Vaqueros Wind Farms LLC | CA | Contra Costa | 1 | Onshore Wind Turbine | WT |  | W | X | X |  |  | 28.3 |  | 28.3 | 28.3 |  |  |  |  | CN | X |  |  |  |  | N | IPP Non-CHP | 2 | X T: X; WND NG: WND |  |  |  | N | N | 86
18414 | TES Filer City Station LP | 50835 | TES Filer City Station | MI | Manistee | GEN2 | Natural Gas Fired Combined Cycle | CT |  | J | X | N | cons.filercity | MISO | 253 | 0.85 | 228 | 253 |  | N |  |  | CN | X |  |  |  |  | N | IPP CHP | 3 | [11 empty] | N | N |  | 10M |  |  |  |  | N |  |  | N | N | N | bar: WND NG
56097 | Gramercy Holdings I LLC | 50846 | Gramercy Holdings LLC | LA | St James | GT1 | Natural Gas Fired Combustion Turbine | GT |  | S | X | X |  |  | 16 | 0.95 | 15 | 17 | 1 | N |  |  | RE | X | 3 | 1969 | 12 | 2006 | Y | Industrial CHP | 7 | [11 empty] | N | N |  | 12H | bar: X T to WND NG
56097 | Gramercy Holdings I LLC | 50846 | Gramercy Holdings LLC | LA | St James | GT2 | Natural Gas Fired Combustion Turbine | GT |  | S | X | X |  |  | 16 | 0.95 | 15 | 17 | 1 | N |  |  | RE | X | 4 | 1969 | 2 | 2010 | Y | Industrial CHP | 7 | [11 empty] | N | N |  | 12H | bar: X T to WND NG
20541 | Wheelabrator Environmental Systems | 50872 | Wheelabrator Claremont Facility | NH | Sullivan | GEN1 | Municipal Solid Waste | ST |  | S | X | X |  |  | 4.5 | 0.85 | 4.5 | 4.5 | 2 | N |  |  | RE | X | 3 | 1987 | 9 | 2013 | N | IPP Non-CHP | 2 | X T: X; WND NG: MSW | [6 empty] | 12H | [7 empty] | N
20541 | Wheelabrator Environmental Systems | 50879 | Wheelabrator Frackville Energy | PA | Schuylkill | GEN1 | Conventional Steam Coal | ST |  | S | X | X |  |  | 48 | 0.85 | 42.5 | 42.5 | 25 | N |  |  | RE | X | 9 | 1988 | 2 | 2020 | Y | IPP CHP | 3 | X T: T; WND NG: WC; WND RFO: DFO |  |  |  | N | N |  | OVER | Y |  |  |  | Y |  |  | N | N | N
20541 | Wheelabrator Environmental Systems | 50881 | Wheelabrator Shasta | CA | Shasta | GEN4 | Wood/Wood Waste Biomass | ST |  | S | X | X |  |  | 7.8 |  | 3.5 | 3.5 |  | N |  |  | RE | X | 8 | 2000 | 12 | 2007 | N | IPP Non-CHP | 2 | X T: X; WND NG: WDS; WND BLQ: AB; WND BIT: NG | [15 empty] | Y
20508 | WestRock Corp | 50900 | Covington Facility | VA | Covington City | GEN1 | Conventional Steam Coal | ST |  | S | X | X |  |  | 10.5 |  | 10.5 | 10.5 |  | N |  |  | RE | X | 1 | 1939 | 10 | 2013 | Y | Industrial CHP | 7 | T | BIT | NG | WDS | RFO | DFO |  | NG | RFO |  |  | N | N |  |  |  | Y |  |  | Y |  |  | Y | Y | Y
20508 | WestRock Corp | 50900 | Covington Facility | VA | Covington City | GEN2 | Conventional Steam Coal | ST |  | S | X | X |  |  | 10.5 |  | 10.5 | 10.5 |  | N |  |  | RE | X | 1 | 1946 | 12 | 2013 | Y | Industrial CHP | 7 | T | BIT | NG | WDS | RFO | DFO |  | NG | RFO |  |  | N | N |  |  |  | Y |  |  | Y |  |  | Y | Y | Y
20508 | WestRock Corp | 50900 | Covington Facility | VA | Covington City | GEN6 | Wood/Wood Waste Biomass | ST |  | S | X | X |  |  | 5.5 |  | 5.5 | 5.5 |  | N |  |  | RE | X | 1 | 1930 | 1 | 2009 | Y | Industrial CHP | 7 | T | BLQ | WDS | SUB | NG | RFO | [5 empty] | N | N | 0 | [8 empty] | Y | Y | Y
21964 | University of New Mexico | 50905 | Univ New Mexico Cogen Plant | NM | Bernalillo | 1 | Natural Gas Fired Combustion Turbine | GT |  | S | X | X |  |  | 2.5 | 0.9 | 2.1 | 2.5 |  | N |  |  | RE | X | 5 | 1989 | 2 | 2009 | Y | Commercial CHP | 5 | [11 empty] | N | bar: X T to WND NG
21964 | University of New Mexico | 50906 | Ford Utilities Center | NM | Bernalillo | 2 | Natural Gas Steam Turbine | ST |  | S | X | X |  |  | 1.5 |  | 1.4 | 1.4 |  | N |  |  | RE | X | 2 | 1984 | 5 | 2003 | N | Commercial CHP | 5 | [11 empty] | N | N |  | 1H | bar: X T to WND NG
5959 | Erie Coke Corp | 50920 | Erie Coke | PA | Erie | 1 | Other Gases | ST |  | S | X | X |  |  | 2.5 | 0.8 | 1 | 1.3 | 0.1 | N |  |  | RE | X | 1 | 1953 | 12 | 2019 | Y | Industrial CHP | 7 | X T: B; WND NG: OG; WND BLQ: NG; WND RFO: OG | NG |  |  | N | N |  | 1H | [7 empty] | Y | Y | N
5089 | Des Moines Metro WRF | 50932 | Des Moines Wastewater Reclamation Fac | IA | Polk | 01 | Other Waste Biomass | IC |  | S | X | X |  |  | 0.6 | 0.9 | 0.6 | 0.6 | 0.4 | N |  |  | RE | X | 7 | 1991 | 8 | 2016 | Y | Commercial CHP | 5 | X T: T; WND NG: OBG; WND BLQ: NG |  |  |  | N | N |  | 1H | [7 empty] | Y | N | N
5089 | Des Moines Metro WRF | 50932 | Des Moines Wastewater Reclamation Fac | IA | Polk | 02 | Other Waste Biomass | IC |  | S | X | X |  |  | 0.6 | 0.9 | 0.6 | 0.6 | 0.4 | N |  |  | RE | X | 7 | 1991 | 8 | 2016 | Y | Commercial CHP | 5 | X T: T; WND NG: OBG; WND BLQ: NG |  |  |  | N | N |  | 1H | [7 empty] | Y | N | N
5089 | Des Moines Metro WRF | 50932 | Des Moines Wastewater Reclamation Fac | IA | Polk | 03 | Other Waste Biomass | IC |  | S | X | X |  |  | 0.6 | 0.9 | 0.6 | 0.6 | 0.4 | N |  |  | RE | X | 7 | 1991 | 8 | 2016 | Y | Commercial CHP | 5 | X T: T; WND NG: OBG; WND BLQ: NG |  |  |  | N | N |  | 1H | [7 empty] | Y | N | N
61707 | Ahlstrom-Munksjo | 50933 | Rhinelander Mill | WI | Oneida | GEN3 | Natural Gas Steam Turbine | ST |  | S | X | X |  |  | 4 |  | 0.6 | 1.7 |  | N |  |  | RE | X | 12 | 1940 | 12 | 2012 | Y | Industrial CHP | 7 | B | NG | BIT | DFO |  |  |  | NG |  |  |  | N | N | [6 empty] | N |  |  | Y | N | Y
3179 | Caterpillar Inc | 50935 | Caterpillar | IN | Tippecanoe | 0101 | Petroleum Liquids | IC |  | S | X | X |  |  | 2 |  | 1.8 | 2 |  |  |  |  | RE | X | 6 | 2001 | 9 | 2001 | N | Industrial Non-CHP | 6 | X T: X; WND NG: DFO |  |  |  | N
3179 | Caterpillar Inc | 50935 | Caterpillar | IN | Tippecanoe | 0102 | Petroleum Liquids | IC |  | S | X | X |  |  | 2 |  | 1.8 | 2 |  |  |  |  | RE | X | 6 | 2001 | 9 | 2001 | N | Industrial Non-CHP | 6 | X T: X; WND NG: DFO |  |  |  | N
3179 | Caterpillar Inc | 50935 | Caterpillar | IN | Tippecanoe | 0103 | Petroleum Liquids | IC |  | S | X | X |  |  | 2 |  | 1.8 | 2 |  |  |  |  | RE | X | 6 | 2001 | 9 | 2001 | N | Industrial Non-CHP | 6 | X T: X; WND NG: DFO |  |  |  | N
3179 | Caterpillar Inc | 50935 | Caterpillar | IN | Tippecanoe | 0104 | Petroleum Liquids | IC |  | S | X | X |  |  | 2 |  | 1.8 | 2 |  |  |  |  | RE | X | 6 | 2001 | 9 | 2001 | N | Industrial Non-CHP | 6 | X T: X; WND NG: DFO |  |  |  | N
3179 | Caterpillar Inc | 50935 | Caterpillar | IN | Tippecanoe | 0105 | Petroleum Liquids | IC |  | S | X | X |  |  | 2 |  | 1.8 | 2 |  |  |  |  | RE | X | 6 | 2001 | 9 | 2001 | N | Industrial Non-CHP | 6 | X T: X; WND NG: DFO |  |  |  | N
3179 | Caterpillar Inc | 50935 | Caterpillar | IN | Tippecanoe | 0106 | Petroleum Liquids | IC |  | S | X | X |  |  | 2 |  | 1.8 | 2 |  |  |  |  | RE | X | 6 | 2001 | 9 | 2001 | N | Industrial Non-CHP | 6 | X T: X; WND NG: DFO |  |  |  | N
3179 | Caterpillar Inc | 50935 | Caterpillar | IN | Tippecanoe | 0107 | Petroleum Liquids | IC |  | S | X | X |  |  | 2 |  | 1.8 | 2 |  |  |  |  | RE | X | 6 | 2001 | 9 | 2001 | N | Industrial Non-CHP | 6 | X T: X; WND NG: DFO |  |  |  | N
3179 | Caterpillar Inc | 50935 | Caterpillar | IN | Tippecanoe | 0108 | Petroleum Liquids | IC |  | S | X | X |  |  | 2 |  | 1.8 | 2 |  | N |  |  | RE | X | 6 | 2001 | 9 | 2001 | N | Industrial Non-CHP | 6 | X T: X; WND NG: DFO |  |  |  | N
20854 | Winnebago County | 50936 | Winnebago County Landfill Gas | WI | Winnebago | EG1 | Landfill Gas | IC |  | S | X | X |  |  | 0.9 | 1 | 0.9 | 0.9 | 0.7 | N |  |  | RE | X | 2 | 2000 | 8 | 2016 | N | IPP CHP | 3 | X T: X; WND NG: LFG; WND BLQ: NG |  |  |  | N | N |  | 1H | [7 empty] | Y | N | N
20854 | Winnebago County | 50936 | Winnebago County Landfill Gas | WI | Winnebago | EG2 | Landfill Gas | IC |  | S | X | X |  |  | 0.9 | 1 | 0.9 | 0.9 | 0.7 | N |  |  | RE | X | 2 | 2000 | 12 | 2019 | N | IPP CHP | 3 | X T: X; WND NG: LFG; WND BLQ: NG |  |  |  | N | N |  | 1H | [7 empty] | Y | N | N
20854 | Winnebago County | 50936 | Winnebago County Landfill Gas | WI | Winnebago | EG6 | Landfill Gas | IC |  | S | X | X |  |  | 1.4 |  | 1.4 | 1.4 |  |  |  |  | CN | X |  |  |  |  | Y | IPP CHP | 3 | WND NG: LFG |  |  |  | N | [11 empty] | N
20541 | Wheelabrator Environmental Systems | 50950 | Wheelabrator Martell | CA | Amador | GEN1 | Wood/Wood Waste Biomass | ST |  | S | X | X |  |  | 23 |  | 15 | 15 |  | N |  |  | RE | X | 12 | 1985 | 12 | 2003 | Y | Industrial CHP | 7 | WND NG: WDS
2844 | Department of the Navy | 50963 | Naval Hospital Medical Center | CA | San Diego | 1TG | Natural Gas Fired Combustion Turbine | GT |  | S | X | X |  |  | 0.8 |  | 0.7 | 0.8 |  |  |  |  | RE | X | 9 | 1986 | 3 | 2003 | Y | Commercial CHP | 5 | X T: X; WND NG: NG; WND BLQ: DFO
2844 | Department of the Navy | 50963 | Naval Hospital Medical Center | CA | San Diego | 2TG | Natural Gas Fired Combustion Turbine | GT |  | S | X | X |  |  | 0.8 |  | 0.7 | 0.8 |  |  |  |  | RE | X | 9 | 1986 | 4 | 2003 | Y | Commercial CHP | 5 | X T: X; WND NG: NG; WND BLQ: DFO | [6 empty] | 1H
2844 | Department of the Navy | 50963 | Naval Hospital Medical Center | CA | San Diego | 3TG | Natural Gas Fired Combustion Turbine | GT |  | S | X | X |  |  | 0.8 |  | 0.7 | 0.8 |  |  |  |  | RE | X | 9 | 1986 | 4 | 2003 | Y | Commercial CHP | 5 | X T: X; WND NG: NG; WND BLQ: DFO
19876 | Virginia Electric & Power Co | 50966 | Bellmeade Power Station | VA | Richmond City | 1 | Natural Gas Fired Combined Cycle | CT | G781 | S | X | N |  |  | 110 | 0.85 | 95 | 95 | 32 |  |  |  | RE | X | 2 | 1997 | 3 | 2019 | N | Electric Utility | 1 | X T: X; WND NG: NG; WND BLQ: DFO |  |  |  | N |  |  | 12H | [7 empty] | Y | N | Y
19876 | Virginia Electric & Power Co | 50966 | Bellmeade Power Station | VA | Richmond City | 2 | Natural Gas Fired Combined Cycle | CT | G781 | S | X | N |  |  | 110 | 0.85 | 95 | 95 | 32 |  |  |  | RE | X | 2 | 1997 | 3 | 2019 | N | Electric Utility | 1 | X T: X; WND NG: NG; WND BLQ: DFO |  |  |  | N |  |  | 12H | [7 empty] | Y | N | Y
19876 | Virginia Electric & Power Co | 50966 | Bellmeade Power Station | VA | Richmond City | 3 | Natural Gas Fired Combined Cycle | CA | G781 | S | Y | X |  |  | 110 | 0.85 | 77 | 77 | 25 |  |  |  | RE | X | 2 | 1997 | 3 | 2019 | N | Electric Utility | 1 | X T: X; WND NG: NG; WND BLQ: DFO |  |  |  | N |  |  | 12H | [7 empty] | Y | N | N
12981 | Motiva Enterprises LLC | 50973 | Motiva Enterprises Port Arthur Refinery | TX | Jefferson | GN26 | Natural Gas Fired Combined Cycle | CS |  | S | N | N |  |  | 18.8 |  | 9.7 | 11.7 |  | N |  |  | RE | X | 6 | 1970 | 2 | 2012 | Y | Industrial CHP | 7 | [11 empty] | N | [10 empty] | N | bar: X T to WND NG
12981 | Motiva Enterprises LLC | 50973 | Motiva Enterprises Port Arthur Refinery | TX | Jefferson | GN27 | Natural Gas Fired Combined Cycle | CA |  | S | N | X |  |  | 21.3 |  | 4.3 | 12 |  | N |  |  | RE | X | 5 | 1984 | 2 | 2011 | Y | Industrial CHP | 7 | X T: T; WND NG: NG; WND BLQ: OG |  |  |  | N | [10 empty] | N
6452 | Florida Power & Light Co | 50976 | Indiantown Cogeneration LP | FL | Martin | GEN1 | Conventional Steam Coal | ST |  | S | X | X |  |  | 395.4 | 0.83 | 330 | 330 | 100 | N |  |  | RE | X | 12 | 1995 | 12 | 2020 | Y | Electric Utility | 1 | T | BIT | NG | WO |  |  |  | NG |  |  |  | N | N |  | OVER |  | Y |  |  | Y |  |  | N | N | N
11637 | Marathon Electric Mfg Corp | 50990 | Marathon Electric | WI | Marathon | P1-1 | Petroleum Liquids | IC |  | S | X | X |  |  | 0.4 | 0.8 | 0.4 | 0.4 | 0.4 |  |  |  | RE | X | 12 | 1978 | 7 | 2018 | N | Industrial Non-CHP | 6 | X T: X; WND NG: DFO |  |  |  | N | N |  | 1H | [7 empty] | N | N | N
11637 | Marathon Electric Mfg Corp | 50990 | Marathon Electric | WI | Marathon | P1-2 | Petroleum Liquids | IC |  | S | X | X |  |  | 0.4 | 0.8 | 0.4 | 0.4 | 0.4 |  |  |  | RE | X | 12 | 1978 | 7 | 2018 | N | Industrial Non-CHP | 6 | X T: X; WND NG: DFO |  |  |  | N | N |  | 1H | [7 empty] | N | N | N
11637 | Marathon Electric Mfg Corp | 50990 | Marathon Electric | WI | Marathon | P3-5 | Petroleum Liquids | IC |  | S | X | X |  |  | 0.7 |  | 0.7 | 0.7 |  |  |  |  | RE | X | 4 | 1997 | 12 | 2009 | N | Industrial Non-CHP | 6 | X T: X; WND NG: DFO |  |  |  | N
5347 | Dow Chemical Co | 52005 | Plaquemine Operations | LA | Iberville | GEN1 | Natural Gas Fired Combined Cycle | CS |  | S | N | N |  |  | 53 |  | 49 | 51 |  | N |  |  | RE | X | 12 | 1969 | 11 | 2002 | Y | Industrial CHP | 7 | [12 empty] | N | bar: WND NG
5347 | Dow Chemical Co | 52005 | Plaquemine Operations | LA | Iberville | GEN2 | Natural Gas Fired Combined Cycle | CS |  | S | N | N |  |  | 53 |  | 49 | 51 |  | N |  |  | RE | X | 12 | 1969 | 11 | 2002 | Y | Industrial CHP | 7 | [12 empty] | N | bar: WND NG
5347 | Dow Chemical Co | 52006 | LaO Energy Systems | LA | Iberville | GEN7 | Natural Gas Fired Combined Cycle | CT |  | S | X | N | EES,DOWCHEM | EES,DOWCHEM | 125 | 0.85 | 95 | 114 | 75 | N |  |  | RE | X | 12 | 1982 | 9 | 2016 | Y | Industrial CHP | 7 | X T: T; WND NG: NG; WND BLQ: OG |  |  |  | N |  |  | 12H | [8 empty] | Y | N
5347 | Dow Chemical Co | 52006 | LaO Energy Systems | LA | Iberville | GEN8 | Natural Gas Fired Combined Cycle | CT |  | S | X | N | EES,DOWCHEM | EES,DOWCHEM | 125 |  | 95 | 114 |  | N |  |  | RE | X | 5 | 1983 | 6 | 2011 | Y | Industrial CHP | 7 | X T: T; WND NG: NG; WND BLQ: OG |  |  |  | N |  |  | 12H | [8 empty] | Y | N
19876 | Virginia Electric & Power Co | 52007 | Mecklenburg Power Station | VA | Mecklenburg | GEN1 | Conventional Steam Coal | ST |  | S | X | X |  |  | 69.9 | 0.9 | 69 | 69 | 16 |  |  |  | RE | X | 11 | 1992 | 3 | 2019 | N | Electric Utility | 1 | X T: X; WND NG: BIT; WND RFO: DFO | [6 empty] | 12H |  | Y |  |  | Y |  |  | N
19876 | Virginia Electric & Power Co | 52007 | Mecklenburg Power Station | VA | Mecklenburg | GEN2 | Conventional Steam Coal | ST |  | S | X | X |  |  | 69.9 | 0.9 | 69 | 69 | 16 |  |  |  | RE | X | 11 | 1992 | 3 | 2019 | N | Electric Utility | 1 | X T: X; WND NG: BIT; WND RFO: DFO | [6 empty] | 12H |  | Y |  |  | Y |  |  | N
8683 | CSL Behring LLC | 52034 | Bunge Oil | IL | Kankakee | 1 | Natural Gas Fired Combustion Turbine | GT |  | S | X | X |  |  | 3.5 | 0.87 | 2.8 | 4 | 1.9 | N |  |  | RE | X | 1 | 1990 | 6 | 2017 | Y | Industrial CHP | 7 | [11 empty] | N | N |  | 10M | [7 empty] | N |  | N | bar: X T to WND NG; WND RFO
19724 | Vanderbilt University | 52048 | Vanderbilt University Power Plant | TN | Davidson | GEN1 | Conventional Steam Coal | ST |  | S | X | X |  |  | 6.5 | 0.8 | 6.5 | 6.5 | 1 |  |  |  | RE | X | 11 | 1988 | 11 | 2014 | Y | Commercial CHP | 5 | X T: T; WND NG: BIT |  |  |  | N | N |  | 12H |  |  | Y |  | Y |  |  | Y | N | N
19724 | Vanderbilt University | 52048 | Vanderbilt University Power Plant | TN | Davidson | GEN2 | Conventional Steam Coal | ST |  | S | X | X |  |  | 4.5 | 0.8 | 4.5 | 4.5 | 0.5 |  |  |  | RE | X | 6 | 1989 | 3 | 2014 | N | Commercial CHP | 5 | X T: X; WND NG: BIT |  |  |  | N | N |  | 12H |  |  | Y |  | Y |  |  | Y | N | N
19724 | Vanderbilt University | 52048 | Vanderbilt University Power Plant | TN | Davidson | GT1 | Natural Gas Fired Combustion Turbine | GT |  | S | X | X |  |  | 5.2 | 0.93 | 4 | 5 | 1 |  |  |  | RE | X | 5 | 2002 | 3 | 2016 | Y | Commercial CHP | 5 | [11 empty] | N | N |  | 1H | [7 empty] | N | N | N | bar: X T to WND NG; WND RFO
56355 | LES Project Holdings LLC | 52051 | I 95 Municipal Landfill Phase I | VA | Fairfax | UNT1 | Landfill Gas | IC |  | S | X | X |  |  | 0.8 | 0.95 | 0.8 | 0.8 | 0.3 | N |  |  | RE | X | 1 | 1992 | 6 | 2019 | N | IPP Non-CHP | 2 | X T: X; WND NG: LFG |  |  |  | N |  |  | 10M | [7 empty] | N
56355 | LES Project Holdings LLC | 52051 | I 95 Municipal Landfill Phase I | VA | Fairfax | UNT2 | Landfill Gas | IC |  | S | X | X |  |  | 0.8 | 0.95 | 0.8 | 0.8 | 0.3 | N |  |  | RE | X | 1 | 1992 | 6 | 2019 | N | IPP Non-CHP | 2 | X T: X; WND NG: LFG |  |  |  | N | N |  | 10M | [7 empty] | N
56355 | LES Project Holdings LLC | 52051 | I 95 Municipal Landfill Phase I | VA | Fairfax | UNT3 | Landfill Gas | IC |  | S | X | X |  |  | 0.8 | 0.95 | 0.8 | 0.8 | 0.3 | N |  |  | RE | X | 1 | 1992 | 6 | 2019 | N | IPP Non-CHP | 2 | X T: X; WND NG: LFG |  |  |  | N | N |  | 10M | [7 empty] | N
56355 | LES Project Holdings LLC | 52051 | I 95 Municipal Landfill Phase I | VA | Fairfax | UNT4 | Landfill Gas | IC |  | S | X | X |  |  | 0.8 | 0.95 | 0.8 | 0.8 | 0.3 | N |  |  | RE | X | 1 | 1992 | 6 | 2019 | N | IPP Non-CHP | 2 | X T: X; WND NG: LFG |  |  |  | N | N |  | 10M | [7 empty] | N
60082 | ECOsponsible LLC | 52057 | Herkimer | NY | Herkimer | 05 | Conventional Hydroelectric | HY |  | S | X | X |  |  | 0.4 |  | 0.4 | 0.4 | 0 | N |  |  | RE | X | 12 | 1987 | 12 | 2001 | N | IPP Non-CHP | 2 | X T: X; WND NG: WAT |  |  |  | N |  | 0 | 10M
55983 | Luminant Generation Company LLC | 52071 | Sandow No 5 | TX | Milam | 5 | Conventional Steam Coal | ST |  | S | X | X |  |  | 661.5 | 0.9 | 600 | 600 | 480 | N |  |  | RE | X | 1 | 2010 | 1 | 2018 | N | IPP Non-CHP | 2 | X T: X; WND NG: LIG; WND BLQ: DFO; WND RFO: DFO |  |  |  | N | N |  | OVER | Y | N |  |  | Y |  |  | Y | Y | N
55983 | Luminant Generation Company LLC | 52071 | Sandow No 5 | TX | Milam | GEN1 | Conventional Steam Coal | ST |  | S | X | X |  |  | 121 |  | 121 | 124 |  | N |  |  | RE | X | 12 | 1953 | 12 | 2006 | N | IPP Non-CHP | 2 | X T: X; WND NG: LIG; WND BLQ: DFO; WND BIT: NG |  |  |  | N
55983 | Luminant Generation Company LLC | 52071 | Sandow No 5 | TX | Milam | GEN2 | Conventional Steam Coal | ST |  | S | X | X |  |  | 121 |  | 121 | 124 |  | N |  |  | RE | X | 2 | 1954 | 12 | 2006 | N | IPP Non-CHP | 2 | X T: X; WND NG: LIG; WND BLQ: DFO; WND BIT: NG |  |  |  | N
55983 | Luminant Generation Company LLC | 52071 | Sandow No 5 | TX | Milam | GEN3 | Conventional Steam Coal | ST |  | S | X | X |  |  | 121 |  | 121 | 124 |  | N |  |  | RE | X | 7 | 1954 | 12 | 2006 | N | IPP Non-CHP | 2 | X T: X; WND NG: LIG; WND BLQ: DFO; WND BIT: NG |  |  |  | N
22218 | U S Army-Radford | 52072 | Radford Army Ammunition Plant | VA | Montgomery | GEN4 | Natural Gas Steam Turbine | ST |  | S | X | X |  |  | 6 | 0.85 | 5.6 | 5.6 | 2 | N |  |  | RE | X | 1 | 1990 | 1 | 2012 | N | Industrial Non-CHP | 6 | X T: X; WND NG: NG; WND BLQ: DFO; WND RFO: NG |  |  |  | N | N |  | 12H |  | N | [5 empty] | N | N | N
54713 | Chevron USA Inc | 52076 | McKittrick Cogen | CA | Kern | GEN1 | Natural Gas Fired Combustion Turbine | GT |  | S | X | X |  |  | 3.2 | 0.9 | 3 | 3.2 | 1.5 | N |  |  | RE | X | 10 | 1984 | 6 | 2012 | Y | Industrial CHP | 7 | [11 empty] | N | N |  | 1H | [7 empty] | N | N | N | bar: X T to WND NG
54713 | Chevron USA Inc | 52076 | McKittrick Cogen | CA | Kern | GEN2 | Natural Gas Fired Combustion Turbine | GT |  | S | X | X |  |  | 3.2 | 0.9 | 3 | 3.2 | 1.5 | N |  |  | RE | X | 10 | 1984 | 6 | 2012 | Y | Industrial CHP | 7 | [11 empty] | N | N |  | 1H | [7 empty] | N | N | N | bar: X T to WND NG
54713 | Chevron USA Inc | 52076 | McKittrick Cogen | CA | Kern | GEN3 | Natural Gas Fired Combustion Turbine | GT |  | S | X | X |  |  | 3.2 | 0.9 | 3 | 3.2 | 1.5 | N |  |  | RE | X | 10 | 1984 | 6 | 2012 | Y | Industrial CHP | 7 | [11 empty] | N | N |  | 1H | [7 empty] | N | N | N | bar: X T to WND NG
57151 | Celanese Acetate LLC | 52089 | Celanese Acetate LLC | VA | Giles | DEG1 | Petroleum Liquids | IC |  | W | X | X |  |  | 2.6 |  | 2 | 2 |  | N |  |  | RE | X | 8 | 1996 | 12 | 2003 | Y | Industrial CHP | 7 | X T: T; WND NG: DFO |  |  |  | N |  |  | 12H |  | N |  |  | N |  |  |  | N | N
13484 | New York Methodist Hospital | 52091 | New York Methodist Hospital | NY | Kings | 3A | Natural Gas Internal Combustion Engine | IC |  | S | X | X |  |  | 0.9 | 1 | 0.7 | 0.9 | 0.7 | N |  |  | RE | X | 1 | 1991 | 8 | 2015 | Y | IPP Non-CHP | 2 | [11 empty] | N |  |  | 12H | bar: X T to WND NG
13484 | New York Methodist Hospital | 52091 | New York Methodist Hospital | NY | Kings | 4C | Natural Gas Internal Combustion Engine | IC |  | S | X | X |  |  | 0.9 | 1 | 0.7 | 0.9 | 0.7 | N |  |  | RE | X | 1 | 1991 | 8 | 2015 | Y | IPP Non-CHP | 2 | [11 empty] | N |  |  | 12H | bar: X T to WND NG
54713 | Chevron USA Inc | 52092 | Kern River Fee B Cogen | CA | Kern | GEN1 | Natural Gas Fired Combustion Turbine | GT |  | S | X | X |  |  | 3.7 | 0.9 | 3.2 | 3.6 | 1.5 | N |  |  | RE | X | 5 | 1987 | 3 | 2011 | Y | Industrial CHP | 7 | [11 empty] | N | N |  | 1H | [7 empty] | N | N | N | bar: X T to WND NG
54713 | Chevron USA Inc | 52094 | Kern River Fee A Cogen | CA | Kern | GEN1 | Natural Gas Fired Combustion Turbine | GT |  | S | X | X |  |  | 3.7 | 0.9 | 3.2 | 3.4 | 1.5 | N |  |  | RE | X | 6 | 1986 | 3 | 2011 | Y | Industrial CHP | 7 | [11 empty] | N | N |  | 1H | [7 empty] | N | N | N | bar: X T to WND NG
54713 | Chevron USA Inc | 52094 | Kern River Fee A Cogen | CA | Kern | GEN2 | Natural Gas Fired Combustion Turbine | GT |  | S | X | X |  |  | 3.7 | 0.9 | 3.2 | 3.4 | 1.5 | N |  |  | RE | X | 6 | 1986 | 3 | 2011 | Y | Industrial CHP | 7 | [11 empty] | N |  |  | 1H | [7 empty] | N | N | N | bar: X T to WND NG
54713 | Chevron USA Inc | 52095 | Kern River Fee C Cogen | CA | Kern | GEN1 | Natural Gas Fired Combustion Turbine | GT |  | S | X | X |  |  | 4.2 | 0.9 | 3.2 | 3.4 | 2 | N |  |  | RE | X | 2 | 1987 | 3 | 2011 | Y | Industrial CHP | 7 | [11 empty] | N | N |  | 1H | [7 empty] | N | N | N | bar: X T to WND NG
54713 | Chevron USA Inc | 52095 | Kern River Fee C Cogen | CA | Kern | GEN2 | Natural Gas Fired Combustion Turbine | GT |  | S | X | X |  |  | 3.7 | 0.9 | 3.2 | 3.4 | 2 | N |  |  | RE | X | 2 | 1987 | 3 | 2011 | Y | Industrial CHP | 7 | [11 empty] | N |  |  | 1H | [7 empty] | N | N | N | bar: X T to WND NG
49732 | Chevron Products Company-Richmond | 52105 | Richmond Refinery TG800 | CA | Contra Costa | GEN1 | Other Gases | ST |  | S | X | X |  |  | 4 |  | 3.7 | 3.8 |  | N |  |  | RE | X | 1 | 1936 | 11 | 2005 | Y | Industrial CHP | 7 | [22 empty] | Y | bar: WND NG
49732 | Chevron Products Company-Richmond | 52105 | Richmond Refinery TG800 | CA | Contra Costa | GEN2 | Other Gases | ST |  | S | X | X |  |  | 4 |  | 3.7 | 3.8 |  | N |  |  | RE | X | 1 | 1936 | 5 | 2005 | Y | Industrial CHP | 7 | [22 empty] | Y | bar: WND NG
49732 | Chevron Products Company-Richmond | 52105 | Richmond Refinery TG800 | CA | Contra Costa | GEN3 | Other Gases | ST |  | S | X | X |  |  | 4 |  | 3.7 | 3.8 |  | N |  |  | RE | X | 1 | 1936 | 1 | 2006 | Y | Industrial CHP | 7 | [22 empty] | N | bar: WND NG
49732 | Chevron Products Company-Richmond | 52105 | Richmond Refinery TG800 | CA | Contra Costa | GEN4 | Other Gases | ST |  | S | X | X |  |  | 9 |  | 8.4 | 8.5 |  | N |  |  | RE | X | 1 | 1950 | 10 | 2005 | Y | Industrial CHP | 7 | bar: WND NG
49732 | Chevron Products Company-Richmond | 52109 | Richmond Cogen | CA | Contra Costa | GEN3 | Natural Gas Fired Combined Cycle | CT |  | S | X | X |  |  | 43 |  | 43 | 43 |  | N |  |  | CN | X |  |  |  |  | Y | Industrial CHP | 7 | [11 empty] | N | [10 empty] | N | bar: WND NG to WND BLQ
19876 | Virginia Electric & Power Co | 52118 | Multitrade of Pittsylvania LP | VA | Pittsylvania | GEN1 | Wood/Wood Waste Biomass | ST |  | S | X | X |  |  | 45 | 0.85 | 41.5 | 41.5 | 30 |  |  |  | RE | X | 6 | 1994 | 3 | 2019 | N | Electric Utility | 1 | X T: X; WND NG: WDS; WND RFO: WDS | [6 empty] | 12H | [7 empty] | N
19876 | Virginia Electric & Power Co | 52118 | Multitrade of Pittsylvania LP | VA | Pittsylvania | GEN2 | Wood/Wood Waste Biomass | ST |  | S | X | X |  |  | 45 | 0.85 | 41.5 | 41.5 | 30 |  |  |  | RE | X | 6 | 1994 | 3 | 2019 | N | Electric Utility | 1 | X T: X; WND NG: WDS; WND RFO: WDS | [6 empty] | 12H | [7 empty] | N
59875 | Olin Blue Cube Operations | 52120 | Freeport Energy | TX | Brazoria | G-31 | Natural Gas Fired Combined Cycle | CA |  | S | N | X |  |  | 50 |  | 50 | 50 |  | N |  |  | RE | X | 11 | 1952 | 1 | 2003 | Y | Industrial CHP | 7 | bar: WND NG
59875 | Olin Blue Cube Operations | 52120 | Freeport Energy | TX | Brazoria | G-32 | Natural Gas Fired Combined Cycle | CA |  | S | N | X |  |  | 50 |  | 50 | 50 |  | N |  |  | RE | X | 12 | 1952 | 1 | 1995 | Y | Industrial CHP | 7 | bar: WND NG
59875 | Olin Blue Cube Operations | 52120 | Freeport Energy | TX | Brazoria | G-33 | Natural Gas Fired Combined Cycle | CA |  | S | N | X |  |  | 49 |  | 49 | 47 |  | N |  |  | RE | X | 12 | 1953 | 1 | 2007 | Y | Industrial CHP | 7 | bar: WND NG
59875 | Olin Blue Cube Operations | 52120 | Freeport Energy | TX | Brazoria | G-35 | Natural Gas Fired Combined Cycle | CT |  | S | X |  |  |  | 119 |  | 95.6 | 106.5 |  | N |  |  | RE | X | 2 | 1983 | 11 | 2009 | Y | Industrial CHP | 7 | [11 empty] | N | bar: X T to WND NG
59875 | Olin Blue Cube Operations | 52120 | Freeport Energy | TX | Brazoria | G-36 | Natural Gas Fired Combined Cycle | CT |  | S | X |  |  |  | 119 |  | 99 | 111 |  | N |  |  | RE | X | 2 | 1983 | 10 | 2009 | Y | Industrial CHP | 7 | [11 empty] | N | bar: X T to WND NG
59875 | Olin Blue Cube Operations | 52120 | Freeport Energy | TX | Brazoria | G-41 | Natural Gas Fired Combined Cycle | CA |  | S | N | X |  |  | 50 |  | 50 | 50 |  | N |  |  | RE | X | 5 | 1958 | 6 | 2000 | Y | Industrial CHP | 7 | bar: WND NG
59875 | Olin Blue Cube Operations | 52120 | Freeport Energy | TX | Brazoria | G-42 | Natural Gas Fired Combined Cycle | CA |  | S | N | X |  |  | 50 |  | 46 | 44 |  | N |  |  | RE | X | 3 | 1959 | 2 | 2003 | Y | Industrial CHP | 7 | bar: WND NG
59875 | Olin Blue Cube Operations | 52120 | Freeport Energy | TX | Brazoria | G-45 | Natural Gas Fired Combined Cycle | CT |  | S | X |  |  |  | 119 |  | 92 | 107 |  | N |  |  | RE | X | 10 | 1983 | 11 | 2003 | Y | Industrial CHP | 7 | bar: WND NG
59875 | Olin Blue Cube Operations | 52120 | Freeport Energy | TX | Brazoria | G-62 | Natural Gas Fired Combined Cycle | CT |  | S | X | N |  |  | 94.5 |  | 68.3 | 76.1 | 50 | N |  |  | RE | X | 9 | 1982 | 8 | 2011 | Y | Industrial CHP | 7 | [11 empty] | N | N | [9 empty] | N |  | N | bar: X T to WND NG
56079 | Vanguard Natural Resources LLC | 52127 | Elk Basin Gasoline Plant | WY | Park | GEN3 | Other Gases | ST |  | J | X | X |  |  | 0.5 |  | 0.4 | 0.4 |  | N |  |  | RE | X | 1 | 1958 | 3 | 2007 | N | Industrial CHP | 7 | [11 empty] | N | N | [9 empty] | N | bar: X T to WND NG
44466 | BP PLC | 52130 | Whiting Refinery | IN | Lake | 15TG | Other Gases | ST |  | S | X | X |  |  | 5 |  | 5 | 5 |  | N |  |  | RE | X | 1 | 1928 | 2 | 2011 | Y | Industrial CHP | 7 | X T: T; WND NG: OG; WND BLQ: NG; WND BIT: PUR |  |  |  | N | [10 empty] | N | N | N
44466 | BP PLC | 52130 | Whiting Refinery | IN | Lake | 17TG | Other Gases | ST |  | S | X | X |  |  | 5 |  | 5 | 5 |  | N |  |  | RE | X | 1 | 1928 | 6 | 2004 | Y | Industrial CHP | 7 | WND NG: OG; WND BLQ: NG; WND BIT: PUR |  |  |  | N | [10 empty] | N | N | N
17566 | South Houston Green Power LLC | 52131 | Power Station 3 | TX | Galveston | 307A | Natural Gas Fired Combined Cycle | CA |  | W | N | X |  |  | 22 |  | 20 | 20 |  |  |  |  | RE | X | 1 | 1964 | 12 | 2004 | Y | Industrial CHP | 7 | [11 empty] | N | bar: WND NG
17566 | South Houston Green Power LLC | 52131 | Power Station 3 | TX | Galveston | 307B | Natural Gas Fired Combined Cycle | CA |  | W | N | X |  |  | 22 |  | 20 | 20 |  |  |  |  | RE | X | 1 | 1964 | 12 | 2004 | Y | Industrial CHP | 7 | [11 empty] | N | bar: WND NG
17566 | South Houston Green Power LLC | 52131 | Power Station 3 | TX | Galveston | 307C | Natural Gas Fired Combined Cycle | CT |  | W | X |  |  |  | 15.6 |  | 10 | 12 |  |  |  |  | RE | X | 1 | 1964 | 12 | 2004 | Y | Industrial CHP | 7 | [11 empty] | N | bar: WND NG
17566 | South Houston Green Power LLC | 52131 | Power Station 3 | TX | Galveston | 307D | Natural Gas Fired Combined Cycle | CA |  | W | N | X |  |  | 22 |  | 20 | 20 |  |  |  |  | RE | X | 1 | 1966 | 12 | 2004 | Y | Industrial CHP | 7 | [11 empty] | N | bar: WND NG
17566 | South Houston Green Power LLC | 52131 | Power Station 3 | TX | Galveston | 307E | Natural Gas Fired Combined Cycle | CT |  | W | X |  |  |  | 15.6 |  | 13.5 | 15 |  |  |  |  | RE | X | 1 | 1966 | 12 | 2004 | Y | Industrial CHP | 7 | bar: WND NG
17566 | South Houston Green Power LLC | 52131 | Power Station 3 | TX | Galveston | 307F | Natural Gas Fired Combined Cycle | CT |  | W | X |  |  |  | 20.7 |  | 14 | 16 |  |  |  |  | RE | X | 1 | 1978 | 12 | 2004 | Y | Industrial CHP | 7 | bar: WND NG
34691 | Ormat Nevada Inc | 52138 | Steamboat 1A Power Plant | NV | Washoe | DE31 | Geothermal | BT |  | S | X | X |  |  | 1.2 | 0.8 | 0.9 | 1.1 | 0.9 | N |  |  | RE | X | 12 | 1988 | 12 | 2018 | N | IPP Non-CHP | 2 | X T: X; WND NG: GEO | [6 empty] | OVER | [7 empty] | N
34691 | Ormat Nevada Inc | 52138 | Steamboat 1A Power Plant | NV | Washoe | DE32 | Geothermal | BT |  | S | X | X |  |  | 1.2 | 0.8 | 0.9 | 1.1 | 0.9 | N |  |  | RE | X | 12 | 1988 | 12 | 2018 | N | IPP Non-CHP | 2 | X T: X; WND NG: GEO | [6 empty] | OVER | [7 empty] | N
12303 | Merck & Co Inc-West Point | 52149 | West Point (PA) | PA | Montgomery | GEN1 | Natural Gas Steam Turbine | ST |  | S | X | X | MERCK 13 KV MERCK1-2 | MERCK 13 KV MERCK1-2 | 3 | 0.9 | 3 | 3 | 3 | N |  |  | RE | X | 12 | 1987 | 12 | 2014 | Y | Industrial CHP | 7 | X T: T; WND NG: NG; WND BLQ: DFO |  |  |  | N | N |  | OVER | [7 empty] | N | N | N
12303 | Merck & Co Inc-West Point | 52149 | West Point (PA) | PA | Montgomery | GEN6 | Petroleum Liquids | IC |  | S | X | X | MERCK 13 KV MERCK1-2 | MERCK 13 KV MERCK1-2 | 1.2 | 0.85 | 1.2 | 1.2 | 0.8 | N |  |  | RE | X | 6 | 1993 | 8 | 2017 | N | Industrial CHP | 7 | X T: X; WND NG: DFO |  |  |  | N | N |  | OVER | [7 empty] | N | N | N
9348 | International Paper | 52152 | International Paper Franklin Mill | VA | Isle of Wight | GEN1 | Wood/Wood Waste Biomass | ST |  | S | X | X |  |  | 5 |  | 5 | 5 |  | N |  |  | RE | X | 11 | 1937 | 6 | 2010 | Y | Industrial CHP | 7 | T | BLQ | BIT | WDS | RFO | AB | DFO | DFO |  |  |  | N |  |  |  |  | Y | [6 empty] | Y | N
9348 | International Paper | 52152 | International Paper Franklin Mill | VA | Isle of Wight | GEN2 | Wood/Wood Waste Biomass | ST |  | S | X | X |  |  | 3.7 |  | 3.7 | 3.7 |  | N |  |  | RE | X | 11 | 1937 | 6 | 2010 | Y | Industrial CHP | 7 | T | BLQ | BIT | WDS | RFO | AB | DFO | DFO |  |  |  | N |  |  |  |  | Y | [6 empty] | Y | N
9348 | International Paper | 52152 | International Paper Franklin Mill | VA | Isle of Wight | GEN3 | Wood/Wood Waste Biomass | ST |  | S | X | X |  |  | 2.5 |  | 2.5 | 2.5 |  | N |  |  | RE | X | 1 | 1942 | 6 | 2010 | Y | Industrial CHP | 7 | T | BLQ | BIT | WDS | RFO | AB | DFO | DFO |  |  |  | N |  |  |  |  | Y | [6 empty] | Y | N
9348 | International Paper | 52152 | International Paper Franklin Mill | VA | Isle of Wight | GEN6 | Wood/Wood Waste Biomass | ST |  | S | X | X |  |  | 9.3 |  | 9.3 | 9.3 |  | N |  |  | RE | X | 11 | 1950 | 6 | 2010 | Y | Industrial CHP | 7 | T | BLQ | BIT | WDS | RFO | AB | DFO | DFO |  |  |  | N |  |  |  |  | Y | [6 empty] | Y | N
9348 | International Paper | 52152 | International Paper Franklin Mill | VA | Isle of Wight | GEN7 | Wood/Wood Waste Biomass | ST |  | S | X | X |  |  | 15.6 |  | 15.6 | 15.6 |  | N |  |  | RE | X | 3 | 1958 | 6 | 2010 | Y | Industrial CHP | 7 | T | BLQ | BIT | DFO | RFO | WDS | AB | DFO |  |  |  | N |  |  | 12H |  | Y | [5 empty] | Y | Y | N
9348 | International Paper | 52152 | International Paper Franklin Mill | VA | Isle of Wight | GEN8 | Wood/Wood Waste Biomass | ST |  | S | X | X |  |  | 27.5 |  | 27.5 | 27.5 |  | N |  |  | RE | X | 3 | 1970 | 6 | 2010 | Y | Industrial CHP | 7 | T | BLQ | BIT | DFO | RFO | WDS | AB | DFO |  |  |  | N |  |  |  |  | Y | [5 empty] | Y | Y | N
2770 | Terra-Gen Operating Co-Wind | 52160 | Victory Garden Phase IV LLC | CA | Kern | WGNS | Onshore Wind Turbine | WT |  | S | X | X |  |  | 22 |  | 22 | 22 | 5.2 | N |  |  | RE | X | 5 | 1990 | 1 | 2020 | N | IPP Non-CHP | 2 | X T T T T T T: X; DFO BLQ BLQ BLQ BLQ BLQ BLQ: WND |  |  |  | N | N | 96
2770 | Terra-Gen Operating Co-Wind | 52161 | Terra-Gen 251 Wind LLC | CA | Kern | WGNS | Onshore Wind Turbine | WT |  | W | X | X |  |  | 18.4 |  | 18.4 | 18.4 | 0 | N |  |  | RE | X | 1 | 1987 | 1 | 2020 | N | IPP Non-CHP | 2 | X T T T T T T: X; DFO BLQ BLQ BLQ BLQ BLQ BLQ: WND |  |  |  | N | N | 196
61444 | Terra-Gen 251 Wind, LLC | 52165 | Helzel & Schwarzhoff 88 Wind Farm | CA | Kern | WGNS | Onshore Wind Turbine | WT |  | S | X | X |  |  | 1.8 |  | 1.8 | 1.8 | 1 | N |  |  | RE | X | 12 | 1986 | 1 | 2020 | N | IPP Non-CHP | 2 | X T T T T T T: X; DFO BLQ BLQ BLQ BLQ BLQ BLQ: WND | [5 empty] | 20
24210 | Riverbay Corp | 52168 | Riverbay | NY | Bronx | GEN1 | Petroleum Liquids | ST |  | S | X | X |  |  | 6 |  | 5.6 | 5.6 |  | N |  |  | RE | X | 1 | 1969 | 10 | 2006 | N | Commercial CHP | 5 | X T T T T T T: X; DFO BLQ BLQ BLQ BLQ BLQ BLQ: RFO; DFO BIT BIT BIT BIT BIT BIT: NG |  |  |  | N
56677 | Cyrq Energy Corp | 52174 | Soda Lake Geothermal No I II | NV | Churchill | OE11 | Geothermal | ST |  | S | X | X |  |  | 1.2 | 0.9 | 0.8 | 0.8 | 0.3 | N |  |  | RE | X | 12 | 1987 | 1 | 2019 | N | IPP Non-CHP | 2 | X T T T T T T: X; DFO BLQ BLQ BLQ BLQ BLQ BLQ: GEO; DFO DFO DFO DFO DFO DFO DFO: GEO |  |  |  | N |  |  | 1H | [7 empty] | N | N | N
56677 | Cyrq Energy Corp | 52174 | Soda Lake Geothermal No I II | NV | Churchill | OE12 | Geothermal | ST |  | S | X | X |  |  | 1.2 | 0.9 | 0.9 | 0.8 | 0.3 | N |  |  | RE | X | 12 | 1987 | 1 | 2019 | N | IPP Non-CHP | 2 | X T T T T T T: X; DFO BLQ BLQ BLQ BLQ BLQ BLQ: GEO; DFO DFO DFO DFO DFO DFO DFO: GEO |  |  |  | N |  |  | 1H | [7 empty] | N | N | N
56677 | Cyrq Energy Corp | 52174 | Soda Lake Geothermal No I II | NV | Churchill | OE13 | Geothermal | ST |  | S | X | X |  |  | 1.2 | 0.9 | 0.9 | 0.9 | 0.3 | N |  |  | RE | X | 12 | 1987 | 1 | 2019 | N | IPP Non-CHP | 2 | X T T T T T T: X; DFO BLQ BLQ BLQ BLQ BLQ BLQ: GEO; DFO DFO DFO DFO DFO DFO DFO: GEO |  |  |  | N |  |  | 1H | [7 empty] | N | N | N
56677 | Cyrq Energy Corp | 52174 | Soda Lake Geothermal No I II | NV | Churchill | OE21 | Geothermal | ST |  | S | X | X |  |  | 1.5 | 0.9 | 1.1 | 1 | 0.3 | N |  |  | RE | X | 10 | 1990 | 1 | 2019 | N | IPP Non-CHP | 2 | X T T T T T T: X; DFO BLQ BLQ BLQ BLQ BLQ BLQ: GEO; DFO DFO DFO DFO DFO DFO DFO: GEO |  |  |  | N |  |  | 1H | [7 empty] | N | N | N
56677 | Cyrq Energy Corp | 52174 | Soda Lake Geothermal No I II | NV | Churchill | OEC1 | Geothermal | ST |  | S | X | X |  |  | 3.5 | 0.8 | 1.2 | 1.6 | 0.4 | N |  |  | RE | X | 10 | 1990 | 1 | 2019 | N | IPP Non-CHP | 2 | X T T T T T T: X; DFO BLQ BLQ BLQ BLQ BLQ BLQ: GEO; DFO DFO DFO DFO DFO DFO DFO: GEO |  |  |  | N |  |  | 1H | [7 empty] | N | N | N
56677 | Cyrq Energy Corp | 52174 | Soda Lake Geothermal No I II | NV | Churchill | OEC2 | Geothermal | ST |  | S | X | X |  |  | 3.5 | 0.8 | 1.2 | 1.7 | 0.4 | N |  |  | RE | X | 10 | 1990 | 1 | 2019 | N | IPP Non-CHP | 2 | X T T T T T T: X; DFO BLQ BLQ BLQ BLQ BLQ BLQ: GEO; DFO DFO DFO DFO DFO DFO DFO: GEO |  |  |  | N |  |  | 1H | [7 empty] | N | N | N
56677 | Cyrq Energy Corp | 52174 | Soda Lake Geothermal No I II | NV | Churchill | OEC3 | Geothermal | ST |  | S | X | X |  |  | 3.5 | 0.8 | 1.3 | 1.7 | 0.4 | N |  |  | RE | X | 10 | 1990 | 1 | 2019 | N | IPP Non-CHP | 2 | X T T T T T T: X; DFO BLQ BLQ BLQ BLQ BLQ BLQ: GEO; DFO DFO DFO DFO DFO DFO DFO: GEO |  |  |  | N |  |  | 1H | [7 empty] | N | N | N
18617 | Tesoro Alaska Company LLC | 52184 | Tesoro Kenai Cogeneration Plant | AK | Kenai Peninsula | GEN3 | Natural Gas Fired Combustion Turbine | GT |  | S | X | X |  |  | 7.8 | 0.8 | 6.3 | 8.4 |  | N |  |  | CN | X |  |  |  |  | Y | Industrial CHP | 7 | [19 empty] | N |  |  | N | bar: DFO BLQ BLQ BLQ BLQ BLQ BLQ
56605 | Delaware City Refining Company LLC | 52193 | Delaware City Plant | DE | New Castle | FGTG | Natural Gas Fired Combustion Turbine | GT |  | S | X | X | Motiva | Motiva | 1.2 | 1 | 1 | 1 | 1 | N |  |  | RE | X | 9 | 1980 | 10 | 1997 | Y | Industrial CHP | 7 | [14 empty] | OVER | [7 empty] | N | N | bar: X T T T T T T to DFO BLQ BLQ BLQ BLQ BLQ BLQ
57224 | MM West Covina Energy LLC | 54015 | MM West Covina | CA | Los Angeles | GEN3 | Landfill Gas | GT |  | S | X | X |  |  | 4.9 | 0.98 | 4.4 | 4.4 | 3.9 | N |  |  | RE | X | 4 | 1999 | 12 | 2018 | N | IPP Non-CHP | 2 | X T T T T T T: X; DFO BLQ BLQ BLQ BLQ BLQ BLQ: LFG |  |  |  | N |  |  | 1H | [7 empty] | N
54842 | WM Renewable Energy LLC | 54033 | Wheelabrator North Broward | FL | Broward | GEN1 | Municipal Solid Waste | ST |  | S | X | X |  |  | 67.6 | 0.85 | 56 | 56 | 10 | N |  |  | RE | X | 7 | 1991 | 7 | 2015 | N | IPP Non-CHP | 2 | X T T T T T T: X; DFO BLQ BLQ BLQ BLQ BLQ BLQ: MSW |  |  |  | N |  |  | 12H | [7 empty] | N | N
2518 | U S Bureau of Reclamation | 54050 | Glines Hydroelectric Project | WA | Clallam | GEN1 | Conventional Hydroelectric | HY |  | S | X | X |  |  | 16.3 |  | 6 | 16.3 |  | N |  |  | RE | X | 1 | 1927 | 6 | 2011 | N | Electric Utility | 1 | X T T T T T T: X; DFO BLQ BLQ BLQ BLQ BLQ BLQ: WAT
2518 | U S Bureau of Reclamation | 54051 | Elwha Hydroelectric Project | WA | Clallam | GEN1 | Conventional Hydroelectric | HY |  | S | X | X |  |  | 3 |  | 3 | 3 |  | N |  |  | RE | X | 1 | 1914 | 6 | 2011 | N | Electric Utility | 1 | X T T T T T T: X; DFO BLQ BLQ BLQ BLQ BLQ BLQ: WAT |  |  |  | N |  | 0
2518 | U S Bureau of Reclamation | 54051 | Elwha Hydroelectric Project | WA | Clallam | GEN2 | Conventional Hydroelectric | HY |  | S | X | X |  |  | 3 |  | 3 | 3 |  | N |  |  | RE | X | 1 | 1914 | 6 | 2011 | N | Electric Utility | 1 | X T T T T T T: X; DFO BLQ BLQ BLQ BLQ BLQ BLQ: WAT |  |  |  | N |  | 0
2518 | U S Bureau of Reclamation | 54051 | Elwha Hydroelectric Project | WA | Clallam | GEN3 | Conventional Hydroelectric | HY |  | S | X | X |  |  | 3.3 |  | 3.2 | 3.2 |  | N |  |  | RE | X | 1 | 1922 | 6 | 2011 | N | Electric Utility | 1 | X T T T T T T: X; DFO BLQ BLQ BLQ BLQ BLQ BLQ: WAT |  |  |  | N |  | 0
2518 | U S Bureau of Reclamation | 54051 | Elwha Hydroelectric Project | WA | Clallam | GEN4 | Conventional Hydroelectric | HY |  | S | X | X |  |  | 3.3 |  | 3.3 | 3.3 |  | N |  |  | RE | X | 1 | 1922 | 6 | 2011 | N | Electric Utility | 1 | X T T T T T T: X; DFO BLQ BLQ BLQ BLQ BLQ BLQ: WAT |  |  |  | N |  | 0
9312 | IPC-Mansfield Mill | 54091 | Mansfield Mill | LA | DeSoto | GEN4 | Natural Gas Fired Combustion Turbine | GT |  | S | X | X |  |  | 25 | 0.9 | 29.5 | 29.5 | 10 | N |  |  | RE | X | 8 | 1995 | 5 | 2019 | Y | Industrial CHP | 7 | [11 empty] | N |  |  | 1H | [7 empty] | N | bar: X T T T T T T to DFO BLQ BLQ BLQ BLQ BLQ BLQ
5033 | Domtar Industries Inc | 54103 | Port Edwards Mill | WI | Wood | GEN4 | Petroleum Liquids | ST |  | S | X | X |  |  | 1.9 |  | 1.8 | 1.8 |  |  |  |  | RE | X | 2 | 1930 | 3 | 2013 | Y | Industrial Non-CHP | 6 | X T T T T T T: T; DFO BLQ BLQ BLQ BLQ BLQ BLQ: RFO; DFO BIT BIT BIT BIT BIT BIT: NG |  |  |  | N | [11 empty] | N | Y
5033 | Domtar Industries Inc | 54103 | Port Edwards Mill | WI | Wood | GEN7 | Petroleum Liquids | ST |  | S | X | X |  |  | 5 |  | 4.7 | 4.7 |  |  |  |  | RE | X | 1 | 1962 | 3 | 2013 | Y | Industrial Non-CHP | 6 | X T T T T T T: T; DFO BLQ BLQ BLQ BLQ BLQ BLQ: RFO; DFO BIT BIT BIT BIT BIT BIT: BLQ |  |  |  | N | [11 empty] | N | N
10349 | KIAC Partners | 54114 | Kennedy International Airport Cogen | NY | Queens | CT-3 | Natural Gas Fired Combustion Turbine | GT |  | W | X | X |  |  | 50 |  | 47 | 49 |  | N |  |  | IP | X |  |  |  |  | N | IPP CHP | 3 | [11 empty] | N | bar: X T T T T T T to DFO BLQ BLQ BLQ BLQ BLQ BLQ
9434 | Iowa State University | 54201 | Iowa State University | IA | Story | 1 | Conventional Steam Coal | ST |  | S | X | X |  |  | 3 |  | 3 | 3 |  |  |  |  | RE | X | 6 | 1949 | 6 | 2004 | Y | Commercial CHP | 5 | DFO BLQ BLQ BLQ BLQ BLQ BLQ: BIT; DFO BIT BIT BIT BIT BIT BIT: NG | [14 empty] | N |  | N
2053 | Bowater Newport Coosa Pines Op | 54216 | U S Alliance Coosa Pines | AL | Talladega | AOW1 | Conventional Steam Coal | ST |  | S | X | X |  |  | 5 |  | 4.7 | 4.7 |  | N |  |  | RE | X | 1 | 1942 | 11 | 2008 | Y | Industrial CHP | 7 | X T T T T T T: T; DFO BLQ BLQ BLQ BLQ BLQ BLQ: BIT; DFO DFO DFO DFO DFO DFO DFO: DFO |  |  |  | N | N |  |  |  | Y
2053 | Bowater Newport Coosa Pines Op | 54216 | U S Alliance Coosa Pines | AL | Talladega | AOW2 | Conventional Steam Coal | ST |  | S | X | X |  |  | 5 |  | 4.7 | 4.7 |  | N |  |  | RE | X | 1 | 1942 | 11 | 2008 | Y | Industrial CHP | 7 | X T T T T T T: T; DFO BLQ BLQ BLQ BLQ BLQ BLQ: BIT; DFO DFO DFO DFO DFO DFO DFO: DFO |  |  |  | N | N |  |  |  | Y
2053 | Bowater Newport Coosa Pines Op | 54216 | U S Alliance Coosa Pines | AL | Talladega | AOW3 | Conventional Steam Coal | ST |  | S | X | X |  |  | 5 |  | 4.7 | 4.7 |  | N |  |  | RE | X | 1 | 1942 | 1 | 2003 | Y | Industrial CHP | 7 | DFO BLQ BLQ BLQ BLQ BLQ BLQ: BIT |  |  |  | N | N
2053 | Bowater Newport Coosa Pines Op | 54216 | U S Alliance Coosa Pines | AL | Talladega | AOW4 | Conventional Steam Coal | ST |  | S | X | X |  |  | 5 |  | 4.7 | 4.7 |  | N |  |  | RE | X | 1 | 1942 | 11 | 2008 | Y | Industrial CHP | 7 | X T T T T T T: T; DFO BLQ BLQ BLQ BLQ BLQ BLQ: BIT; DFO DFO DFO DFO DFO DFO DFO: DFO |  |  |  | N | N |  |  |  | Y
2053 | Bowater Newport Coosa Pines Op | 54216 | U S Alliance Coosa Pines | AL | Talladega | AOW5 | Conventional Steam Coal | ST |  | S | X | X |  |  | 5 |  | 4.7 | 4.7 |  | N |  |  | RE | X | 1 | 1942 | 11 | 2008 | Y | Industrial CHP | 7 | X T T T T T T: T; DFO BLQ BLQ BLQ BLQ BLQ BLQ: BIT; DFO DFO DFO DFO DFO DFO DFO: DFO |  |  |  | N | N |  |  |  | Y
2053 | Bowater Newport Coosa Pines Op | 54216 | U S Alliance Coosa Pines | AL | Talladega | AOW6 | Natural Gas Steam Turbine | ST |  | S | X | X |  |  | 12.5 | 0.8 | 12.5 | 12.5 | 4 | N |  |  | RE | X | 1 | 1968 | 1 | 2019 | Y | Industrial CHP | 7 | X T T T T T T: T; DFO BLQ BLQ BLQ BLQ BLQ BLQ: NG; DFO BIT BIT BIT BIT BIT BIT: BLQ; DFO DFO DFO DFO DFO DFO DFO: NG | DFO |  |  | N | N |  | OVER | N | N | [5 empty] | N
29925 | Enterprise Products Optg LP | 54221 | Blanco Compressor Station | NM | San Juan | 1 | Natural Gas Steam Turbine | ST |  | S | X | X |  |  | 1.5 |  | 1 | 1.5 |  |  |  |  | RE | X | 6 | 1956 | 1 | 2011 | N | Industrial Non-CHP | 6 | [11 empty] | N | bar: X T T T T T T to DFO BLQ BLQ BLQ BLQ BLQ BLQ
29925 | Enterprise Products Optg LP | 54221 | Blanco Compressor Station | NM | San Juan | 2 | Natural Gas Steam Turbine | ST |  | S | X | X |  |  | 1.5 |  | 1 | 1.5 |  |  |  |  | RE | X | 6 | 1956 | 1 | 2011 | N | Industrial Non-CHP | 6 | [11 empty] | N | bar: X T T T T T T to DFO BLQ BLQ BLQ BLQ BLQ BLQ
7209 | The Gillette Company | 54225 | Gillette SBMC | MA | Suffolk | TG1 | Natural Gas Steam Turbine | ST |  | S | X | X |  |  | 7.1 |  | 6.3 | 7.1 |  | N |  |  | RE | X | 1 | 1972 | 1 | 2010 | Y | Industrial CHP | 7 | DFO BLQ BLQ BLQ BLQ BLQ BLQ: NG; DFO BIT BIT BIT BIT BIT BIT: RFO |  |  |  | N |  |  | 10M | [7 empty] | N | N
5989 | Erving Paper Mills Inc | 54228 | Erving Paper Mills | MA | Franklin | 1 | Petroleum Liquids | ST |  | S | X | X |  |  | 2.5 |  | 0.3 | 0.6 |  | N |  |  | RE | X | 7 | 1988 | 1 | 2011 | Y | Industrial CHP | 7 | X T T T T T T: B; DFO BLQ BLQ BLQ BLQ BLQ BLQ: RFO |  |  |  | N | [10 empty] | N
14928 | Pfizer Inc | 54236 | Pfizer Groton Plant | CT | New London | TG 1 | Natural Gas Steam Turbine | ST |  | S | X | X |  |  | 2.5 | 0.8 | 2.5 | 2.5 | 0 | N |  |  | RE | X | 1 | 1948 | 1 | 2005 | Y | Industrial CHP | 7 | X T T T T T T: T; DFO BLQ BLQ BLQ BLQ BLQ BLQ: NG; DFO BIT BIT BIT BIT BIT BIT: RFO; DFO DFO DFO DFO DFO DFO DFO: NG | PG |  |  | N | [11 empty] | Y | Y
14928 | Pfizer Inc | 54236 | Pfizer Groton Plant | CT | New London | TG 2 | Natural Gas Steam Turbine | ST |  | S | X | X |  |  | 2.5 | 0.8 | 2.5 | 2.5 | 0.3 | N |  |  | RE | X | 1 | 1948 | 6 | 2015 | Y | Industrial CHP | 7 | X T T T T T T: T; DFO BLQ BLQ BLQ BLQ BLQ BLQ: NG; DFO BIT BIT BIT BIT BIT BIT: DFO; DFO DFO DFO DFO DFO DFO DFO: NG | PG |  |  | N | N |  | 12H | [7 empty] | Y | Y | Y
11233 | Louisiana Tech University | 54240 | Louisiana Tech University Power Plant | LA | Lincoln | TG1 | Natural Gas Steam Turbine | ST |  | S | X | X |  |  | 2.5 |  | 2.5 | 2.5 |  | N |  |  | RE | X | 1 | 1963 | 12 | 2002 | Y | Commercial CHP | 5 | [11 empty] | N | bar: DFO BLQ BLQ BLQ BLQ BLQ BLQ
11233 | Louisiana Tech University | 54240 | Louisiana Tech University Power Plant | LA | Lincoln | TG2 | Natural Gas Steam Turbine | ST |  | S | X | X |  |  | 5 |  | 4.6 | 4.8 |  | N |  |  | RE | X | 4 | 1983 | 2 | 2008 | Y | Commercial CHP | 5 | [11 empty] | N | bar: X T T T T T T to DFO BLQ BLQ BLQ BLQ BLQ BLQ
27075 | San Diego County Water Auth | 54242 | Alvarado Hydro Facility | CA | San Diego | AHF | Conventional Hydroelectric | HY |  | S | X | X |  |  | 2.1 |  | 1.4 | 1.1 |  |  |  |  | RE | X | 1 | 1985 | 7 | 2011 | N | IPP Non-CHP | 2 | X T T T T T T: X; DFO BLQ BLQ BLQ BLQ BLQ BLQ: WAT |  |  |  | N | [10 empty] | N
17897 | St Mary's Hospital | 54262 | Saint Marys Hospital Power Plant | MN | Olmsted | 6 | Natural Gas Internal Combustion Engine | IC |  | S | X | X |  |  | 2.7 | 0.8 | 2.7 | 2.7 | 0.3 | N |  |  | RE | X | 1 | 1989 | 5 | 2020 | N | Commercial CHP | 5 | X T T T T T T: X; DFO BLQ BLQ BLQ BLQ BLQ BLQ: NG; DFO BIT BIT BIT BIT BIT BIT: DFO |  |  |  | N |  |  | 10M | [7 empty] | Y | N | Y
11459 | March Point Cogeneration Co | 54268 | March Point Cogeneration | WA | Skagit | STG1 | Natural Gas Fired Combined Cycle | CA | CC1 | W | N | X |  |  | 27 | 0.9 | 26 | 26 | 7 |  |  |  | RE | X | 1 | 1993 | 6 | 2015 | Y | Industrial CHP | 7 | X T T T T T T: B; DFO BLQ BLQ BLQ BLQ BLQ BLQ: NG; DFO BIT BIT BIT BIT BIT BIT: OG |  |  |  | N | N |  | OVER | [8 empty] | N | N
19541 | University of North Carolina | 54276 | Univ of NC Chapel Hill Cogen Facility | NC | Orange | TG4 | Conventional Steam Coal | ST |  | S | X | X |  |  | 24 |  | 20 | 20 |  | N |  |  | CN | X |  |  |  |  | Y | Commercial CHP | 5 | DFO BLQ BLQ BLQ BLQ BLQ BLQ: BIT; DFO BIT BIT BIT BIT BIT BIT: NG; DFO WDS WDS WDS WDS DFO DFO: DFO |  |  |  | N |  |  |  | Y | [7 empty] | Y
18981 | Thomson Corp | 54294 | West Group Data Center | MN | Dakota | 2178 | Petroleum Liquids | IC |  | S | X | X |  |  | 1.5 |  | 0.7 | 0.5 |  | N |  |  | RE | X | 7 | 1990 | 6 | 2005 | N | Commercial Non-CHP | 4 | X T T T T T T: X; DFO BLQ BLQ BLQ BLQ BLQ BLQ: DFO |  |  |  | N
18981 | Thomson Corp | 54294 | West Group Data Center | MN | Dakota | 2179 | Petroleum Liquids | IC |  | S | X | X |  |  | 1.5 |  | 0.7 | 0.5 |  | N |  |  | RE | X | 7 | 1990 | 6 | 2005 | N | Commercial Non-CHP | 4 | X T T T T T T: X; DFO BLQ BLQ BLQ BLQ BLQ BLQ: DFO |  |  |  | N
18981 | Thomson Corp | 54294 | West Group Data Center | MN | Dakota | 2180 | Petroleum Liquids | IC |  | S | X | X |  |  | 2 |  | 0.7 | 0.5 |  | N |  |  | RE | X | 7 | 1990 | 6 | 2005 | N | Commercial Non-CHP | 4 | X T T T T T T: X; DFO BLQ BLQ BLQ BLQ BLQ BLQ: DFO |  |  |  | N
1752 | Biola University | 54296 | Biola University Hybrid | CA | Los Angeles | EG1 | Natural Gas Internal Combustion Engine | IC |  | S | X | X |  |  | 0.6 | 0.9 | 0.6 | 0.6 | 0.5 | N |  |  | RE | X | 4 | 1990 | 11 | 2020 | Y | Commercial CHP | 5 | [11 empty] | N | N |  | 1H | [7 empty] | N | N | N | bar: X T T T T T T to DFO BLQ BLQ BLQ BLQ BLQ BLQ
1752 | Biola University | 54296 | Biola University Hybrid | CA | Los Angeles | EG2 | Natural Gas Internal Combustion Engine | IC |  | S | X | X |  |  | 0.6 | 0.9 | 0.6 | 0.6 | 0.5 | N |  |  | RE | X | 4 | 1990 | 11 | 2020 | Y | Commercial CHP | 5 | [11 empty] | N | N |  | 1H | [7 empty] | N | N | N | bar: X T T T T T T to DFO BLQ BLQ BLQ BLQ BLQ BLQ
63235 | Brookfield Renewable Trading and Marketing LP | 54298 | Coram Energy LLC (ECT) | CA | Kern | SX1S | Onshore Wind Turbine | WT |  | W | X | X |  |  | 3.3 |  | 3.3 | 3.3 |  | N |  |  | RE | X | 12 | 1985 | 12 | 2005 | N | IPP Non-CHP | 2 | X T T T T T T: X; DFO BLQ BLQ BLQ BLQ BLQ BLQ: WND |  |  |  | N |  | 100
63235 | Brookfield Renewable Trading and Marketing LP | 54299 | Coram Energy LLC | CA | Kern | SX15 | Onshore Wind Turbine | WT |  | W | X | X |  |  | 1.4 |  | 1.4 | 1.4 |  | N |  |  | RE | X | 12 | 1985 | 12 | 2005 | N | IPP Non-CHP | 2 | X T T T T T T: X; DFO BLQ BLQ BLQ BLQ BLQ BLQ: WND |  |  |  | N |  | 47
12382 | Metropolitan Dist of Hartford | 54301 | Colebrook Hydroelectric | CT | Litchfield | BK1 | Conventional Hydroelectric | HY |  | S | X | X | 4004 | 4004 | 1.5 | 0.8 | 1.4 | 1.4 | 0.2 | N |  |  | RE | X | 4 | 1988 | 5 | 2019 | N | IPP Non-CHP | 2 | X T T T T T T: X; DFO BLQ BLQ BLQ BLQ BLQ BLQ: WAT |  |  |  | N | N | 0 | 1H | [7 empty] | N
12382 | Metropolitan Dist of Hartford | 54301 | Colebrook Hydroelectric | CT | Litchfield | BK2 | Conventional Hydroelectric | HY |  | S | X | X | 4004 | 4004 | 1.5 | 0.8 | 1.4 | 1.4 | 0.2 | N |  |  | RE | X | 4 | 1988 | 5 | 2019 | N | IPP Non-CHP | 2 | X T T T T T T: X; DFO BLQ BLQ BLQ BLQ BLQ BLQ: WAT |  |  |  | N | N | 0 | 1H | [7 empty] | N
772 | Archer Daniels Midland Co | 54310 | Galesburg | IL | Knox | GEN1 | Natural Gas Internal Combustion Engine | IC |  | S | X | X |  |  | 1 |  | 1 | 1 |  | N |  |  | RE | X | 8 | 1992 | 1 | 2012 | Y | Industrial CHP | 7 | [11 empty] | N | bar: X T T T T T T to DFO BLQ BLQ BLQ BLQ BLQ BLQ
772 | Archer Daniels Midland Co | 54310 | Galesburg | IL | Knox | GEN2 | Natural Gas Internal Combustion Engine | IC |  | S | X | X |  |  | 1 |  | 1 | 1 |  | N |  |  | RE | X | 8 | 1992 | 1 | 2012 | Y | Industrial CHP | 7 | [11 empty] | N | bar: X T T T T T T to DFO BLQ BLQ BLQ BLQ BLQ BLQ
772 | Archer Daniels Midland Co | 54310 | Galesburg | IL | Knox | GEN3 | Natural Gas Internal Combustion Engine | IC |  | S | X | X |  |  | 1 |  | 1 | 1 |  | N |  |  | RE | X | 8 | 1992 | 1 | 2012 | Y | Industrial CHP | 7 | [11 empty] | N | bar: X T T T T T T to DFO BLQ BLQ BLQ BLQ BLQ BLQ
772 | Archer Daniels Midland Co | 54311 | Archer Daniels Midland Little Rock | AR | Pulaski | GEN1 | Natural Gas Internal Combustion Engine | IC |  | S | X | X |  |  | 1 |  | 1 | 1 |  | N |  |  | RE | X | 2 | 1993 | 1 | 2001 | Y | Industrial CHP | 7 | [11 empty] | N | bar: X T T T T T T to DFO BLQ BLQ BLQ BLQ BLQ BLQ
772 | Archer Daniels Midland Co | 54311 | Archer Daniels Midland Little Rock | AR | Pulaski | GEN2 | Natural Gas Internal Combustion Engine | IC |  | S | X | X |  |  | 1 |  | 1 | 1 |  | N |  |  | RE | X | 2 | 1993 | 1 | 2001 | Y | Industrial CHP | 7 | [11 empty] | N | bar: X T T T T T T to DFO BLQ BLQ BLQ BLQ BLQ BLQ
772 | Archer Daniels Midland Co | 54311 | Archer Daniels Midland Little Rock | AR | Pulaski | GEN3 | Natural Gas Internal Combustion Engine | IC |  | S | X | X |  |  | 1 |  | 1 | 1 |  | N |  |  | RE | X | 2 | 1993 | 1 | 2001 | Y | Industrial CHP | 7 | [11 empty] | N | bar: X T T T T T T to DFO BLQ BLQ BLQ BLQ BLQ BLQ
772 | Archer Daniels Midland Co | 54311 | Archer Daniels Midland Little Rock | AR | Pulaski | GEN4 | Natural Gas Internal Combustion Engine | IC |  | S | X | X |  |  | 1 |  | 1 | 1 |  | N |  |  | RE | X | 2 | 1993 | 1 | 2001 | Y | Industrial CHP | 7 | [11 empty] | N | bar: X T T T T T T to DFO BLQ BLQ BLQ BLQ BLQ BLQ
772 | Archer Daniels Midland Co | 54312 | Archer Daniels Midland Taylorville | IL | Christian | GEN1 | Natural Gas Fired Combustion Turbine | GT |  | S | X | X |  |  | 4.6 |  | 4 | 4.6 |  | N |  |  | RE | X | 5 | 1994 | 1 | 2003 | Y | Industrial CHP | 7 | [11 empty] | N | bar: X T T T T T T to DFO BLQ BLQ BLQ BLQ BLQ BLQ
12986 | Morton Salt Inc | 54335 | Morton Salt Rittman | OH | Wayne | GEN1 | Conventional Steam Coal | ST |  | S | X | X |  |  | 1.5 | 0.8 | 1.5 | 1.5 | 0.3 |  |  |  | RE | X | 10 | 1978 | 1 | 2015 | Y | Industrial CHP | 7 | X T T T T T T: B; DFO BLQ BLQ BLQ BLQ BLQ BLQ: BIT; DFO BIT BIT BIT BIT BIT BIT: NG |  |  |  | N | N |  | 12H |  |  | Y |  | Y |  |  |  | Y | N
15734 | Energy Center San Diego LLC | 54337 | Energy Center San Diego | CA | San Diego | 0001 | Natural Gas Internal Combustion Engine | IC |  | S | X | X |  |  | 0.8 | 0.9 | 0.8 | 0.8 | 0.4 | N |  |  | RE | X | 8 | 1986 | 12 | 2020 | Y | IPP CHP | 3 | [11 empty] | N | N |  | 10M | [7 empty] | N | bar: X T T T T T T to DFO BLQ BLQ BLQ BLQ BLQ BLQ
15734 | Energy Center San Diego LLC | 54337 | Energy Center San Diego | CA | San Diego | 0002 | Natural Gas Internal Combustion Engine | IC |  | S | X | X |  |  | 0.8 | 0.9 | 0.8 | 0.8 | 0.4 | N |  |  | RE | X | 8 | 1986 | 12 | 2020 | Y | IPP CHP | 3 | [12 empty] | N |  | 10M | [7 empty] | N | bar: X T T T T T T to DFO BLQ BLQ BLQ BLQ BLQ BLQ
18912 | Thunder Bay Power Co LLC | 54341 | Four Mile Hydropower Project | MI | Alpena | 5 | Conventional Hydroelectric | HY |  | S | X | X |  |  | 0.1 |  | 0.1 | 0.1 |  | N |  |  | CN | X |  |  |  |  | N | IPP Non-CHP | 2 | X T T T T T T: X; DFO BLQ BLQ BLQ BLQ BLQ BLQ: WAT |  |  |  | N |  |  | 10M
18912 | Thunder Bay Power Co LLC | 54342 | Ninth Street Hydropower Project | MI | Alpena | 4 | Conventional Hydroelectric | HY |  | S | X | X |  |  | 0.4 |  | 0.4 | 0.4 |  | N |  |  | CN | X |  |  |  |  | N | IPP Non-CHP | 2 | X T T T T T T: X; DFO BLQ BLQ BLQ BLQ BLQ BLQ: WAT |  |  |  | N
60194 | Fuyao Glass Illinois, Inc | 54360 | Fuyao Glass Illinois Inc. | IL | Macon | 1200 | Petroleum Liquids | IC |  | S | X | X | 0 | 0 | 1.2 | 0.8 | 1.2 | 1.2 | 0.8 | N |  |  | RE | X | 12 | 1999 | 12 | 2005 | N | Industrial Non-CHP | 6 | X T T T T T T: X; DFO BLQ BLQ BLQ BLQ BLQ BLQ: DFO |  |  |  | N | N |  | 1H | [7 empty] | N | N | Y
60538 | Vitro Architectural Glass | 54364 | Works 4 | TX | Wichita | L2PG | Petroleum Liquids | IC |  | S | X | X |  |  | 1.1 | 0.8 | 1.1 | 1.1 | 0.1 |  |  |  | RE | X | 10 | 1980 | 1 | 2018 | N | Industrial Non-CHP | 6 | X T T T T T T: X; DFO BLQ BLQ BLQ BLQ BLQ BLQ: DFO |  |  |  | N | N |  | 10M |  |  |  | N |  |  |  | N | N | N
24205 | Sinclair Oil Corp | 54374 | Sinclair Oil Refinery | WY | Carbon | 2002 | Natural Gas Internal Combustion Engine | IC |  | S | X | X |  |  | 1.3 | 0.8 | 1.3 | 1.3 | 0.6 | N |  |  | RE | X | 1 | 2012 | 6 | 2012 | N | Industrial CHP | 7 | [11 empty] | N |  |  | 10M | [7 empty] | N | N | N | bar: X T T T T T T to DFO BLQ BLQ BLQ BLQ BLQ BLQ
24205 | Sinclair Oil Corp | 54374 | Sinclair Oil Refinery | WY | Carbon | NO1 | Natural Gas Steam Turbine | ST |  | S | X | X |  |  | 0.4 | 0.8 | 0.4 | 0.4 | 0.1 | N |  |  | RE | X | 1 | 1925 | 1 | 2014 | Y | Industrial CHP | 7 | X T T T T T T: T; DFO BLQ BLQ BLQ BLQ BLQ BLQ: NG; DFO BIT BIT BIT BIT BIT BIT: OG |  |  |  | N | N |  | 1H | [7 empty] | N | N | N
794 | Apollo Energy Corp | 54390 | Kamaoa Wind Farm | HI | Hawaii | GEN1 | Onshore Wind Turbine | WT |  | S | X | X |  |  | 9.2 |  | 9.2 | 9.2 |  | N |  |  | RE | X | 7 | 1987 | 8 | 2006 | N | IPP Non-CHP | 2 | X T T T T T T: X; DFO BLQ BLQ BLQ BLQ BLQ BLQ: WND | [5 empty] | 37
54842 | WM Renewable Energy LLC | 54392 | BJ Gas Recovery | GA | Gwinnett | GEN1 | Landfill Gas | IC |  | S | X | X | GP | GP | 0.8 | 0.98 | 0.8 | 0.8 | 0.5 | N |  |  | RE | X | 9 | 1993 | 4 | 2019 | N | IPP Non-CHP | 2 | X T T T T T T: X; DFO BLQ BLQ BLQ BLQ BLQ BLQ: LFG |  |  |  | N | N |  | 1H | [7 empty] | N | N | N
54842 | WM Renewable Energy LLC | 54392 | BJ Gas Recovery | GA | Gwinnett | GEN2 | Landfill Gas | IC |  | S | X | X | GP | GP | 0.8 | 0.98 | 0.8 | 0.8 | 0.5 | N |  |  | RE | X | 9 | 1993 | 2 | 2007 | N | IPP Non-CHP | 2 | X T T T T T T: X; DFO BLQ BLQ BLQ BLQ BLQ BLQ: LFG |  |  |  | N | N | [9 empty] | N
54842 | WM Renewable Energy LLC | 54392 | BJ Gas Recovery | GA | Gwinnett | GEN3 | Landfill Gas | IC |  | S | X | X | GP | GP | 0.8 | 0.98 | 0.8 | 0.8 | 0.5 | N |  |  | RE | X | 9 | 1993 | 4 | 2019 | N | IPP Non-CHP | 2 | X T T T T T T: X; DFO BLQ BLQ BLQ BLQ BLQ BLQ: LFG |  |  |  | N | N |  | 1H | [7 empty] | N | N | N
18028 | State of Wisconsin | 54406 | Capitol Heat and Power | WI | Dane | 1 | Natural Gas Steam Turbine | ST |  | S | X | X |  |  | 1.5 |  | 0.9 | 0.6 |  | N |  |  | RE | X | 10 | 1963 | 5 | 2011 | Y | Commercial Non-CHP | 4 | X T T T T T T: B; DFO BLQ BLQ BLQ BLQ BLQ BLQ: NG; DFO BIT BIT BIT BIT BIT BIT: DFO; DFO DFO DFO DFO DFO DFO DFO: NG | DFO |  |  | N | N | [6 empty] | Y |  |  | Y | Y | N
18028 | State of Wisconsin | 54406 | Capitol Heat and Power | WI | Dane | 2 | Natural Gas Steam Turbine | ST |  | S | X | X |  |  | 1.5 |  | 1 | 0.6 |  | N |  |  | RE | X | 5 | 1964 | 5 | 2011 | Y | Commercial Non-CHP | 4 | X T T T T T T: B; DFO BLQ BLQ BLQ BLQ BLQ BLQ: NG; DFO BIT BIT BIT BIT BIT BIT: DFO; DFO DFO DFO DFO DFO DFO DFO: NG | DFO |  |  | N | N | [6 empty] | Y |  |  | Y | Y | N
18028 | State of Wisconsin | 54408 | UW Madison Charter Street Plant | WI | Dane | 2 | Wood/Wood Waste Biomass | ST |  | S | X | X |  |  | 22 |  | 12 | 22 |  | N |  |  | CN | X |  |  |  |  | Y | Commercial CHP | 5 | DFO BLQ BLQ BLQ BLQ BLQ BLQ: WDS; DFO BIT BIT BIT BIT BIT BIT: NG; DFO WDS WDS WDS WDS DFO DFO: AB |  |  |  | N | N |  | 10M | [7 empty] | Y | N | Y
63997 | Western Power and Steam II LLC | 54410 | Western Power & Steam Inc | CA | Kern | STG | Natural Gas Fired Combined Cycle | CA | CC1 | S | N | X |  |  | 8.3 | 0.85 |  |  | 0 |  |  |  | RE | X | 3 | 1990 | 10 | 2015 | Y | Industrial CHP | 7 | [11 empty] | N |  |  | 12H | [7 empty] | N | N | N | bar: X T T T T T T to DFO BLQ BLQ BLQ BLQ BLQ BLQ
9765 | John Deere Dubuque Works | 54414 | John Deere Dubuque Works | IA | Dubuque | GEN2 | Conventional Steam Coal | ST |  | S | X | X |  |  | 3.5 |  | 3.5 | 3.5 |  | N |  |  | RE | X | 6 | 1949 | 11 | 2010 | Y | Industrial Non-CHP | 6 | X T T T T T T: T; DFO BLQ BLQ BLQ BLQ BLQ BLQ: BIT; DFO BIT BIT BIT BIT BIT BIT: NG; DFO DFO DFO DFO DFO DFO DFO: DFO |  |  |  | N | N |  |  |  | Y | [5 empty] | N | N | N
9765 | John Deere Dubuque Works | 54414 | John Deere Dubuque Works | IA | Dubuque | GEN3 | Conventional Steam Coal | ST |  | S | X | X |  |  | 3 |  | 1.5 | 1.5 |  | N |  |  | RE | X | 11 | 1989 | 10 | 2009 | Y | Industrial Non-CHP | 6 | X T T T T T T: T; DFO BLQ BLQ BLQ BLQ BLQ BLQ: BIT; DFO BIT BIT BIT BIT BIT BIT: NG; DFO DFO DFO DFO DFO DFO DFO: DFO |  |  |  | N | N |  |  |  | Y | [5 empty] | N | N | N
9765 | John Deere Dubuque Works | 54414 | John Deere Dubuque Works | IA | Dubuque | GEN4 | Conventional Steam Coal | ST |  | S | X | X |  |  | 7.5 |  | 7.5 | 7.5 |  | N |  |  | RE | X | 2 | 1964 | 11 | 2010 | Y | Industrial Non-CHP | 6 | X T T T T T T: T; DFO BLQ BLQ BLQ BLQ BLQ BLQ: BIT; DFO BIT BIT BIT BIT BIT BIT: NG; DFO DFO DFO DFO DFO DFO DFO: DFO |  |  |  | N | N |  |  |  | Y | [5 empty] | N | N | N
55600 | Cadillac Renewable Energy LLC | 54415 | Cadillac Renewable Energy | MI | Wexford | GEN1 | Wood/Wood Waste Biomass | ST |  | S | X | X |  |  | 44 | 0.9 | 38 | 38 | 10 | N |  |  | RE | X | 8 | 1993 | 2 | 2020 | N | IPP Non-CHP | 2 | X T T T T T T: X; DFO BLQ BLQ BLQ BLQ BLQ BLQ: WDS; DFO DFO DFO DFO DFO DFO DFO: NG |  |  |  | N | N |  | 12H | [7 empty] | N | N | N
19553 | Unisea Inc | 54422 | Unisea G 2 | AK | Aleutians West | CAT1 | Petroleum Liquids | IC |  | S | X | X |  |  | 0.8 |  | 0.8 | 0.8 |  | N |  |  | RE | X | 2 | 1979 | 7 | 2011 | N | Industrial Non-CHP | 6 | X T T T T T T: X; DFO BLQ BLQ BLQ BLQ BLQ BLQ: DFO |  |  |  | N |  |  | 1H
19553 | Unisea Inc | 54422 | Unisea G 2 | AK | Aleutians West | CAT2 | Petroleum Liquids | IC |  | S | X | X |  |  | 0.9 |  | 0.9 | 0.9 |  | N |  |  | RE | X | 5 | 1973 | 7 | 2011 | N | Industrial Non-CHP | 6 | X T T T T T T: X; DFO BLQ BLQ BLQ BLQ BLQ BLQ: DFO |  |  |  | N |  |  | 1H
9686 | WestRock, Fernandina Beach | 54430 | Jackson Mill | FL | Duval | GEN1 | Natural Gas Steam Turbine | ST |  | S | X | X |  |  | 43.5 |  | 40.5 | 40.9 |  |  |  |  | RE | X | 3 | 1983 | 12 | 1998 | N | Industrial Non-CHP | 6 | [11 empty] | N | [10 empty] | N | N | N | bar: X T T T T T T to DFO BLQ BLQ BLQ BLQ BLQ BLQ
179 | Agrium US Inc | 54452 | Agrium Kenai Nitrogen Operations | AK | Kenai Peninsula | 644A | Natural Gas Internal Combustion Engine | IC |  | S | X | X |  |  | 1.3 |  | 1.3 | 1.3 |  |  |  |  | RE | X | 9 | 1968 | 12 | 2001 | N | Industrial CHP | 7 | [11 empty] | N | N | [9 empty] | N | N | N | bar: X T T T T T T to DFO BLQ BLQ BLQ BLQ BLQ BLQ
179 | Agrium US Inc | 54452 | Agrium Kenai Nitrogen Operations | AK | Kenai Peninsula | 644B | Natural Gas Internal Combustion Engine | IC |  | S | X | X |  |  | 1.3 |  | 1.3 | 1.3 |  |  |  |  | RE | X | 9 | 1968 | 12 | 2001 | N | Industrial CHP | 7 | [11 empty] | N | N | [9 empty] | N | N | N | bar: X T T T T T T to DFO BLQ BLQ BLQ BLQ BLQ BLQ
179 | Agrium US Inc | 54452 | Agrium Kenai Nitrogen Operations | AK | Kenai Peninsula | 644C | Natural Gas Internal Combustion Engine | IC |  | S | X | X |  |  | 1.3 |  | 1.3 | 1.3 |  |  |  |  | RE | X | 9 | 1968 | 12 | 2001 | N | Industrial CHP | 7 | [11 empty] | N | N | [9 empty] | N | N | N | bar: X T T T T T T to DFO BLQ BLQ BLQ BLQ BLQ BLQ
179 | Agrium US Inc | 54452 | Agrium Kenai Nitrogen Operations | AK | Kenai Peninsula | 644D | Natural Gas Internal Combustion Engine | IC |  | S | X | X |  |  | 1.3 |  | 1.3 | 1.3 |  |  |  |  | RE | X | 9 | 1968 | 12 | 2001 | N | Industrial CHP | 7 | [22 empty] | N | bar: X T T T T T T to DFO BLQ BLQ BLQ BLQ BLQ BLQ
179 | Agrium US Inc | 54452 | Agrium Kenai Nitrogen Operations | AK | Kenai Peninsula | 644E | Natural Gas Internal Combustion Engine | IC |  | S | X | X |  |  | 1.3 |  | 1.3 | 1.3 |  |  |  |  | RE | X | 9 | 1968 | 12 | 2001 | N | Industrial CHP | 7 | [22 empty] | N | bar: X T T T T T T to DFO BLQ BLQ BLQ BLQ BLQ BLQ
179 | Agrium US Inc | 54452 | Agrium Kenai Nitrogen Operations | AK | Kenai Peninsula | 644F | Natural Gas Internal Combustion Engine | IC |  | S | X | X |  |  | 1.3 |  | 1.3 | 1.3 |  |  |  |  | RE | X | 9 | 1968 | 12 | 2001 | N | Industrial CHP | 7 | [22 empty] | N | bar: X T T T T T T to DFO BLQ BLQ BLQ BLQ BLQ BLQ
179 | Agrium US Inc | 54452 | Agrium Kenai Nitrogen Operations | AK | Kenai Peninsula | 644G | Natural Gas Internal Combustion Engine | IC |  | S | X | X |  |  | 1.3 |  | 1.3 | 1.3 |  |  |  |  | RE | X | 9 | 1968 | 12 | 2001 | N | Industrial CHP | 7 | [22 empty] | N | bar: X T T T T T T to DFO BLQ BLQ BLQ BLQ BLQ BLQ
49963 | FPL Energy Operating Services, Inc. | 54454 | San Gorgonio Windplant WPP1993 | CA | Riverside | GEN3 | Onshore Wind Turbine | WT |  | S | X | X |  |  | 34.5 |  | 34.5 | 34.5 |  |  |  |  | RE | X | 4 | 1994 | 9 | 2011 | N | IPP Non-CHP | 2 | X T T T T T T: X; DFO BLQ BLQ BLQ BLQ BLQ BLQ: WND | [5 empty] | 115
17164 | Sierra Pacific Industries Inc | 54517 | Sierra Pacific Sonora | CA | Tuolumne | GEN2 | Wood/Wood Waste Biomass | ST |  | S | X | X | SPIFBD_1_PL1X2 | SPIFBD_1_PL1X2 | 7.5 | 0.8 | 6 | 6.4 | 1 | N |  |  | RE | X | 2 | 2001 | 3 | 2018 | Y | Industrial Non-CHP | 6 | X T T T T T T: T; DFO BLQ BLQ BLQ BLQ BLQ BLQ: WDS; DFO DFO DFO DFO DFO DFO DFO: DFO |  |  |  | N | N |  | 12H | [7 empty] | N |  | N
6564 | Formosa Plastics Corp | 54518 | Formosa Plastics | LA | East Baton Rouge | GT1 | Natural Gas Fired Combustion Turbine | GT |  | S | X | X | EES.FORMOS_LD |  | 38.2 |  | 33 | 37 |  | N |  |  | RE | X | 3 | 1985 | 1 | 2010 | Y | Industrial CHP | 7 | [11 empty] | N | [10 empty] | N | N | bar: X T T T T T T to DFO BLQ BLQ BLQ BLQ BLQ BLQ
6831 | Ft Worth City of | 54520 | Village Creek Water Reclamation Facility | TX | Tarrant | 3 | Other Waste Biomass | IC |  | S | X | X | NA | NA | 1.1 |  | 1.1 | 1.1 |  | N |  |  | RE | X | 9 | 1978 | 10 | 2003 | N | Commercial CHP | 5 | X T T T T T T: X; DFO BLQ BLQ BLQ BLQ BLQ BLQ: OBG; DFO BIT BIT BIT BIT BIT BIT: NG; DFO WDS WDS WDS WDS DFO DFO: DFO |  |  |  | N | [10 empty] | Y | N | N
20541 | Wheelabrator Environmental Systems | 54529 | Wheelabrator Ridge Energy | FL | Polk | 0001 | Wood/Wood Waste Biomass | ST |  | S | X | X |  |  | 45.5 | 0.85 | 47.1 | 47.1 | 5 | N |  |  | RE | X | 3 | 1994 | 1 | 2019 | N | IPP Non-CHP | 2 | X | WDS | TDF | LFG |  |  |  | LFG |  |  |  | N |  |  | 12H | [7 empty] | Y | Y | N
56355 | LES Project Holdings LLC | 54536 | Sumpter Energy Associates | MI | Wayne | 0201 | Landfill Gas | IC |  | S | X | X |  |  | 0.8 | 0.95 | 0.8 | 0.8 | 0.3 | N |  |  | RE | X | 7 | 1998 | 6 | 2019 | N | IPP Non-CHP | 2 | X T T T T T T: X; DFO BLQ BLQ BLQ BLQ BLQ BLQ: LFG |  |  |  | N | N |  | 10M | [7 empty] | N
11169 | Longview Fibre Co | 54562 | Longview Fibre | WA | Cowlitz | 2 | Wood/Wood Waste Biomass | ST |  | S | X | X |  |  | 2.5 |  | 2.5 | 2.5 |  | N |  |  | RE | X | 1 | 1936 | 4 | 2007 | Y | Industrial CHP | 7 |  | BLQ | NG | WDS | WO | OBL | [5 empty] | N | [10 empty] | Y | Y | N
11169 | Longview Fibre Co | 54562 | Longview Fibre | WA | Cowlitz | 3 | Wood/Wood Waste Biomass | ST |  | S | X | X |  |  | 3.5 |  | 3.5 | 3.5 |  | N |  |  | RE | X | 1 | 1941 | 4 | 2007 | Y | Industrial CHP | 7 |  | BLQ | NG | WDS | WO | OBL | [5 empty] | N | [10 empty] | Y | Y | N
11169 | Longview Fibre Co | 54562 | Longview Fibre | WA | Cowlitz | 4 | Wood/Wood Waste Biomass | ST |  | S | X | X |  |  | 10 | 0.8 | 10 | 10 | 4 | N |  |  | RE | X | 1 | 1949 | 6 | 2018 | Y | Industrial CHP | 7 | T | BLQ | WDS | NG | OBL |  |  | NG |  |  |  | N | N |  | 12H | [7 empty] | Y | Y | N
11169 | Longview Fibre Co | 54562 | Longview Fibre | WA | Cowlitz | 5 | Wood/Wood Waste Biomass | ST |  | S | X | X |  |  | 6 |  | 5.7 | 5.7 |  | N |  |  | RE | X | 1 | 1950 | 4 | 2007 | Y | Industrial CHP | 7 |  | BLQ | NG | WDS | WO | OBS | [5 empty] | N | [11 empty] | Y | Y
11169 | Longview Fibre Co | 54562 | Longview Fibre | WA | Cowlitz | 8 | Natural Gas Fired Combustion Turbine | GT |  | S | X | X |  |  | 68 |  | 60 |  | 0 | N |  |  | RE | X | 5 | 1995 | 10 | 2002 | Y | Industrial CHP | 7 | [11 empty] | N | [12 empty] | N | bar: DFO BLQ BLQ BLQ BLQ BLQ BLQ
7092 | General Mills Inc | 54564 | General Mills Inc | NY | Erie | GEN1 | Natural Gas Fired Combustion Turbine | GT |  | S | X | X |  |  | 3.8 | 0.85 | 3.4 | 4 | 0.5 | N |  |  | RE | X | 12 | 1988 | 9 | 2020 | Y | Industrial CHP | 7 | [11 empty] | N | N |  | 1H |  |  |  |  | N |  |  | N | N | N | bar: X T T T T T T to DFO BLQ BLQ BLQ BLQ BLQ BLQ
21116 | YKK USA Inc | 54566 | YKK USA Chestney | GA | Bibb | GEN1 | Petroleum Liquids | IC |  | S | X | X |  |  | 1.6 | 0.9 | 1.5 | 1.5 | 50 | N |  |  | RE | X | 5 | 1993 | 3 | 2010 | N | Industrial Non-CHP | 6 | X T T T T T T: X; DFO BLQ BLQ BLQ BLQ BLQ BLQ: DFO |  |  |  | N | [10 empty] | N | N | N
21116 | YKK USA Inc | 54566 | YKK USA Chestney | GA | Bibb | GEN2 | Petroleum Liquids | IC |  | S | X | X |  |  | 1.7 | 0.9 | 1.5 | 1.5 |  | N |  |  | RE | X | 5 | 1994 | 3 | 2010 | N | Industrial Non-CHP | 6 | X T T T T T T: X; DFO BLQ BLQ BLQ BLQ BLQ BLQ: DFO | [15 empty] | N | N
21116 | YKK USA Inc | 54566 | YKK USA Chestney | GA | Bibb | GEN3 | Petroleum Liquids | IC |  | S | X | X |  |  | 1.7 |  | 1.7 | 1.6 |  | N |  |  | RE | X | 8 | 1995 | 3 | 2010 | N | Industrial Non-CHP | 6 | X T T T T T T: X; DFO BLQ BLQ BLQ BLQ BLQ BLQ: DFO
21116 | YKK USA Inc | 54566 | YKK USA Chestney | GA | Bibb | PPD1 | Petroleum Liquids | IC |  | S | X | X |  |  | 0.4 |  | 0.4 | 0.4 |  | N |  |  | RE | X | 5 | 1992 | 2 | 2006 | N | Industrial Non-CHP | 6 | X T T T T T T: X; DFO BLQ BLQ BLQ BLQ BLQ BLQ: DFO | [14 empty] | N | N
21116 | YKK USA Inc | 54566 | YKK USA Chestney | GA | Bibb | PPD2 | Petroleum Liquids | IC |  | S | X | X |  |  | 0.4 |  | 0.4 | 0.4 |  | N |  |  | RE | X | 5 | 1992 | 2 | 2006 | N | Industrial Non-CHP | 6 | X T T T T T T: X; DFO BLQ BLQ BLQ BLQ BLQ BLQ: DFO | [14 empty] | N | N
13943 | Ocean County Utilities Auth | 54569 | Bayville Central Facility | NJ | Ocean | SBG1 | Petroleum Liquids | IC |  | S | X | X |  |  | 0.6 |  | 0.6 | 0.6 |  | N |  |  | RE | X | 9 | 1988 | 12 | 2002 | N | Commercial CHP | 5 | X T T T T T T: X; DFO BLQ BLQ BLQ BLQ BLQ BLQ: DFO |  |  |  | N | [11 empty] | N
56171 | Bicent Power | 54586 | Tanner Street Generation | MA | Middlesex | V643 | Natural Gas Fired Combined Cycle | CT |  | S | X |  |  |  | 65.5 |  | 58 | 58 |  | N |  |  | RE | X | 10 | 1992 | 12 | 2007 | N | IPP Non-CHP | 2 | X T T T T T T: X; DFO BLQ BLQ BLQ BLQ BLQ BLQ: NG; DFO BIT BIT BIT BIT BIT BIT: DFO |  |  |  | N | [11 empty] | N | Y
12411 | Miami Dade Water & Sewer Dept | 54623 | Central District Wastewater Treat Plant | FL | Miami Dade | 1 | Other Waste Biomass | IC |  | S | X | X |  |  | 1.2 | 0.85 | 1.2 | 1.2 | 1 |  |  |  | RE | X | 10 | 1989 | 10 | 2014 | Y | Commercial CHP | 5 | X T T T T T T: T; DFO BLQ BLQ BLQ BLQ BLQ BLQ: OBG |  |  |  | N | N |  | 1H
12411 | Miami Dade Water & Sewer Dept | 54623 | Central District Wastewater Treat Plant | FL | Miami Dade | 2 | Other Waste Biomass | IC |  | S | X | X |  |  | 1.2 | 0.85 | 1.2 | 1.2 | 1 |  |  |  | RE | X | 10 | 1989 | 11 | 2014 | Y | Commercial CHP | 5 | X T T T T T T: T; DFO BLQ BLQ BLQ BLQ BLQ BLQ: OBG |  |  |  | N | N |  | 1H
12411 | Miami Dade Water & Sewer Dept | 54623 | Central District Wastewater Treat Plant | FL | Miami Dade | 3 | Other Waste Biomass | IC |  | S | X | X |  |  | 1.2 | 0.85 | 1.2 | 1.2 | 1 |  |  |  | RE | X | 10 | 1989 | 5 | 2012 | Y | Commercial CHP | 5 | X T T T T T T: T; DFO BLQ BLQ BLQ BLQ BLQ BLQ: OBG |  |  |  | N | N |  | 1H
12411 | Miami Dade Water & Sewer Dept | 54623 | Central District Wastewater Treat Plant | FL | Miami Dade | 4 | Other Waste Biomass | IC |  | S | X | X |  |  | 1.2 | 0.85 | 1.2 | 1.2 | 1 |  |  |  | RE | X | 10 | 1989 | 5 | 2012 | Y | Commercial CHP | 5 | X T T T T T T: T; DFO BLQ BLQ BLQ BLQ BLQ BLQ: OBG |  |  |  | N |  |  | 1H
12411 | Miami Dade Water & Sewer Dept | 54624 | South District Wastewater Treatment Plt | FL | Miami Dade | 1 | All Other | OT |  | S | X | X |  |  | 0.9 | 0.8 | 0.8 | 0.8 | 0.7 |  |  |  | RE | X | 3 | 1991 | 2 | 2014 | Y | Commercial CHP | 5 | X T T T T T T: T; DFO BLQ BLQ BLQ BLQ BLQ BLQ: OTH; DFO BIT BIT BIT BIT BIT BIT: NG |  |  |  | N | N |  | 10M | [8 empty] | Y | N
12411 | Miami Dade Water & Sewer Dept | 54624 | South District Wastewater Treatment Plt | FL | Miami Dade | 2 | All Other | OT |  | S | X | X |  |  | 0.9 | 0.8 | 0.8 | 0.8 | 0.7 |  |  |  | RE | X | 3 | 1991 | 4 | 2014 | Y | Commercial CHP | 5 | X T T T T T T: T; DFO BLQ BLQ BLQ BLQ BLQ BLQ: OTH; DFO BIT BIT BIT BIT BIT BIT: NG |  |  |  | N | N |  | 10M | [8 empty] | Y | N
12411 | Miami Dade Water & Sewer Dept | 54624 | South District Wastewater Treatment Plt | FL | Miami Dade | 3 | All Other | OT |  | S | X | X |  |  | 0.9 | 0.8 | 0.8 | 0.8 | 0.7 |  |  |  | RE | X | 3 | 1991 | 4 | 2014 | Y | Commercial CHP | 5 | X T T T T T T: T; DFO BLQ BLQ BLQ BLQ BLQ BLQ: OTH; DFO BIT BIT BIT BIT BIT BIT: NG |  |  |  | N | N |  | 10M | [8 empty] | Y | N
9210 | International Paper Co-Riegelwood | 54656 | International Paper Riegelwood Mill | NC | Columbus | NO 2 | Wood/Wood Waste Biomass | ST |  | S | X | X |  |  | 10 | 0.8 | 8.3 | 8.7 | 5 | N |  |  | RE | X | 12 | 1955 | 7 | 2018 | Y | Industrial CHP | 7 | T | BLQ | NG | RFO | SLW | WDS |  | RFO | NG |  |  | N | N |  | 12H | [7 empty] | Y | Y | Y
54843 | WM Illinois Renewable Energy LLC | 54659 | Kankakee Gas Recovery | IL | Kankakee | GEN1 | Landfill Gas | IC |  | S | X | X | Zonal | Zonal | 0.8 | 0.98 | 0.8 | 0.8 | 0.5 | N |  |  | RE | X | 6 | 1992 | 7 | 2017 | N | IPP Non-CHP | 2 | X T T T T T T: X; DFO BLQ BLQ BLQ BLQ BLQ BLQ: LFG |  |  |  | N |  |  | 1H | [7 empty] | N | N | N
54843 | WM Illinois Renewable Energy LLC | 54659 | Kankakee Gas Recovery | IL | Kankakee | GEN2 | Landfill Gas | IC |  | S | X | X | Zonal | Zonal | 0.8 | 0.98 | 0.8 | 0.8 | 0.5 | N |  |  | RE | X | 6 | 1992 | 7 | 2017 | N | IPP Non-CHP | 2 | X T T T T T T: X; DFO BLQ BLQ BLQ BLQ BLQ BLQ: LFG |  |  |  | N |  |  | 1H | [7 empty] | N | N | N
3670 | FreePort-McMoRan-Corp-Chino Mines | 54667 | Chino Mines | NM | Grant | 4 | Natural Gas Steam Turbine | ST |  | S | X | X |  |  | 7.5 |  | 7 | 7.1 |  |  |  |  | RE | X | 6 | 1930 | 12 | 2004 | N | Industrial Non-CHP | 6 | [11 empty] | N | [10 empty] | N | bar: X T T T T T T to DFO BLQ BLQ BLQ BLQ BLQ BLQ
3670 | FreePort-McMoRan-Corp-Chino Mines | 54667 | Chino Mines | NM | Grant | 5 | Natural Gas Steam Turbine | ST |  | S | X | X |  |  | 10 |  | 9.3 | 9.4 |  |  |  |  | RE | X | 6 | 1950 | 12 | 2005 | N | Industrial Non-CHP | 6 | [11 empty] | N | [10 empty] | N | bar: X T T T T T T to DFO BLQ BLQ BLQ BLQ BLQ BLQ
3670 | FreePort-McMoRan-Corp-Chino Mines | 54667 | Chino Mines | NM | Grant | 8 | Natural Gas Steam Turbine | ST |  | N | X | X |  |  | 30 |  | 27.9 | 28.2 |  |  |  |  | RE | X | 5 | 1973 | 12 | 2005 | N | Industrial Non-CHP | 6 | [11 empty] | N | bar: X T T T T T T to DFO BLQ BLQ BLQ BLQ BLQ BLQ
17664 | Spartanburg Commissioners PW | 54675 | Spartanburg Water System | SC | Spartanburg | DI1 | Petroleum Liquids | IC |  | S | X | X |  |  | 1.6 |  | 1.6 | 1.6 |  | N |  |  | RE | X | 1 | 1998 | 6 | 2011 | N | Commercial Non-CHP | 4 | X T T T T T T: X; DFO BLQ BLQ BLQ BLQ BLQ BLQ: DFO |  |  |  | N |  |  | 10M | [7 empty] | N
2770 | Terra-Gen Operating Co-Wind | 54681 | Difwind Farms Ltd I | CA | Riverside | EXIS | Onshore Wind Turbine | WT |  | S | X | X |  |  | 7.3 |  | 7.3 | 7.3 | 0 | N |  |  | RE | X | 1 | 1986 | 1 | 2020 | N | IPP Non-CHP | 2 | X T T T T T T: X; DFO BLQ BLQ BLQ BLQ BLQ BLQ: WND |  |  |  | N | N | 68
2770 | Terra-Gen Operating Co-Wind | 54682 | Difwind Farms Ltd II | CA | Riverside | EXIS | Onshore Wind Turbine | WT |  | S | X | X |  |  | 5.5 |  | 5.4 | 5.4 | 0 | N |  |  | RE | X | 1 | 1986 | 1 | 2020 | N | IPP Non-CHP | 2 | X T T T T T T: X; DFO BLQ BLQ BLQ BLQ BLQ BLQ: WND |  |  |  | N | N | 64
2770 | Terra-Gen Operating Co-Wind | 54685 | Difwind Farms Ltd V | CA | Riverside | EXIS | Onshore Wind Turbine | WT |  | S | X | X |  |  | 11.7 |  | 11.6 | 11.6 | 0 | N |  |  | RE | X | 1 | 1987 | 1 | 2020 | N | IPP Non-CHP | 2 | X T T T T T T: X; DFO BLQ BLQ BLQ BLQ BLQ BLQ: WND |  |  |  | N | N | 109
57170 | EDF Renewable Asset Holdings, Inc. | 54687 | Difwind Farms Ltd VIII | CA | Kern | EXIS | Onshore Wind Turbine | WT |  | S | X | X |  |  | 15 |  | 15 | 15 | 0 | N |  |  | RE | X | 1 | 1987 | 11 | 2015 | N | IPP Non-CHP | 2 | X T T T T T T: X; DFO BLQ BLQ BLQ BLQ BLQ BLQ: WND | [5 empty] | 100
24206 | Amalgamated Sugar Co-Nampa | 54690 | Amalgamated Sugar LLC Nampa | ID | Canyon | 500 | Natural Gas Steam Turbine | ST |  | S | X | X |  |  | 0.5 | 0.9 | 0.5 | 0.5 | 0.3 |  |  |  | RE | X | 10 | 1950 | 1 | 2003 | Y | Industrial CHP | 7 | [14 empty] | 12H | [7 empty] | N |  | N | bar: X T T T T T T to DFO BLQ BLQ BLQ BLQ BLQ BLQ; DFO DFO DFO DFO DFO DFO DFO
18458 | York Generation Company LLC | 54693 | York Generation Company LLC | PA | York | GT#3 | Natural Gas Fired Combined Cycle | CT |  | S | X |  |  |  | 8.3 |  |  |  |  | N |  |  | RE | X | 4 | 1989 | 12 | 2004 | Y | IPP Non-CHP | 2 | [22 empty] | N | N | N | bar: DFO BLQ BLQ BLQ BLQ BLQ BLQ
18458 | York Generation Company LLC | 54693 | York Generation Company LLC | PA | York | GT#4 | Natural Gas Fired Combined Cycle | CT |  | S | X |  |  |  | 8.3 |  |  |  |  | N |  |  | RE | X | 4 | 1989 | 12 | 2004 | Y | IPP Non-CHP | 2 | [22 empty] | N | N | bar: DFO BLQ BLQ BLQ BLQ BLQ BLQ
54842 | WM Renewable Energy LLC | 54700 | Metro Methane Recovery Facility | IA | Polk | GEN9 | Landfill Gas | IC |  | S | X | X | Zonal | Zonal | 1.6 |  | 1.6 | 1.6 |  | N |  |  | CN | X |  |  |  |  | N | IPP Non-CHP | 2 | X T T T T T T: X; DFO BLQ BLQ BLQ BLQ BLQ BLQ: LFG |  |  |  | N | [11 empty] | N
29925 | Enterprise Products Optg LP | 54705 | Toca Plant | LA | St Bernard | EG-1 | Natural Gas Internal Combustion Engine | IC |  | S | X | X |  |  | 0.8 | 0.8 | 0.8 | 0.8 | 0.5 | N |  |  | RE | X | 6 | 1958 | 1 | 2019 | N | Industrial Non-CHP | 6 | [11 empty] | N | N |  | 12H | [7 empty] | N | bar: X T T T T T T to DFO BLQ BLQ BLQ BLQ BLQ BLQ
29925 | Enterprise Products Optg LP | 54705 | Toca Plant | LA | St Bernard | EG-3 | Natural Gas Internal Combustion Engine | IC |  | S | X | X |  |  | 0.8 | 0.8 | 0.8 | 0.8 | 0.5 | N |  |  | RE | X | 6 | 1958 | 1 | 2019 | N | Industrial Non-CHP | 6 | [11 empty] | N | N |  | 12H | [7 empty] | N | bar: X T T T T T T to DFO BLQ BLQ BLQ BLQ BLQ BLQ
29925 | Enterprise Products Optg LP | 54705 | Toca Plant | LA | St Bernard | EG-4 | Natural Gas Internal Combustion Engine | IC |  | S | X | X |  |  | 0.7 | 0.8 | 0.7 | 0.7 | 0.5 | N |  |  | RE | X | 2 | 1997 | 1 | 2019 | N | Industrial Non-CHP | 6 | [11 empty] | N | N |  | 12H | [7 empty] | N | bar: X T T T T T T to DFO BLQ BLQ BLQ BLQ BLQ BLQ
29925 | Enterprise Products Optg LP | 54705 | Toca Plant | LA | St Bernard | EG2A | Natural Gas Internal Combustion Engine | IC |  | S | X | X |  |  | 0.5 | 0.8 | 0.5 | 0.5 | 0.3 | N |  |  | RE | X | 8 | 2001 | 1 | 2019 | N | Industrial Non-CHP | 6 | [11 empty] | N | N |  | 12H | [7 empty] | N | bar: X T T T T T T to DFO BLQ BLQ BLQ BLQ BLQ BLQ
361 | Industrial Energy Applications Inc | 54713 | Alliant SBD 8603 Donnelley | IA | Story | 1233 | Petroleum Liquids | IC |  | S | X | X |  |  | 1 | 0.8 | 1 | 1 | 0.1 | N |  |  | RE | X | 3 | 1996 | 10 | 2000 | N | IPP Non-CHP | 2 | X T T T T T T: X; DFO BLQ BLQ BLQ BLQ BLQ BLQ: DFO |  |  |  | N | N |  | 10M
34691 | Ormat Nevada Inc | 54724 | Ormesa II | CA | Imperial | OE10 | Geothermal | ST |  | S | X | X |  |  | 1.2 | 0.8 | 0.9 | 1.1 | 0.9 | N |  |  | RE | X | 12 | 1987 | 4 | 2007 | N | IPP Non-CHP | 2 | X T T T T T T: X; DFO BLQ BLQ BLQ BLQ BLQ BLQ: GEO |  |  |  | N | [10 empty] | N
34691 | Ormat Nevada Inc | 54724 | Ormesa II | CA | Imperial | OE11 | Geothermal | ST |  | S | X | X |  |  | 1.2 | 0.8 | 0.9 | 1.1 | 0.9 | N |  |  | RE | X | 12 | 1987 | 4 | 2007 | N | IPP Non-CHP | 2 | X T T T T T T: X; DFO BLQ BLQ BLQ BLQ BLQ BLQ: GEO |  |  |  | N | [10 empty] | N
34691 | Ormat Nevada Inc | 54724 | Ormesa II | CA | Imperial | OE12 | Geothermal | ST |  | S | X | X |  |  | 1.2 | 0.8 | 0.9 | 1.1 | 0.9 | N |  |  | RE | X | 12 | 1987 | 4 | 2007 | N | IPP Non-CHP | 2 | X T T T T T T: X; DFO BLQ BLQ BLQ BLQ BLQ BLQ: GEO |  |  |  | N | [10 empty] | N
34691 | Ormat Nevada Inc | 54724 | Ormesa II | CA | Imperial | OE13 | Geothermal | ST |  | S | X | X |  |  | 1.2 | 0.8 | 0.9 | 1.1 | 0.9 | N |  |  | RE | X | 12 | 1987 | 4 | 2007 | N | IPP Non-CHP | 2 | X T T T T T T: X; DFO BLQ BLQ BLQ BLQ BLQ BLQ: GEO |  |  |  | N | [10 empty] | N
34691 | Ormat Nevada Inc | 54724 | Ormesa II | CA | Imperial | OE21 | Geothermal | ST |  | S | X | X |  |  | 1.2 | 0.8 | 0.9 | 1.1 | 0.9 | N |  |  | RE | X | 12 | 1987 | 4 | 2007 | N | IPP Non-CHP | 2 | X T T T T T T: X; DFO BLQ BLQ BLQ BLQ BLQ BLQ: GEO |  |  |  | N | [10 empty] | N
34691 | Ormat Nevada Inc | 54724 | Ormesa II | CA | Imperial | OE22 | Geothermal | ST |  | S | X | X |  |  | 1.2 | 0.8 | 0.9 | 1.1 | 0.9 | N |  |  | RE | X | 12 | 1987 | 4 | 2007 | N | IPP Non-CHP | 2 | X T T T T T T: X; DFO BLQ BLQ BLQ BLQ BLQ BLQ: GEO |  |  |  | N | [10 empty] | N
34691 | Ormat Nevada Inc | 54724 | Ormesa II | CA | Imperial | OE23 | Geothermal | ST |  | S | X | X |  |  | 1.2 | 0.8 | 0.9 | 1.1 | 0.9 | N |  |  | RE | X | 12 | 1987 | 4 | 2007 | N | IPP Non-CHP | 2 | X T T T T T T: X; DFO BLQ BLQ BLQ BLQ BLQ BLQ: GEO |  |  |  | N | [10 empty] | N
34691 | Ormat Nevada Inc | 54724 | Ormesa II | CA | Imperial | OE24 | Geothermal | ST |  | S | X | X |  |  | 1.2 | 0.8 | 0.9 | 1.1 | 0.9 | N |  |  | RE | X | 12 | 1987 | 4 | 2007 | N | IPP Non-CHP | 2 | X T T T T T T: X; DFO BLQ BLQ BLQ BLQ BLQ BLQ: GEO |  |  |  | N | [10 empty] | N
34691 | Ormat Nevada Inc | 54724 | Ormesa II | CA | Imperial | OE25 | Geothermal | ST |  | S | X | X |  |  | 1.2 | 0.8 | 0.9 | 1.1 | 0.9 | N |  |  | RE | X | 12 | 1987 | 4 | 2007 | N | IPP Non-CHP | 2 | X T T T T T T: X; DFO BLQ BLQ BLQ BLQ BLQ BLQ: GEO |  |  |  | N | [10 empty] | N
34691 | Ormat Nevada Inc | 54724 | Ormesa II | CA | Imperial | OE26 | Geothermal | ST |  | S | X | X |  |  | 1.2 | 0.8 | 0.9 | 1.1 | 0.9 | N |  |  | RE | X | 12 | 1987 | 4 | 2007 | N | IPP Non-CHP | 2 | X T T T T T T: X; DFO BLQ BLQ BLQ BLQ BLQ BLQ: GEO |  |  |  | N | [10 empty] | N
34691 | Ormat Nevada Inc | 54724 | Ormesa II | CA | Imperial | OE27 | Geothermal | ST |  | S | X | X |  |  | 1.2 | 0.8 | 0.9 | 1.1 | 0.9 | N |  |  | RE | X | 12 | 1987 | 4 | 2007 | N | IPP Non-CHP | 2 | X T T T T T T: X; DFO BLQ BLQ BLQ BLQ BLQ BLQ: GEO |  |  |  | N | [10 empty] | N
34691 | Ormat Nevada Inc | 54724 | Ormesa II | CA | Imperial | OEC1 | Geothermal | ST |  | S | X | X |  |  | 1.2 | 0.8 | 0.9 | 1.1 | 0.9 | N |  |  | RE | X | 12 | 1987 | 4 | 2007 | N | IPP Non-CHP | 2 | X T T T T T T: X; DFO BLQ BLQ BLQ BLQ BLQ BLQ: GEO |  |  |  | N | [10 empty] | N
34691 | Ormat Nevada Inc | 54724 | Ormesa II | CA | Imperial | OEC2 | Geothermal | ST |  | S | X | X |  |  | 1.2 | 0.8 | 0.9 | 1.1 | 0.9 | N |  |  | RE | X | 12 | 1987 | 4 | 2007 | N | IPP Non-CHP | 2 | X T T T T T T: X; DFO BLQ BLQ BLQ BLQ BLQ BLQ: GEO |  |  |  | N | [10 empty] | N
34691 | Ormat Nevada Inc | 54724 | Ormesa II | CA | Imperial | OEC3 | Geothermal | ST |  | S | X | X |  |  | 1.2 | 0.8 | 0.9 | 1.1 | 0.9 | N |  |  | RE | X | 12 | 1987 | 4 | 2007 | N | IPP Non-CHP | 2 | X T T T T T T: X; DFO BLQ BLQ BLQ BLQ BLQ BLQ: GEO |  |  |  | N |  |  | OVER | [7 empty] | N
34691 | Ormat Nevada Inc | 54724 | Ormesa II | CA | Imperial | OEC4 | Geothermal | ST |  | S | X | X |  |  | 1.2 | 0.8 | 0.9 | 1.1 | 0.9 | N |  |  | RE | X | 12 | 1987 | 4 | 2007 | N | IPP Non-CHP | 2 | X T T T T T T: X; DFO BLQ BLQ BLQ BLQ BLQ BLQ: GEO |  |  |  | N |  |  | OVER | [7 empty] | N
34691 | Ormat Nevada Inc | 54724 | Ormesa II | CA | Imperial | OEC5 | Geothermal | ST |  | S | X | X |  |  | 1.2 | 0.8 | 0.9 | 1.1 | 0.9 | N |  |  | RE | X | 12 | 1987 | 4 | 2007 | N | IPP Non-CHP | 2 | X T T T T T T: X; DFO BLQ BLQ BLQ BLQ BLQ BLQ: GEO |  |  |  | N | [10 empty] | N
34691 | Ormat Nevada Inc | 54724 | Ormesa II | CA | Imperial | OEC6 | Geothermal | ST |  | S | X | X |  |  | 1.2 | 0.8 | 0.9 | 1.1 | 0.9 | N |  |  | RE | X | 12 | 1987 | 4 | 2007 | N | IPP Non-CHP | 2 | X T T T T T T: X; DFO BLQ BLQ BLQ BLQ BLQ BLQ: GEO |  |  |  | N | [10 empty] | N
34691 | Ormat Nevada Inc | 54724 | Ormesa II | CA | Imperial | OEC7 | Geothermal | ST |  | S | X | X |  |  | 1.2 | 0.8 | 0.9 | 1.1 | 0.9 | N |  |  | RE | X | 12 | 1987 | 4 | 2007 | N | IPP Non-CHP | 2 | X T T T T T T: X; DFO BLQ BLQ BLQ BLQ BLQ BLQ: GEO |  |  |  | N | [10 empty] | N
34691 | Ormat Nevada Inc | 54724 | Ormesa II | CA | Imperial | OEC8 | Geothermal | ST |  | S | X | X |  |  | 1.2 | 0.8 | 0.9 | 1.1 | 0.9 | N |  |  | RE | X | 12 | 1987 | 4 | 2007 | N | IPP Non-CHP | 2 | X T T T T T T: X; DFO BLQ BLQ BLQ BLQ BLQ BLQ: GEO |  |  |  | N | [10 empty] | N
34691 | Ormat Nevada Inc | 54724 | Ormesa II | CA | Imperial | OEC9 | Geothermal | ST |  | S | X | X |  |  | 1.2 | 0.8 | 0.9 | 1.1 | 0.9 | N |  |  | RE | X | 12 | 1987 | 4 | 2007 | N | IPP Non-CHP | 2 | X T T T T T T: X; DFO BLQ BLQ BLQ BLQ BLQ BLQ: GEO |  |  |  | N | [10 empty] | N
14989 | Freeport McMoRan Inc | 54734 | Freeport McMoRan | NM | Grant | 10 | Petroleum Liquids | IC |  | S | X | X |  |  | 3 | 0.8 | 2.9 | 2.9 | 0.5 | N |  |  | RE | X | 2 | 1971 | 1 | 2017 | N | Industrial Non-CHP | 6 | X T T T T T T: X; DFO BLQ BLQ BLQ BLQ BLQ BLQ: DFO; DFO BIT BIT BIT BIT BIT BIT: NG |  |  |  |  | N |  | 1H | [7 empty] | Y | N | Y
14989 | Freeport McMoRan Inc | 54734 | Freeport McMoRan | NM | Grant | 2 | Petroleum Liquids | IC |  | S | X | X |  |  | 3 | 0.8 | 2.9 | 2.9 | 0.5 | N |  |  | RE | X | 12 | 1967 | 1 | 2017 | N | Industrial Non-CHP | 6 | X T T T T T T: X; DFO BLQ BLQ BLQ BLQ BLQ BLQ: DFO; DFO BIT BIT BIT BIT BIT BIT: NG |  |  |  |  | N |  | 1H | [7 empty] | Y | N | Y
14989 | Freeport McMoRan Inc | 54734 | Freeport McMoRan | NM | Grant | 5 | Petroleum Liquids | IC |  | S | X | X |  |  | 3 | 0.8 | 2.9 | 2.9 | 0.5 | N |  |  | RE | X | 12 | 1967 | 1 | 2017 | N | Industrial Non-CHP | 6 | X T T T T T T: X; DFO BLQ BLQ BLQ BLQ BLQ BLQ: DFO; DFO BIT BIT BIT BIT BIT BIT: NG |  |  |  |  | N |  | 1H | [7 empty] | Y | N | Y
14989 | Freeport McMoRan Inc | 54734 | Freeport McMoRan | NM | Grant | 6 | Petroleum Liquids | IC |  | S | X | X |  |  | 3 | 0.8 | 2.9 | 2.9 | 0.5 | N |  |  | RE | X | 12 | 1967 | 1 | 2017 | N | Industrial Non-CHP | 6 | X T T T T T T: X; DFO BLQ BLQ BLQ BLQ BLQ BLQ: DFO; DFO BIT BIT BIT BIT BIT BIT: NG |  |  |  |  | N |  | 1H | [7 empty] | Y | N | Y
14989 | Freeport McMoRan Inc | 54734 | Freeport McMoRan | NM | Grant | 9 | Petroleum Liquids | IC |  | S | X | X |  |  | 3 | 0.8 | 2.9 | 2.9 | 0.5 | N |  |  | RE | X | 2 | 1971 | 1 | 2017 | N | Industrial Non-CHP | 6 | X T T T T T T: X; DFO BLQ BLQ BLQ BLQ BLQ BLQ: DFO; DFO BIT BIT BIT BIT BIT BIT: NG |  |  |  | N | N |  | 1H | [7 empty] | Y | N | Y
19102 | Transcontinental Gas PL Corp | 54743 | District 100 Transco Gas Pipe Line | AL | Chilton | 001 | All Other | ST |  | S | X | X |  |  | 0.8 |  | 0.7 | 0.8 |  |  |  |  | RE | X | 6 | 1951 | 7 | 2009 | N | Commercial Non-CHP | 4 | [11 empty] | N | N |  | OVER | [7 empty] | N | bar: X T T T T T T to DFO BLQ BLQ BLQ BLQ BLQ BLQ
19102 | Transcontinental Gas PL Corp | 54743 | District 100 Transco Gas Pipe Line | AL | Chilton | 002 | All Other | ST |  | S | X | X |  |  | 0.8 |  | 0.7 | 0.8 |  |  |  |  | RE | X | 6 | 1951 | 7 | 2009 | N | Commercial Non-CHP | 4 | [11 empty] | N | N |  | OVER | [7 empty] | N | bar: X T T T T T T to DFO BLQ BLQ BLQ BLQ BLQ BLQ
59976 | WestRock Mill Company, LLC | 54763 | WestRock Demopolis Mill | AL | Marengo | 3TG | Wood/Wood Waste Biomass | ST |  | S | X | X |  |  | 19 |  | 16 | 16.5 |  | N |  |  | RE | X | 12 | 2003 | 5 | 2012 | Y | Industrial CHP | 7 | T | BLQ | WDS | BIT | NG | DFO | [5 empty] | N | [10 empty] | N | N | N
59976 | WestRock Mill Company, LLC | 54763 | WestRock Demopolis Mill | AL | Marengo | ITG | Wood/Wood Waste Biomass | ST |  | S | X | X |  |  | 10 |  | 9.2 | 10.4 |  | N |  |  | RE | X | 10 | 1957 | 10 | 2003 | Y | Industrial CHP | 7 | DFO BLQ BLQ BLQ BLQ BLQ BLQ: BLQ | [15 empty] | N | N
19539 | University of Iowa | 54775 | University of Iowa Main Power Plant | IA | Johnson | GEN1 | Natural Gas Steam Turbine | ST |  | S | X | X |  |  | 3 | 0.8 | 3 | 3 | 1.5 | N |  |  | RE | X | 1 | 1947 | 5 | 2020 | Y | Commercial CHP | 5 | T | NG | BIT | WDS | OBS |  |  | NG |  |  |  | N | N |  | 12H | Y |  | N |  | Y |  |  | Y | Y | N
19539 | University of Iowa | 54775 | University of Iowa Main Power Plant | IA | Johnson | GEN2 | Natural Gas Steam Turbine | ST |  | S | X | X |  |  | 3 | 0.8 | 3 | 3 | 0.5 | N |  |  | RE | X | 1 | 1956 | 5 | 2020 | Y | Commercial CHP | 5 | T | NG | BIT | WDS | OBS |  |  | NG |  |  |  | N | N |  | 12H | Y |  | N |  | Y |  |  | Y | Y | N
19528 | University of Illinois | 54780 | University of Illinois Abbott Power Plt | IL | Champaign | T5 | Natural Gas Steam Turbine | ST |  | S | X | X |  |  | 3 | 0.8 | 3 | 3 | 1 | N |  |  | RE | X | 6 | 1955 | 12 | 2003 | Y | Commercial CHP | 5 | X T T T T T T: T; DFO BLQ BLQ BLQ BLQ BLQ BLQ: NG; DFO BIT BIT BIT BIT BIT BIT: BIT |  |  |  | N | N |  | 10M |  |  |  | N |  |  |  | N | N | Y
17283 | Seneca Energy II | 54782 | Seneca Energy | NY | Seneca | GE19 | Landfill Gas | IC |  | S | X | X |  |  | 1.6 |  | 1.6 | 1.6 |  | N |  |  | CN | X |  |  |  |  | N | IPP Non-CHP | 2 | X T T T T T T: X; DFO BLQ BLQ BLQ BLQ BLQ BLQ: LFG |  |  |  | N | [10 empty] | N | N
17283 | Seneca Energy II | 54782 | Seneca Energy | NY | Seneca | GE20 | Landfill Gas | IC |  | S | X | X |  |  | 1.6 |  | 1.6 | 1.6 |  | N |  |  | CN | X |  |  |  |  | N | IPP Non-CHP | 2 | X T T T T T T: X; DFO BLQ BLQ BLQ BLQ BLQ BLQ: LFG |  |  |  | N | [10 empty] | N | N
17283 | Seneca Energy II | 54782 | Seneca Energy | NY | Seneca | GE21 | Landfill Gas | IC |  | S | X | X |  |  | 1.6 |  | 1.6 | 1.6 |  | N |  |  | CN | X |  |  |  |  | N | IPP Non-CHP | 2 | X T T T T T T: X; DFO BLQ BLQ BLQ BLQ BLQ BLQ: LFG |  |  |  | N | [10 empty] | N | N
17283 | Seneca Energy II | 54782 | Seneca Energy | NY | Seneca | GE22 | Landfill Gas | IC |  | S | X | X |  |  | 1.6 |  | 1.6 | 1.6 |  | N |  |  | CN | X |  |  |  |  | N | IPP Non-CHP | 2 | X T T T T T T: X; DFO BLQ BLQ BLQ BLQ BLQ BLQ: LFG |  |  |  | N | [10 empty] | N | N
55932 | Georgia-Pacific Brewton LLC | 54789 | Georgia-Pacific Brewton Mill | AL | Escambia | 1TG | Wood/Wood Waste Biomass | ST |  | S | X | X |  |  | 12.5 | 0.8 |  |  |  | N |  |  | RE | X | 10 | 1957 | 3 | 2017 | Y | Industrial CHP | 7 | T | BLQ | WDS | RFO |  |  |  | NG | RFO |  |  | N |  |  | 12H | [7 empty] | Y | Y | Y
49963 | FPL Energy Operating Services, Inc. | 54794 | Buffalo Ridge Windplant WPP 1993 | MN | Lincoln | EXIS | Onshore Wind Turbine | WT |  | W | X | X |  |  | 21.9 |  | 21.9 | 21.9 | 1.3 | N |  |  | RE | X | 3 | 1994 | 11 | 2016 | N | IPP Non-CHP | 2 | X T T T T T T: X; DFO BLQ BLQ BLQ BLQ BLQ BLQ: WND |  |  |  | N | N | 73 | [8 empty] | N
5277 | American Sugar Refining, Inc. | 54795 | Domino Sugar Baltimore | MD | Baltimore City | GEN3 | Natural Gas Steam Turbine | ST |  | S | X | X |  |  | 2.5 | 0.8 | 2.5 | 2.5 | 0.5 | N |  |  | RE | X | 6 | 1959 | 9 | 2000 | Y | Industrial CHP | 7 | X T T T T T T: X; DFO BLQ BLQ BLQ BLQ BLQ BLQ: NG; DFO BIT BIT BIT BIT BIT BIT: RFO
16578 | Saint Agnes Medical Center | 54800 | Saint Agnes Medical Center | CA | Fresno | 9930 | Natural Gas Internal Combustion Engine | IC |  | S | X | X |  |  | 0.7 |  | 0.7 | 0.7 |  | N |  |  | RE | X | 5 | 1983 | 6 | 2000 | N | Commercial CHP | 5 | [22 empty] | N | N | N | bar: X T T T T T T to DFO BLQ BLQ BLQ BLQ BLQ BLQ
13491 | New York University | 54808 | New York University Central Plant | NY | New York | D2 | Petroleum Liquids | IC |  | S | X | X |  |  | 0.8 | 1 | 0.6 | 0.6 | 0.1 | N |  |  | RE | X | 1 | 1984 | 4 | 2020 | Y | Commercial CHP | 5 | X T T T T T T: T; DFO BLQ BLQ BLQ BLQ BLQ BLQ: DFO |  |  |  | N | N |  | 10M | [7 empty] | N | N | N
13491 | New York University | 54808 | New York University Central Plant | NY | New York | D3 | Petroleum Liquids | IC |  | S | X | X |  |  | 0.8 | 1 | 0.6 | 0.6 | 0.1 | N |  |  | RE | X | 1 | 1984 | 4 | 2020 | Y | Commercial CHP | 5 | X T T T T T T: T; DFO BLQ BLQ BLQ BLQ BLQ BLQ: DFO |  |  |  | N | N |  | 10M | [7 empty] | N | N | N
13491 | New York University | 54808 | New York University Central Plant | NY | New York | D4 | Petroleum Liquids | IC |  | S | X | X |  |  | 0.8 | 1 | 0.6 | 0.6 | 0.1 | N |  |  | RE | X | 1 | 1984 | 4 | 2020 | Y | Commercial CHP | 5 | X T T T T T T: T; DFO BLQ BLQ BLQ BLQ BLQ BLQ: DFO |  |  |  | N | N |  | 10M | [7 empty] | N | N | N
13491 | New York University | 54808 | New York University Central Plant | NY | New York | D5 | Petroleum Liquids | IC |  | S | X | X |  |  | 0.8 | 1 | 0.6 | 0.6 | 0.1 | N |  |  | RE | X | 1 | 1984 | 4 | 2020 | Y | Commercial CHP | 5 | X T T T T T T: T; DFO BLQ BLQ BLQ BLQ BLQ BLQ: DFO |  |  |  | N | N |  | 10M | [7 empty] | N | N | N
13491 | New York University | 54808 | New York University Central Plant | NY | New York | D6 | Petroleum Liquids | IC |  | S | X | X |  |  | 0.8 | 1 | 0.6 | 0.6 | 0.1 | N |  |  | RE | X | 1 | 1984 | 4 | 2020 | Y | Commercial CHP | 5 | X T T T T T T: T; DFO BLQ BLQ BLQ BLQ BLQ BLQ: DFO |  |  |  | N | N |  | 10M | [7 empty] | N | N | N
13491 | New York University | 54808 | New York University Central Plant | NY | New York | D7 | Petroleum Liquids | IC |  | S | X | X |  |  | 0.8 | 1 | 0.6 | 0.6 | 0.1 | N |  |  | RE | X | 1 | 1984 | 4 | 2020 | Y | Commercial CHP | 5 | X T T T T T T: T; DFO BLQ BLQ BLQ BLQ BLQ BLQ: DFO |  |  |  | N | N |  | 10M | [7 empty] | N | N | N
13491 | New York University | 54808 | New York University Central Plant | NY | New York | DI | Petroleum Liquids | IC |  | S | X | X |  |  | 0.8 | 1 | 0.6 | 0.6 | 0.1 | N |  |  | RE | X | 1 | 1984 | 4 | 2020 | Y | Commercial CHP | 5 | X T T T T T T: T; DFO BLQ BLQ BLQ BLQ BLQ BLQ: DFO |  |  |  | N | N |  | 10M | [7 empty] | N | N | N
17069 | Shepherd Center | 54813 | Shepherd Center | GA | Fulton | 5 | Petroleum Liquids | IC |  | S | X | X |  |  | 0.6 | 0.8 | 0.6 | 0.6 | 0 | N |  |  | RE | X | 8 | 2009 | 10 | 2015 | N | IPP Non-CHP | 2 | X T T T T T T: X; DFO BLQ BLQ BLQ BLQ BLQ BLQ: DFO | [6 empty] | 10M | [7 empty] | N
17069 | Shepherd Center | 54813 | Shepherd Center | GA | Fulton | 6 | Petroleum Liquids | IC |  | S | X | X |  |  | 0.6 | 0.8 | 0.6 | 0.6 | 0 | N |  |  | RE | X | 10 | 2010 | 12 | 2017 | N | IPP Non-CHP | 2 | X T T T T T T: X; DFO BLQ BLQ BLQ BLQ BLQ BLQ: DFO | [6 empty] | 10M | [7 empty] | N
28473 | Harvest Midstream Co | 54814 | Milagro Cogeneration Plant | NM | San Juan | GENA | Natural Gas Fired Combustion Turbine | GT |  | S | X | X |  |  | 30.4 | 0.9 | 30.4 | 30.4 | 26 | N |  |  | RE | X | 9 | 1981 | 3 | 2016 | Y | IPP CHP | 3 | [11 empty] | N | N |  | 1H | [8 empty] | N | N | bar: X T T T T T T to DFO BLQ BLQ BLQ BLQ BLQ BLQ
28473 | Harvest Midstream Co | 54814 | Milagro Cogeneration Plant | NM | San Juan | GENB | Natural Gas Fired Combustion Turbine | GT |  | S | X | X |  |  | 30.4 | 0.9 | 30.4 | 30.4 | 26 | N |  |  | RE | X | 9 | 1981 | 3 | 2016 | Y | IPP CHP | 3 | [11 empty] | N | N |  | 1H | [8 empty] | N | N | bar: X T T T T T T to DFO BLQ BLQ BLQ BLQ BLQ BLQ
28473 | Harvest Midstream Co | 54814 | Milagro Cogeneration Plant | NM | San Juan | GO1A | Natural Gas Fired Combustion Turbine | GT |  | S | X | X |  |  | 30.4 | 0.9 | 30.4 | 30.4 | 26 | N |  |  | RE | X | 2 | 1996 | 3 | 2016 | Y | IPP CHP | 3 | [11 empty] | N | N |  | 1H | [8 empty] | N | N | bar: X T T T T T T to DFO BLQ BLQ BLQ BLQ BLQ BLQ
28473 | Harvest Midstream Co | 54814 | Milagro Cogeneration Plant | NM | San Juan | GO1B | Natural Gas Fired Combustion Turbine | GT |  | S | X | X |  |  | 30.4 | 0.9 | 30.4 | 30.4 | 26 | N |  |  | RE | X | 2 | 1996 | 3 | 2016 | Y | IPP CHP | 3 | [11 empty] | N |  |  | 1H | [8 empty] | N | N | bar: X T T T T T T to DFO BLQ BLQ BLQ BLQ BLQ BLQ
19272 | Doyon Utilities - Fort Greely | 54834 | Fort Greely Power Plant | AK | Southeast Fairbanks | EN-1 | Petroleum Liquids | IC |  | S | X | X |  |  | 1 |  | 1 | 1 |  |  |  |  | RE | X | 1 | 1954 | 8 | 2009 | N | Commercial Non-CHP | 4 | X T T T T T T: X; DFO BLQ BLQ BLQ BLQ BLQ BLQ: DFO |  |  |  | N
19272 | Doyon Utilities - Fort Greely | 54834 | Fort Greely Power Plant | AK | Southeast Fairbanks | EN-2 | Petroleum Liquids | IC |  | S | X | X |  |  | 1 |  | 1 | 1 |  |  |  |  | RE | X | 1 | 1954 | 8 | 2009 | N | Commercial Non-CHP | 4 | X T T T T T T: X; DFO BLQ BLQ BLQ BLQ BLQ BLQ: DFO |  |  |  | N
19272 | Doyon Utilities - Fort Greely | 54834 | Fort Greely Power Plant | AK | Southeast Fairbanks | EN-3 | Petroleum Liquids | IC |  | S | X | X |  |  | 1 |  | 1 | 1 |  |  |  |  | RE | X | 1 | 1954 | 8 | 2009 | N | Commercial Non-CHP | 4 | X T T T T T T: X; DFO BLQ BLQ BLQ BLQ BLQ BLQ: DFO |  |  |  | N
56817 | Outagamie Clean Energy Project LLC | 54842 | Outagamie County Co-Generation Facility | WI | Outagamie | GEN1 | Landfill Gas | IC |  | S | X | X |  |  | 0.8 |  | 0.8 | 0.8 |  |  |  |  | RE | X | 9 | 1991 | 10 | 2006 | Y | IPP CHP | 3 | DFO BLQ BLQ BLQ BLQ BLQ BLQ: LFG |  |  |  | N | N
56817 | Outagamie Clean Energy Project LLC | 54842 | Outagamie County Co-Generation Facility | WI | Outagamie | GEN2 | Landfill Gas | IC |  | S | X | X |  |  | 0.8 |  | 0.8 | 0.8 |  |  |  |  | RE | X | 9 | 1991 | 10 | 2006 | Y | IPP CHP | 3 | DFO BLQ BLQ BLQ BLQ BLQ BLQ: LFG |  |  |  | N | N
56817 | Outagamie Clean Energy Project LLC | 54842 | Outagamie County Co-Generation Facility | WI | Outagamie | GEN3 | Landfill Gas | IC |  | S | X | X |  |  | 0.8 |  | 0.8 | 0.8 |  |  |  |  | RE | X | 9 | 1991 | 10 | 2006 | Y | IPP CHP | 3 | DFO BLQ BLQ BLQ BLQ BLQ BLQ: LFG |  |  |  | N | N
11284 | Lowndes County Hospital Authority | 54848 | South Georgia Medical Center | GA | Lowndes | GEN1 | Petroleum Liquids | IC |  | S | X | X |  |  | 0.4 | 0.8 | 0.4 | 0.4 |  | N |  |  | RE | X | 9 | 1986 | 4 | 2013 | N | Commercial Non-CHP | 4 | X T T T T T T: X; DFO BLQ BLQ BLQ BLQ BLQ BLQ: DFO |  |  |  | N | N |  | 10M |  |  |  | Y |  |  |  | N | N
11284 | Lowndes County Hospital Authority | 54848 | South Georgia Medical Center | GA | Lowndes | GEN2 | Petroleum Liquids | IC |  | S | X | X |  |  | 0.4 | 0.8 | 0.4 | 0.4 | 5 | N |  |  | RE | X | 9 | 1986 | 4 | 2013 | N | Commercial Non-CHP | 4 | X T T T T T T: X; DFO BLQ BLQ BLQ BLQ BLQ BLQ: DFO |  |  |  | N |  |  | 10M | [7 empty] | N | N
11284 | Lowndes County Hospital Authority | 54848 | South Georgia Medical Center | GA | Lowndes | GEN3 | Petroleum Liquids | IC |  | S | X | X |  |  | 0.4 | 0.8 | 0.4 | 0.4 |  | N |  |  | RE | X | 9 | 1986 | 4 | 2013 | N | Commercial Non-CHP | 4 | X T T T T T T: X; DFO BLQ BLQ BLQ BLQ BLQ BLQ: DFO |  |  |  | N |  |  | 10M | [7 empty] | N
12619 | Milwaukee Metro Sewerage Dist | 54851 | MMSD Jones Island Wastewater | WI | Milwaukee | GEN2 | Natural Gas Fired Combustion Turbine | GT |  | S | X | X |  |  | 17.5 | 0.8 | 13 | 15 | 2 | N |  |  | RE | X | 1 | 1971 | 7 | 2013 | Y | Commercial CHP | 5 | X T T T T T T: T; DFO BLQ BLQ BLQ BLQ BLQ BLQ: NG; DFO BIT BIT BIT BIT BIT BIT: DFO |  |  |  | N | N |  | 1H | [7 empty] | Y | Y | Y
55965 | Verso Corporation | 54857 | Niagara Mill | WI | Marinette | 1ST | Conventional Steam Coal | ST |  | S | X | X |  |  | 2.5 | 0.8 | 2.5 | 2.5 | 2 | N |  |  | RE | X | 1 | 1940 | 6 | 2008 | Y | Industrial CHP | 7 | X T T T T T T: T; DFO BLQ BLQ BLQ BLQ BLQ BLQ: BIT; DFO BIT BIT BIT BIT BIT BIT: WDS |  |  |  | N |  |  | 12H |  | Y |  |  | Y |  |  |  | Y
55965 | Verso Corporation | 54857 | Niagara Mill | WI | Marinette | 2ST | Conventional Steam Coal | ST |  | S | X | X |  |  | 9.3 | 0.8 | 9.3 | 9.3 | 9 | N |  |  | RE | X | 1 | 1964 | 6 | 2008 | Y | Industrial CHP | 7 | X T T T T T T: T; DFO BLQ BLQ BLQ BLQ BLQ BLQ: BIT; DFO BIT BIT BIT BIT BIT BIT: WDS |  |  |  | N |  |  | 12H |  | Y |  |  | Y |  |  |  | Y
56024 | Kamin LLC | 54880 | Kamin LLC Wrens Plant | GA | Jefferson | SDT1 | Natural Gas Fired Combustion Turbine | GT |  | S | X | X |  |  | 2 | 0.925 | 1.7 | 2 | 0.4 | N |  |  | RE | X | 6 | 2002 | 10 | 2019 | Y | Industrial CHP | 7 | [11 empty] | N | N |  | 1H | [7 empty] | N | bar: X T T T T T T to DFO BLQ BLQ BLQ BLQ BLQ BLQ
56024 | Kamin LLC | 54880 | Kamin LLC Wrens Plant | GA | Jefferson | SDT2 | Natural Gas Fired Combustion Turbine | GT |  | S | X | X |  |  | 2 | 0.925 | 1.7 | 2 | 0.4 | N |  |  | RE | X | 6 | 2002 | 10 | 2019 | Y | Industrial CHP | 7 | [11 empty] | N | N |  | 1H | [7 empty] | N | bar: X T T T T T T to DFO BLQ BLQ BLQ BLQ BLQ BLQ
56024 | Kamin LLC | 54880 | Kamin LLC Wrens Plant | GA | Jefferson | SDT3 | Natural Gas Fired Combustion Turbine | GT |  | S | X | X |  |  | 2 | 0.925 | 1.7 | 2 | 0.4 | N |  |  | RE | X | 6 | 2002 | 10 | 2019 | Y | Industrial CHP | 7 | [11 empty] | N | N |  | 1H | [7 empty] | N | bar: X T T T T T T to DFO BLQ BLQ BLQ BLQ BLQ BLQ
56024 | Kamin LLC | 54880 | Kamin LLC Wrens Plant | GA | Jefferson | TUR1 | Natural Gas Fired Combustion Turbine | GT |  | S | X | X |  |  | 1 |  | 0.9 | 1 |  |  |  |  | RE | X | 1 | 1986 | 6 | 2002 | Y | Industrial CHP | 7 | [11 empty] | N | bar: DFO BLQ BLQ BLQ BLQ BLQ BLQ
56024 | Kamin LLC | 54880 | Kamin LLC Wrens Plant | GA | Jefferson | WP1 | Petroleum Liquids | IC |  | S | X | X |  |  | 1.1 |  | 1.1 | 1.1 |  |  |  |  | RE | X | 1 | 1988 | 6 | 2006 | N | Industrial CHP | 7 | X T T T T T T: X; DFO BLQ BLQ BLQ BLQ BLQ BLQ: DFO |  |  |  | N
56024 | Kamin LLC | 54880 | Kamin LLC Wrens Plant | GA | Jefferson | WPH1 | Petroleum Liquids | IC |  | S | X | X |  |  | 1.1 |  | 1.1 | 1.1 |  |  |  |  | RE | X | 1 | 1988 | 2 | 2013 | N | Industrial CHP | 7 | X T T T T T T: X; DFO BLQ BLQ BLQ BLQ BLQ BLQ: DFO |  |  |  | N
56024 | Kamin LLC | 54880 | Kamin LLC Wrens Plant | GA | Jefferson | WPH2 | Petroleum Liquids | IC |  | S | X | X |  |  | 1.2 |  | 1.2 | 1.2 |  |  |  |  | RE | X | 1 | 1989 | 2 | 2013 | N | Industrial CHP | 7 | X T T T T T T: X; DFO BLQ BLQ BLQ BLQ BLQ BLQ: DFO |  |  |  | N
56024 | Kamin LLC | 54880 | Kamin LLC Wrens Plant | GA | Jefferson | WPH3 | Petroleum Liquids | IC |  | S | X | X |  |  | 1 |  | 1 | 1 |  |  |  |  | RE | X | 1 | 1988 | 2 | 2013 | N | Industrial CHP | 7 | X T T T T T T: X; DFO BLQ BLQ BLQ BLQ BLQ BLQ: DFO |  |  |  | N
17795 | CenturyLink Regional HQ | 54882 | CenturyLink Regional HQ | NC | Franklin | GEN1 | Petroleum Liquids | IC |  | S | X | X |  |  | 1 | 0.9 | 0.6 | 0.6 | 0.4 | N |  |  | RE | X | 3 | 1993 | 10 | 2016 | N | Commercial Non-CHP | 4 | X T T T T T T: X; DFO BLQ BLQ BLQ BLQ BLQ BLQ: DFO |  |  |  | N | N |  | 10M | [7 empty] | N | N | N
10056 | City of Kaukauna | 54885 | Kimberly Mill | WI | Outagamie | 3TB | Natural Gas Steam Turbine | ST |  | S | X | X |  |  | 15.9 | 0.9 | 15.9 | 15.9 |  |  |  |  | RE | X | 1 | 1980 | 1 | 2009 | Y | Industrial Non-CHP | 6 | X T T T T T T: T; DFO BLQ BLQ BLQ BLQ BLQ BLQ: NG; DFO BIT BIT BIT BIT BIT BIT: BIT |  |  |  | N
10056 | City of Kaukauna | 54885 | Kimberly Mill | WI | Outagamie | 4TB | Natural Gas Steam Turbine | ST |  | S | X | X |  |  | 19.3 | 0.9 | 19.3 | 19.3 |  |  |  |  | RE | X | 1 | 1968 | 1 | 2009 | Y | Industrial Non-CHP | 6 | X T T T T T T: T; DFO BLQ BLQ BLQ BLQ BLQ BLQ: NG; DFO BIT BIT BIT BIT BIT BIT: BIT |  |  |  | N
15917 | Presence Health | 54886 | Presence Saint Mary of Nazareth Hospital | IL | Cook | GEN2 | Natural Gas Internal Combustion Engine | IC |  | S | X | X | NA | NA | 0.8 | 0.8 | 0.8 | 0.8 | 0.4 | N |  |  | RE | X | 8 | 1993 | 1 | 2015 | N | Commercial Non-CHP | 4 | [11 empty] | N | N |  | 10M | [7 empty] | N | N | bar: X T T T T T T to DFO BLQ BLQ BLQ BLQ BLQ BLQ
306 | Brookfield Smoky Mountain Hydropower LP | 54899 | Cheoah | NC | Graham | 1 | Conventional Hydroelectric | HY |  | S | X | X |  |  | 20 |  | 21 | 21 |  |  |  |  | RE | X | 4 | 1919 | 5 | 2012 | N | Electric Utility | 1 | X T T T T T T: X; DFO BLQ BLQ BLQ BLQ BLQ BLQ: WAT |  |  |  | N |  | 0
306 | Brookfield Smoky Mountain Hydropower LP | 54899 | Cheoah | NC | Graham | 2 | Conventional Hydroelectric | HY |  | S | X | X |  |  | 20 |  | 21 | 21 |  |  |  |  | RE | X | 4 | 1919 | 5 | 2012 | N | Electric Utility | 1 | X T T T T T T: X; DFO BLQ BLQ BLQ BLQ BLQ BLQ: WAT |  |  |  | N |  | 0
306 | Brookfield Smoky Mountain Hydropower LP | 54899 | Cheoah | NC | Graham | 3 | Conventional Hydroelectric | HY |  | S | X | X |  |  | 20 |  | 21 | 21 |  |  |  |  | RE | X | 4 | 1919 | 5 | 2012 | N | Electric Utility | 1 | X T T T T T T: X; DFO BLQ BLQ BLQ BLQ BLQ BLQ: WAT |  |  |  | N |  | 0
306 | Brookfield Smoky Mountain Hydropower LP | 54899 | Cheoah | NC | Graham | 4 | Conventional Hydroelectric | HY |  | S | X | X |  |  | 20 |  | 21 | 21 |  |  |  |  | RE | X | 4 | 1919 | 10 | 2012 | N | Electric Utility | 1 | X T T T T T T: X; DFO BLQ BLQ BLQ BLQ BLQ BLQ: WAT |  |  |  | N |  | 0
623 | Anheuser-Busch Inc | 54913 | Anheuser-Busch Newark Brewery | NJ | Essex | GEN1 | Natural Gas Fired Combustion Turbine | GT |  | S | X | X |  |  | 6.5 |  | 6.5 | 6.5 |  | N |  |  | RE | X | 6 | 1995 | 4 | 2004 | Y | Industrial CHP | 7 | X T T T T T T: T; DFO BLQ BLQ BLQ BLQ BLQ BLQ: NG; DFO BIT BIT BIT BIT BIT BIT: DFO; DFO WDS WDS WDS WDS DFO DFO: OBG |  |  |  | N | N |  | OVER | [7 empty] | Y | Y | Y
623 | Anheuser-Busch Inc | 54913 | Anheuser-Busch Newark Brewery | NJ | Essex | GEN2 | Natural Gas Fired Combustion Turbine | GT |  | S | X | X |  |  | 6.5 |  | 6.5 | 6.5 |  | N |  |  | RE | X | 11 | 1995 | 4 | 2004 | Y | Industrial CHP | 7 | X T T T T T T: T; DFO BLQ BLQ BLQ BLQ BLQ BLQ: NG; DFO BIT BIT BIT BIT BIT BIT: DFO; DFO WDS WDS WDS WDS DFO DFO: OBG |  |  |  | N |  |  | OVER | [7 empty] | Y | Y | Y
361 | Industrial Energy Applications Inc | 54929 | Alliant SBD 9403 Aegon DC | IA | Linn | 6110 | Petroleum Liquids | IC |  | S | X | X |  |  | 1.6 | 0.8 | 1.6 | 1.6 | 0.1 | N |  |  | RE | X | 1 | 1995 | 11 | 2003 | N | IPP Non-CHP | 2 | X T T T T T T: X; DFO BLQ BLQ BLQ BLQ BLQ BLQ: DFO |  |  |  | N | N |  | 10M
361 | Industrial Energy Applications Inc | 54930 | Alliant SBD 9402 Climax | IA | Lee | 5100 | Petroleum Liquids | IC |  | S | X | X |  |  | 1.6 |  | 1.6 | 1.6 |  | N |  |  | RE | X | 7 | 1995 | 3 | 2011 | N | IPP Non-CHP | 2 | X T T T T T T: X; DFO BLQ BLQ BLQ BLQ BLQ BLQ: DFO |  |  |  | N | N
361 | Industrial Energy Applications Inc | 54930 | Alliant SBD 9402 Climax | IA | Lee | 5200 | Petroleum Liquids | IC |  | S | X | X |  |  | 1.6 |  | 1.6 | 1.6 |  | N |  |  | RE | X | 7 | 1995 | 3 | 2011 | N | IPP Non-CHP | 2 | X T T T T T T: X; DFO BLQ BLQ BLQ BLQ BLQ BLQ: DFO |  |  |  | N | N
361 | Industrial Energy Applications Inc | 54930 | Alliant SBD 9402 Climax | IA | Lee | 5300 | Petroleum Liquids | IC |  | S | X | X |  |  | 1.6 |  | 1.6 | 1.6 |  | N |  |  | RE | X | 7 | 1995 | 3 | 2011 | N | IPP Non-CHP | 2 | X T T T T T T: X; DFO BLQ BLQ BLQ BLQ BLQ BLQ: DFO |  |  |  | N | N
361 | Industrial Energy Applications Inc | 54930 | Alliant SBD 9402 Climax | IA | Lee | 5400 | Petroleum Liquids | IC |  | S | X | X |  |  | 1.6 |  | 1.6 | 1.6 |  | N |  |  | RE | X | 7 | 1995 | 3 | 2011 | N | IPP Non-CHP | 2 | X T T T T T T: X; DFO BLQ BLQ BLQ BLQ BLQ BLQ: DFO |  |  |  | N | N
361 | Industrial Energy Applications Inc | 54930 | Alliant SBD 9402 Climax | IA | Lee | 5500 | Petroleum Liquids | IC |  | S | X | X |  |  | 1.6 |  | 1.6 | 1.6 |  | N |  |  | RE | X | 7 | 1995 | 3 | 2011 | N | IPP Non-CHP | 2 | X T T T T T T: X; DFO BLQ BLQ BLQ BLQ BLQ BLQ: DFO |  |  |  | N | N
61351 | APTIM Environmental & Infrastructure | 54934 | Keystone Recovery | PA | Lackawanna | NO 1 | Landfill Gas | IC |  | S | X | X |  |  | 0.8 | 0.9 | 0.7 | 0.7 | 0.6 | N |  |  | RE | X | 1 | 1995 | 6 | 2020 | N | IPP Non-CHP | 2 | X T T T T T T: X; DFO BLQ BLQ BLQ BLQ BLQ BLQ: LFG |  |  |  | N |  |  | 1H | [7 empty] | N | N | N
61351 | APTIM Environmental & Infrastructure | 54934 | Keystone Recovery | PA | Lackawanna | NO 2 | Landfill Gas | IC |  | S | X | X |  |  | 0.8 | 0.9 | 0.7 | 0.7 | 0.6 | N |  |  | RE | X | 1 | 1995 | 6 | 2020 | N | IPP Non-CHP | 2 | X T T T T T T: X; DFO BLQ BLQ BLQ BLQ BLQ BLQ: LFG |  |  |  | N |  |  | 1H | [7 empty] | N | N | N
61351 | APTIM Environmental & Infrastructure | 54934 | Keystone Recovery | PA | Lackawanna | NO 3 | Landfill Gas | IC |  | S | X | X |  |  | 0.8 | 0.9 | 0.7 | 0.7 | 0.6 | N |  |  | RE | X | 1 | 1995 | 6 | 2020 | N | IPP Non-CHP | 2 | X T T T T T T: X; DFO BLQ BLQ BLQ BLQ BLQ BLQ: LFG |  |  |  | N |  |  | 1H | [7 empty] | N | N | N
61351 | APTIM Environmental & Infrastructure | 54934 | Keystone Recovery | PA | Lackawanna | NO 4 | Landfill Gas | IC |  | S | X | X |  |  | 0.8 | 0.9 | 0.7 | 0.7 | 0.6 | N |  |  | RE | X | 1 | 1995 | 6 | 2020 | N | IPP Non-CHP | 2 | X T T T T T T: X; DFO BLQ BLQ BLQ BLQ BLQ BLQ: LFG |  |  |  | N |  |  | 1H | [7 empty] | N | N | N
61351 | APTIM Environmental & Infrastructure | 54934 | Keystone Recovery | PA | Lackawanna | NO 5 | Landfill Gas | IC |  | S | X | X |  |  | 0.8 | 0.9 | 0.7 | 0.7 | 0.6 | N |  |  | RE | X | 3 | 1996 | 6 | 2020 | N | IPP Non-CHP | 2 | X T T T T T T: X; DFO BLQ BLQ BLQ BLQ BLQ BLQ: LFG |  |  |  | N |  |  | 1H | [7 empty] | N | N | N
61351 | APTIM Environmental & Infrastructure | 54934 | Keystone Recovery | PA | Lackawanna | NO 6 | Landfill Gas | IC |  | S | X | X |  |  | 0.8 | 0.9 | 0.7 | 0.7 | 0.6 | N |  |  | RE | X | 3 | 1996 | 6 | 2020 | N | IPP Non-CHP | 2 | X T T T T T T: X; DFO BLQ BLQ BLQ BLQ BLQ BLQ: LFG |  |  |  | N |  |  | 1H | [7 empty] | N | N | N
61351 | APTIM Environmental & Infrastructure | 54934 | Keystone Recovery | PA | Lackawanna | NO 7 | Landfill Gas | IC |  | S | X | X |  |  | 0.8 | 0.9 | 0.7 | 0.7 | 0.6 | N |  |  | RE | X | 3 | 1996 | 6 | 2020 | N | IPP Non-CHP | 2 | X T T T T T T: X; DFO BLQ BLQ BLQ BLQ BLQ BLQ: LFG |  |  |  | N |  |  | 1H | [7 empty] | N | N | N
54842 | WM Renewable Energy LLC | 54939 | EKS Landfill | MN | Dakota | UNT3 | Landfill Gas | IC |  | S | X | X | NSPC | NSPC | 0.9 |  | 0.8 | 0.9 |  | N |  |  | RE | X | 5 | 1994 | 3 | 2007 | N | IPP Non-CHP | 2 | X T T T T T T: X; DFO BLQ BLQ BLQ BLQ BLQ BLQ: LFG |  |  |  | N | [10 empty] | N | N
6529 | Exxon Mobil Production Co | 54962 | ExxonMobil Hawkins Gas Plant | TX | Wood | UN73 | Natural Gas Internal Combustion Engine | IC |  | S | X | X |  |  | 3 |  | 2.9 | 3 |  | N |  |  | RE | X | 1 | 1973 | 6 | 2007 | N | Industrial Non-CHP | 6 | bar: X T T T T T T to DFO BLQ BLQ BLQ BLQ BLQ BLQ
6529 | Exxon Mobil Production Co | 54962 | ExxonMobil Hawkins Gas Plant | TX | Wood | UN74 | Natural Gas Internal Combustion Engine | IC |  | S | X | X |  |  | 3.4 |  | 3.3 | 3.4 |  | N |  |  | RE | X | 9 | 1987 | 6 | 2007 | N | Industrial Non-CHP | 6 | bar: X T T T T T T to DFO BLQ BLQ BLQ BLQ BLQ BLQ
6529 | Exxon Mobil Production Co | 54962 | ExxonMobil Hawkins Gas Plant | TX | Wood | UN75 | Natural Gas Internal Combustion Engine | IC |  | S | X | X |  |  | 2.5 |  | 2.4 | 2.5 |  | N |  |  | RE | X | 9 | 1987 | 6 | 2007 | N | Industrial Non-CHP | 6 | bar: X T T T T T T to DFO BLQ BLQ BLQ BLQ BLQ BLQ
6529 | Exxon Mobil Production Co | 54962 | ExxonMobil Hawkins Gas Plant | TX | Wood | UN76 | Natural Gas Internal Combustion Engine | IC |  | S | X | X |  |  | 0.1 |  | 0.1 | 0.1 |  | N |  |  | RE | X | 1 | 1955 | 6 | 2007 | N | Industrial Non-CHP | 6 | bar: X T T T T T T to DFO BLQ BLQ BLQ BLQ BLQ BLQ
6529 | Exxon Mobil Production Co | 54962 | ExxonMobil Hawkins Gas Plant | TX | Wood | UN77 | Natural Gas Internal Combustion Engine | IC |  | S | X | X |  |  | 0.5 |  | 0.5 | 0.5 |  | N |  |  | RE | X | 1 | 1968 | 6 | 2007 | N | Industrial Non-CHP | 6 | [11 empty] | N | bar: X T T T T T T to DFO BLQ BLQ BLQ BLQ BLQ BLQ
6529 | Exxon Mobil Production Co | 54962 | ExxonMobil Hawkins Gas Plant | TX | Wood | UN78 | Natural Gas Internal Combustion Engine | IC |  | S | X | X |  |  | 0.5 |  | 0.5 | 0.5 |  | N |  |  | RE | X | 1 | 1968 | 6 | 2007 | N | Industrial Non-CHP | 6 | [11 empty] | N | bar: X T T T T T T to DFO BLQ BLQ BLQ BLQ BLQ BLQ
6529 | Exxon Mobil Production Co | 54962 | ExxonMobil Hawkins Gas Plant | TX | Wood | UN79 | Natural Gas Internal Combustion Engine | IC |  | S | X | X |  |  | 0.5 |  | 0.5 | 0.5 |  | N |  |  | RE | X | 1 | 1968 | 6 | 2007 | N | Industrial Non-CHP | 6 | [11 empty] | N | bar: X T T T T T T to DFO BLQ BLQ BLQ BLQ BLQ BLQ
2769 | Cargill Inc | 54965 | Cargill Salt | MI | St Clair | DCT | Conventional Steam Coal | ST |  | S | X | X |  |  | 1.2 |  | 1.2 | 1.2 |  | N |  |  | RE | X | 1 | 1935 | 1 | 2002 | N | Industrial CHP | 7 | X T T T T T T: X; DFO BLQ BLQ BLQ BLQ BLQ BLQ: BIT |  |  |  | N | N |  |  |  |  | N |  |  |  |  | N | N | N
2769 | Cargill Inc | 54965 | Cargill Salt | MI | St Clair | DCTG | Conventional Steam Coal | ST |  | S | X | X |  |  | 0.7 |  | 0.7 | 0.7 |  | N |  |  | RE | X | 1 | 1935 | 6 | 2001 | N | Industrial CHP | 7 | X T T T T T T: X; DFO BLQ BLQ BLQ BLQ BLQ BLQ: BIT |  |  |  | N | N |  |  |  |  | N |  |  |  |  | N | N | N
8776 | City of Holyoke Gas and Electric Dept. | 54981 | Harris Energy Realty | MA | Hampden | ALBA | Conventional Hydroelectric | HY |  | S | X | X |  |  | 0.3 | 0.8 | 0.3 | 0.3 | 0.2 | N |  |  | RE | X | 1 | 1999 | 9 | 2019 | N | Electric Utility | 1 | X T T T T T T: X; DFO BLQ BLQ BLQ BLQ BLQ BLQ: WAT |  |  |  | N | N |  | 10M
8776 | City of Holyoke Gas and Electric Dept. | 54981 | Harris Energy Realty | MA | Hampden | ALBD | Conventional Hydroelectric | HY |  | S | X | X |  |  | 0.5 | 0.8 | 0.4 | 0.4 | 0.2 | N |  |  | RE | X | 1 | 1982 | 9 | 2019 | N | Electric Utility | 1 | X T T T T T T: X; DFO BLQ BLQ BLQ BLQ BLQ BLQ: WAT |  |  |  | N | N |  | 10M
8776 | City of Holyoke Gas and Electric Dept. | 54981 | Harris Energy Realty | MA | Hampden | C-AB | Conventional Hydroelectric | HY |  | S | X | X |  |  | 0.3 |  | 0.3 | 0.3 |  | N |  |  | RE | X | 1 | 1982 | 11 | 2012 | N | Electric Utility | 1 | X T T T T T T: X; DFO BLQ BLQ BLQ BLQ BLQ BLQ: WAT
8776 | City of Holyoke Gas and Electric Dept. | 54981 | Harris Energy Realty | MA | Hampden | C-C | Conventional Hydroelectric | HY |  | S | X | X |  |  | 0.3 |  | 0.3 | 0.3 |  | N |  |  | RE | X | 1 | 1982 | 11 | 2012 | N | Electric Utility | 1 | X T T T T T T: X; DFO BLQ BLQ BLQ BLQ BLQ BLQ: WAT
8776 | City of Holyoke Gas and Electric Dept. | 54981 | Harris Energy Realty | MA | Hampden | GILA | Conventional Hydroelectric | HY |  | S | X | X |  |  | 0.5 |  | 0.5 | 0.5 |  | N |  |  | RE | X | 1 | 1982 | 11 | 2012 | N | Electric Utility | 1 | X T T T T T T: X; DFO BLQ BLQ BLQ BLQ BLQ BLQ: WAT
8776 | City of Holyoke Gas and Electric Dept. | 54981 | Harris Energy Realty | MA | Hampden | GILD | Conventional Hydroelectric | HY |  | S | X | X |  |  | 0.4 |  | 0.3 | 0.3 |  | N |  |  | RE | X | 1 | 1982 | 8 | 2013 | N | Electric Utility | 1 | X T T T T T T: X; DFO BLQ BLQ BLQ BLQ BLQ BLQ: WAT
8776 | City of Holyoke Gas and Electric Dept. | 54981 | Harris Energy Realty | MA | Hampden | TOM | Conventional Hydroelectric | HY |  | S | X | X |  |  | 0.5 |  | 0.4 | 0.4 |  | N |  |  | RE | X | 1 | 1982 | 8 | 2013 | N | Electric Utility | 1 | X T T T T T T: X; DFO BLQ BLQ BLQ BLQ BLQ BLQ: WAT
22331 | Salem Energy Systems LLC | 54984 | Salem Energy Systems LLC | NC | Forsyth | UNT1 | Landfill Gas | GT |  | S | X | X | n/a | n/a | 4.5 | 0.8 | 3.3 | 3.6 | 1.1 | N |  |  | RE | X | 7 | 1996 | 11 | 2017 | N | IPP Non-CHP | 2 | X T T T T T T: X; DFO BLQ BLQ BLQ BLQ BLQ BLQ: LFG; DFO DFO DFO DFO DFO DFO DFO: DFO |  |  |  | N | N |  | 1H |  |  |  |  | N |  |  | N | N | N
4468 | Crestwood Corp | 54985 | Crestwood Dothan | AL | Houston | P83 | Natural Gas Steam Turbine | ST |  | S | X | X |  |  | 5 | 0.8 | 4.2 | 4 | 0.8 | N |  |  | RE | X | 4 | 1986 | 1 | 2003 | N | IPP Non-CHP | 2 | [11 empty] | N | [10 empty] | N | bar: X T T T T T T to DFO BLQ BLQ BLQ BLQ BLQ BLQ
57249 | EPP Renewable Energy | 55006 | Nashua Plant | NH | Hillsborough | UNT1 | Landfill Gas | IC |  | S | X | X |  |  | 2.2 | 0.98 | 2 | 2 | 1.7 | N |  |  | RE | X | 4 | 1996 | 8 | 2014 | N | IPP Non-CHP | 2 | X T T T T T T: X; DFO BLQ BLQ BLQ BLQ BLQ BLQ: LFG |  |  |  | N |  |  | 1H | [7 empty] | N
54843 | WM Illinois Renewable Energy LLC | 55014 | Greene Valley Gas Recovery | IL | DuPage | GEN3 | Landfill Gas | GT |  | S | X | X | Zonal | Zonal | 3.3 | 0.98 | 2.9 | 3.3 | 1 | N |  |  | RE | X | 3 | 1998 | 2 | 2010 | N | IPP Non-CHP | 2 | X T T T T T T: X; DFO BLQ BLQ BLQ BLQ BLQ BLQ: LFG |  |  |  | N |  |  | 1H | [7 empty] | N | N | N
49774 | Kinder Morgan Yates Operation | 55025 | Yates Gas Plant | TX | Pecos | GEN1 | Natural Gas Fired Combustion Turbine | GT |  | J | X | X |  |  | 2.8 | 1 | 2.8 | 2.8 | 0.1 | N |  |  | RE | X | 4 | 1986 | 4 | 2019 | Y | Industrial CHP | 7 | [11 empty] | N | N |  | 10M | [7 empty] | N | N | N | bar: X T T T T T T to DFO BLQ BLQ BLQ BLQ BLQ BLQ
49774 | Kinder Morgan Yates Operation | 55025 | Yates Gas Plant | TX | Pecos | GEN2 | Natural Gas Fired Combustion Turbine | GT |  | J | X | X |  |  | 2.8 | 1 | 2.8 | 2.8 | 0.1 | N |  |  | RE | X | 4 | 1986 | 8 | 2019 | Y | Industrial CHP | 7 | [11 empty] | N | N |  | 10M | [7 empty] | N | N | N | bar: X T T T T T T to DFO BLQ BLQ BLQ BLQ BLQ BLQ
772 | Archer Daniels Midland Co | 55046 | Mansfield | MA | Bristol | GEN1 | Natural Gas Internal Combustion Engine | IC |  | S | X | X |  |  | 1 |  | 1 | 1 |  | N |  |  | RE | X | 11 | 1993 | 5 | 2011 | Y | Industrial CHP | 7 | [11 empty] | N | bar: X T T T T T T to DFO BLQ BLQ BLQ BLQ BLQ BLQ
772 | Archer Daniels Midland Co | 55046 | Mansfield | MA | Bristol | GEN2 | Natural Gas Internal Combustion Engine | IC |  | S | X | X |  |  | 1 |  | 1 | 1 |  | N |  |  | RE | X | 11 | 1993 | 5 | 2011 | Y | Industrial CHP | 7 | [11 empty] | N | bar: X T T T T T T to DFO BLQ BLQ BLQ BLQ BLQ BLQ
772 | Archer Daniels Midland Co | 55046 | Mansfield | MA | Bristol | GEN3 | Natural Gas Internal Combustion Engine | IC |  | S | X | X |  |  | 1 |  | 1 | 1 |  | N |  |  | RE | X | 11 | 1993 | 5 | 2011 | Y | Industrial CHP | 7 | [11 empty] | N | bar: X T T T T T T to DFO BLQ BLQ BLQ BLQ BLQ BLQ
55510 | Tiverton Power LLC | 55048 | Tiverton Power Plant | RI | Newport | UNT3 | Natural Gas Fired Combined Cycle | CT |  | S | X |  |  |  | 179.3 |  | 159.4 | 189.7 |  | N |  |  | CN | X |  |  |  |  | N | IPP Non-CHP | 2 | [11 empty] | N | bar: X T T T T T T to DFO BLQ BLQ BLQ BLQ BLQ BLQ
55510 | Tiverton Power LLC | 55048 | Tiverton Power Plant | RI | Newport | UNT4 | Natural Gas Fired Combined Cycle | CA |  | S | N | X |  |  | 93.2 |  | 90.6 | 93.2 |  | N |  |  | CN | X |  |  |  |  | N | IPP Non-CHP | 2 | [11 empty] | N | bar: X T T T T T T to DFO BLQ BLQ BLQ BLQ BLQ BLQ
17164 | Sierra Pacific Industries Inc | 55049 | Sierra Pacific Anderson Facility | CA | Shasta | GEN1 | Wood/Wood Waste Biomass | ST |  | S | X | X |  |  | 4 | 0.8 | 3.9 | 4.2 | 1 | N |  |  | RE | X | 1 | 1999 | 7 | 2015 | Y | Industrial CHP | 7 | X T T T T T T: T; DFO BLQ BLQ BLQ BLQ BLQ BLQ: WDS; DFO DFO DFO DFO DFO DFO DFO: DFO |  |  |  | N |  |  | 12H | [7 empty] | N | N
50114 | WTG Jameson, L.P. | 55052 | Jameson Gas Processing Plant | TX | Coke | 623 | Natural Gas Internal Combustion Engine | IC |  | S | X | X |  |  | 0.5 |  | 0.5 | 0.5 |  | N |  |  | RE | X | 1 | 1986 | 12 | 1999 | N | Industrial Non-CHP | 6 | [11 empty] | N | N |  | 10M | bar: X T T T T T T to DFO BLQ BLQ BLQ BLQ BLQ BLQ
59366 | EnLink Midstream Services, LLC | 55053 | Bridgeport Gas Processing Plant | TX | Wise | 324 | Natural Gas Internal Combustion Engine | IC |  | S | X | X |  |  | 0.3 | 0.8 | 0.3 | 0.3 |  | N |  |  | RE | X | 1 | 1958 | 7 | 2000 | N | Industrial Non-CHP | 6 | [11 empty] | N | N | [9 empty] | N | bar: X T T T T T T to DFO BLQ BLQ BLQ BLQ BLQ BLQ
59366 | EnLink Midstream Services, LLC | 55053 | Bridgeport Gas Processing Plant | TX | Wise | 325 | Natural Gas Internal Combustion Engine | IC |  | S | X | X |  |  | 0.3 | 0.8 | 0.3 | 0.3 |  | N |  |  | RE | X | 1 | 1958 | 6 | 2000 | N | Industrial Non-CHP | 6 | [11 empty] | N |  |  | 1H | [7 empty] | N | bar: X T T T T T T to DFO BLQ BLQ BLQ BLQ BLQ BLQ
59366 | EnLink Midstream Services, LLC | 55053 | Bridgeport Gas Processing Plant | TX | Wise | 326 | Natural Gas Internal Combustion Engine | IC |  | S | X | X |  |  | 0.3 | 0.8 | 0.3 | 0.3 |  | N |  |  | RE | X | 1 | 1958 | 7 | 2000 | N | Industrial Non-CHP | 6 | [11 empty] | N | [10 empty] | N | bar: X T T T T T T to DFO BLQ BLQ BLQ BLQ BLQ BLQ
59366 | EnLink Midstream Services, LLC | 55053 | Bridgeport Gas Processing Plant | TX | Wise | 327 | Natural Gas Internal Combustion Engine | IC |  | S | X | X |  |  | 0.3 | 0.8 | 0.3 | 0.3 |  | N |  |  | RE | X | 1 | 1958 | 6 | 2000 | N | Industrial Non-CHP | 6 | [11 empty] | N | [10 empty] | N | bar: X T T T T T T to DFO BLQ BLQ BLQ BLQ BLQ BLQ
17568 | Cooperative Energy | 55063 | Batesville Generation Facility | MS | Panola | CTG4 | Natural Gas Fired Combined Cycle | CT |  | S | X | N |  |  | 292 |  | 292 | 292 |  | N |  |  | CN | X |  |  |  |  | N | Electric Utility | 1 | [11 empty] | N | bar: X T T T T T T to DFO BLQ BLQ BLQ BLQ BLQ BLQ
23913 | Borger Energy Associates LP | 55064 | Black Hawk Station | TX | Hutchinson | UNT2 | Natural Gas Fired Combustion Turbine | GT |  | S | X | X |  |  | 126.9 |  | 110.7 | 126 |  |  |  |  | RE | X | 6 | 1999 | 11 | 2005 | Y | IPP CHP | 3 | X T T T T T T: T; DFO BLQ BLQ BLQ BLQ BLQ BLQ: NG; DFO BIT BIT BIT BIT BIT BIT: OG |  |  |  | N | [10 empty] | N | N
54704 | Metropolitan Pier and Exposition Auth | 55067 | MPEA Energy Center | IL | Cook | GEN1 | Natural Gas Fired Combustion Turbine | GT |  | S | X | X |  |  | 1.1 | 1 | 1.1 | 1.1 | 1.1 | N |  |  | RE | X | 1 | 1997 | 1 | 2016 | Y | IPP Non-CHP | 2 | [11 empty] | N | N |  | 10M | [7 empty] | N | N | N | bar: X T T T T T T to DFO BLQ BLQ BLQ BLQ BLQ BLQ
54704 | Metropolitan Pier and Exposition Auth | 55067 | MPEA Energy Center | IL | Cook | GEN2 | Natural Gas Fired Combustion Turbine | GT |  | S | X | X |  |  | 1.1 | 1 | 1.1 | 1.1 | 1.1 | N |  |  | RE | X | 1 | 1997 | 1 | 2016 | Y | IPP Non-CHP | 2 | [11 empty] | N | N |  | 10M | [7 empty] | N | N | N | bar: X T T T T T T to DFO BLQ BLQ BLQ BLQ BLQ BLQ
54704 | Metropolitan Pier and Exposition Auth | 55067 | MPEA Energy Center | IL | Cook | GEN3 | Natural Gas Fired Combustion Turbine | GT |  | S | X | X |  |  | 1.1 | 1 | 1.1 | 1.1 | 1.1 | N |  |  | RE | X | 1 | 1997 | 1 | 2016 | Y | IPP Non-CHP | 2 | [11 empty] | N | N |  | 10M | [7 empty] | N | N | N | bar: X T T T T T T to DFO BLQ BLQ BLQ BLQ BLQ BLQ
13886 | NRG Sterlington Power LLC | 55099 | NRG Sterlington Power | LA | Ouachita | 01 | Natural Gas Fired Combustion Turbine | GT |  | S | X | X |  |  | 25 | 0.85 | 24 | 24 | 7 | N |  |  | RE | X | 6 | 2000 | 12 | 2020 | N | IPP Non-CHP | 2 | [11 empty] | N | N |  | 1H | [7 empty] | N | N | N | bar: X T T T T T T to DFO BLQ BLQ BLQ BLQ BLQ BLQ
13886 | NRG Sterlington Power LLC | 55099 | NRG Sterlington Power | LA | Ouachita | 02 | Natural Gas Fired Combustion Turbine | GT |  | S | X | X |  |  | 25 | 0.85 | 22 | 22 | 7 | N |  |  | RE | X | 6 | 2000 | 12 | 2020 | N | IPP Non-CHP | 2 | [11 empty] | N | N |  | 1H | [7 empty] | N | N | N | bar: X T T T T T T to DFO BLQ BLQ BLQ BLQ BLQ BLQ
13886 | NRG Sterlington Power LLC | 55099 | NRG Sterlington Power | LA | Ouachita | 03 | Natural Gas Fired Combustion Turbine | GT |  | S | X | X |  |  | 25 | 0.85 | 22 | 22 | 7 | N |  |  | RE | X | 1 | 2001 | 12 | 2020 | N | IPP Non-CHP | 2 | [11 empty] | N | N |  | 1H | [7 empty] | N | N | N | bar: X T T T T T T to DFO BLQ BLQ BLQ BLQ BLQ BLQ
13886 | NRG Sterlington Power LLC | 55099 | NRG Sterlington Power | LA | Ouachita | 04 | Natural Gas Fired Combustion Turbine | GT |  | S | X | X |  |  | 25 | 0.85 | 23 | 23 | 7 | N |  |  | RE | X | 1 | 2001 | 12 | 2020 | N | IPP Non-CHP | 2 | [11 empty] | N | N |  | 1H | [7 empty] | N | N | N | bar: X T T T T T T to DFO BLQ BLQ BLQ BLQ BLQ BLQ
13886 | NRG Sterlington Power LLC | 55099 | NRG Sterlington Power | LA | Ouachita | 06 | Natural Gas Fired Combustion Turbine | GT |  | S | X | X |  |  | 21.8 | 0.8 | 18 | 18 | 7 | N |  |  | RE | X | 6 | 2001 | 12 | 2020 | N | IPP Non-CHP | 2 | [11 empty] | N | N |  | 1H | [7 empty] | N | N | N | bar: X T T T T T T to DFO BLQ BLQ BLQ BLQ BLQ BLQ
13886 | NRG Sterlington Power LLC | 55099 | NRG Sterlington Power | LA | Ouachita | 07 | Natural Gas Fired Combustion Turbine | GT |  | S | X | X |  |  | 28.7 | 0.85 | 16 | 16 | 7 | N |  |  | RE | X | 6 | 2001 | 12 | 2020 | N | IPP Non-CHP | 2 | [11 empty] | N | N |  | 1H | [7 empty] | N | N | N | bar: X T T T T T T to DFO BLQ BLQ BLQ BLQ BLQ BLQ
13886 | NRG Sterlington Power LLC | 55099 | NRG Sterlington Power | LA | Ouachita | 08 | Natural Gas Fired Combustion Turbine | GT |  | S | X | X |  |  | 25 | 0.85 | 19 | 19 | 7 | N |  |  | RE | X | 6 | 2000 | 12 | 2020 | N | IPP Non-CHP | 2 | [11 empty] | N | N |  | 1H | [7 empty] | N | N | N | bar: X T T T T T T to DFO BLQ BLQ BLQ BLQ BLQ BLQ
13886 | NRG Sterlington Power LLC | 55099 | NRG Sterlington Power | LA | Ouachita | 09 | Natural Gas Fired Combustion Turbine | GT |  | S | X | X |  |  | 17 | 0.8 | 16 | 16 | 7 | N |  |  | RE | X | 8 | 2000 | 12 | 2020 | N | IPP Non-CHP | 2 | [11 empty] | N | N |  | 1H | [7 empty] | N | N | N | bar: X T T T T T T to DFO BLQ BLQ BLQ BLQ BLQ BLQ
13886 | NRG Sterlington Power LLC | 55099 | NRG Sterlington Power | LA | Ouachita | 10 | Natural Gas Fired Combustion Turbine | GT |  | S | X | X |  |  | 16 | 0.85 | 16 | 16 | 7 | N |  |  | RE | X | 7 | 2000 | 12 | 2020 | N | IPP Non-CHP | 2 | [11 empty] | N | N |  | 1H | [7 empty] | N | N | N | bar: X T T T T T T to DFO BLQ BLQ BLQ BLQ BLQ BLQ
16668 | Sabine Cogen LP | 55104 | Sabine Cogen | TX | Orange | CTG1 | Natural Gas Fired Combined Cycle | CT | CC1 | J | X | N | EES.SABINECO | EES.SABINECO | 37.4 | 0.85 | 33.1 | 35.3 | 27 | N |  |  | RE | X | 1 | 2000 | 3 | 2020 | Y | IPP CHP | 3 | [11 empty] | N | N |  | 12H | [7 empty] | N | N | N | bar: X T T T T T T to DFO BLQ BLQ BLQ BLQ BLQ BLQ
16668 | Sabine Cogen LP | 55104 | Sabine Cogen | TX | Orange | CTG2 | Natural Gas Fired Combined Cycle | CT | CC1 | J | X | N | EES.SABINECO | EES.SABINECO | 37.4 | 0.85 | 33.6 | 35.5 | 27 | N |  |  | RE | X | 1 | 2000 | 3 | 2020 | Y | IPP CHP | 3 | [11 empty] | N | N |  | 12H | [7 empty] | N | N | N | bar: X T T T T T T to DFO BLQ BLQ BLQ BLQ BLQ BLQ
16668 | Sabine Cogen LP | 55104 | Sabine Cogen | TX | Orange | STG | Natural Gas Fired Combined Cycle | CA | CC1 | J | Y | X | EES.SABINECO | EES.SABINECO | 31.7 | 0.85 | 20 | 20 | 1.5 | N |  |  | RE | X | 1 | 2000 | 3 | 2020 | Y | IPP CHP | 3 | [11 empty] | N | N |  | 12H | [7 empty] | N | N | N | bar: X T T T T T T to DFO BLQ BLQ BLQ BLQ BLQ BLQ
57232 | MM Lopez Energy LLC | 55161 | MM Lopez Energy | CA | Los Angeles | UNT2 | Landfill Gas | IC |  | S | X | X |  |  | 3 | 0.98 | 2.7 | 2.7 | 2.4 |  |  |  | RE | X | 12 | 1998 | 12 | 2016 | N | IPP Non-CHP | 2 | X T T T T T T: X; DFO BLQ BLQ BLQ BLQ BLQ BLQ: LFG |  |  |  | N | N |  | 1H | [7 empty] | N
164 | AERA Energy LLC | 55185 | Aera South Belridge Cogen Facility | CA | Kern | GENA | Natural Gas Fired Combustion Turbine | GT |  | S | X | X |  |  | 3 |  | 2.7 | 3 |  | N |  |  | RE | X | 9 | 1989 | 7 | 2010 | Y | Industrial CHP | 7 | [11 empty] | N | [10 empty] | N | N | N | bar: X T T T T T T to DFO BLQ BLQ BLQ BLQ BLQ BLQ
164 | AERA Energy LLC | 55185 | Aera South Belridge Cogen Facility | CA | Kern | GENB | Natural Gas Fired Combustion Turbine | GT |  | S | X | X |  |  | 3 |  | 2.7 | 3 |  | N |  |  | RE | X | 9 | 1989 | 7 | 2010 | Y | Industrial CHP | 7 | [11 empty] | N | [10 empty] | N | N | N | bar: X T T T T T T to DFO BLQ BLQ BLQ BLQ BLQ BLQ
164 | AERA Energy LLC | 55185 | Aera South Belridge Cogen Facility | CA | Kern | GENC | Natural Gas Fired Combustion Turbine | GT |  | S | X | X |  |  | 3 |  | 2.7 | 3 |  | N |  |  | RE | X | 9 | 1989 | 7 | 2010 | Y | Industrial CHP | 7 | [11 empty] | N | [10 empty] | N | N | N | bar: X T T T T T T to DFO BLQ BLQ BLQ BLQ BLQ BLQ
15473 | Public Service Co of NM | 55210 | Afton Generating Station | NM | Dona Ana | 0003 | Natural Gas Fired Combined Cycle | CT | CC1 | S | X | Y |  |  | 177 |  | 141 | 149 |  | N |  |  | CN | X |  |  |  |  | N | Electric Utility | 1 | [11 empty] | N | [11 empty] | N | bar: X T T T T T T to DFO BLQ BLQ BLQ BLQ BLQ BLQ
61919 | Kimura Power LLC | 55229 | Montpelier Electric Generating Station | IN | Wells | GT5 | Natural Gas Fired Combustion Turbine | GT |  | S | X | X |  |  | 59 |  | 45 |  |  | N |  |  | CN | X |  |  |  |  | N | IPP Non-CHP | 2 | X T T T T T T: X; DFO BLQ BLQ BLQ BLQ BLQ BLQ: NG; DFO BIT BIT BIT BIT BIT BIT: DFO |  |  |  | N | [10 empty] | Y | N | Y
61919 | Kimura Power LLC | 55229 | Montpelier Electric Generating Station | IN | Wells | GT6 | Natural Gas Fired Combustion Turbine | GT |  | S | X | X |  |  | 59 |  | 45 | 59 |  | N |  |  | CN | X |  |  |  |  | N | IPP Non-CHP | 2 | X T T T T T T: X; DFO BLQ BLQ BLQ BLQ BLQ BLQ: NG; DFO BIT BIT BIT BIT BIT BIT: DFO |  |  |  | N | [10 empty] | Y | N | Y
61919 | Kimura Power LLC | 55229 | Montpelier Electric Generating Station | IN | Wells | GT7 | Natural Gas Fired Combustion Turbine | GT |  | S | X | X |  |  | 59 |  | 45 | 59 |  | N |  |  | CN | X |  |  |  |  | N | IPP Non-CHP | 2 | X T T T T T T: X; DFO BLQ BLQ BLQ BLQ BLQ BLQ: NG; DFO BIT BIT BIT BIT BIT BIT: DFO |  |  |  | N | [10 empty] | Y | N | Y
61919 | Kimura Power LLC | 55229 | Montpelier Electric Generating Station | IN | Wells | GT8 | Natural Gas Fired Combustion Turbine | GT |  | S | X | X |  |  | 59 |  | 45 | 59 |  |  |  |  | CN | X |  |  |  |  | N | IPP Non-CHP | 2 | X T T T T T T: X; DFO BLQ BLQ BLQ BLQ BLQ BLQ: NG; DFO BIT BIT BIT BIT BIT BIT: DFO |  |  |  | N
13582 | NRG Astoria Gas Turbine Operations Inc | 55243 | Astoria Gas Turbines | NY | Queens | 10 | Petroleum Liquids | GT |  | S | X | X | 24110 | 24110 | 23.8 | 0.85 |  |  | 0 |  |  |  | RE | X | 1 | 1971 | 10 | 2018 | N | IPP Non-CHP | 2 | X T T T T T T: X; DFO BLQ BLQ BLQ BLQ BLQ BLQ: KER; DFO DFO DFO DFO DFO DFO DFO: KER |  |  |  | N | N |  | 12H | [7 empty] | N | N | N
13582 | NRG Astoria Gas Turbine Operations Inc | 55243 | Astoria Gas Turbines | NY | Queens | 11 | Petroleum Liquids | GT |  | S | X | X | 24225 | 24225 | 23.8 | 0.85 |  |  | 0 |  |  |  | RE | X | 1 | 1971 | 5 | 2019 | N | IPP Non-CHP | 2 | X T T T T T T: X; DFO BLQ BLQ BLQ BLQ BLQ BLQ: KER; DFO DFO DFO DFO DFO DFO DFO: KER |  |  |  | N | N |  | 12H | [7 empty] | N | N | N
13582 | NRG Astoria Gas Turbine Operations Inc | 55243 | Astoria Gas Turbines | NY | Queens | 12 | Petroleum Liquids | GT |  | S | X | X | 24226 | 24226 | 23.8 | 0.85 |  |  | 0 |  |  |  | RE | X | 1 | 1971 | 12 | 2018 | N | IPP Non-CHP | 2 | X T T T T T T: X; DFO BLQ BLQ BLQ BLQ BLQ BLQ: KER; DFO DFO DFO DFO DFO DFO DFO: KER |  |  |  | N | N |  | 12H | [7 empty] | N | N | N
13582 | NRG Astoria Gas Turbine Operations Inc | 55243 | Astoria Gas Turbines | NY | Queens | 13 | Petroleum Liquids | GT |  | S | X | X | 24227 | 24227 | 23.8 | 0.85 |  |  | 0 |  |  |  | RE | X | 1 | 1971 | 12 | 2018 | N | IPP Non-CHP | 2 | X T T T T T T: X; DFO BLQ BLQ BLQ BLQ BLQ BLQ: KER; DFO DFO DFO DFO DFO DFO DFO: KER |  |  |  | N | N |  | 12H | [7 empty] | N | N | N
13582 | NRG Astoria Gas Turbine Operations Inc | 55243 | Astoria Gas Turbines | NY | Queens | 5 | Petroleum Liquids | GT |  | S | X | X | 24106 | 24106 | 16.3 | 0.85 |  |  | 0 |  |  |  | RE | X | 1 | 1970 | 12 | 2018 | N | IPP Non-CHP | 2 | X T T T T T T: X; DFO BLQ BLQ BLQ BLQ BLQ BLQ: KER; DFO DFO DFO DFO DFO DFO DFO: KER |  |  |  | N | N |  | 12H | [7 empty] | N | N | N
13582 | NRG Astoria Gas Turbine Operations Inc | 55243 | Astoria Gas Turbines | NY | Queens | 7 | Petroleum Liquids | GT |  | S | X | X | 24107 | 24107 | 16.3 | 0.85 |  |  | 0 |  |  |  | RE | X | 1 | 1970 | 12 | 2018 | N | IPP Non-CHP | 2 | X T T T T T T: X; DFO BLQ BLQ BLQ BLQ BLQ BLQ: KER; DFO DFO DFO DFO DFO DFO DFO: KER |  |  |  | N | N |  | 12H | [7 empty] | N | N | N
13582 | NRG Astoria Gas Turbine Operations Inc | 55243 | Astoria Gas Turbines | NY | Queens | 8 | Petroleum Liquids | GT |  | S | X | X | 24108 | 24108 | 16.3 | 0.85 |  |  | 0 |  |  |  | RE | X | 1 | 1970 | 10 | 2018 | N | IPP Non-CHP | 2 | X T T T T T T: X; DFO BLQ BLQ BLQ BLQ BLQ BLQ: KER; DFO DFO DFO DFO DFO DFO DFO: KER |  |  |  | N | N |  | 12H | [7 empty] | N | N | N
13582 | NRG Astoria Gas Turbine Operations Inc | 55243 | Astoria Gas Turbines | NY | Queens | 9 | Petroleum Liquids | GT |  | S | X | X |  |  | 19.2 | 0.85 |  |  | 0 |  |  |  | RE | X | 1 | 1970 | 12 | 2002 | N | IPP Non-CHP | 2 | X T T T T T T: X; DFO BLQ BLQ BLQ BLQ BLQ BLQ: KER |  |  |  |  | N |  | 12H | [7 empty] | N | N | N
19145 | DTE Tuscola, LLC | 55245 | Tuscola Station | IL | Douglas | TG1 | Natural Gas Steam Turbine | ST |  | S | X | X |  |  | 6 | 0.8 | 3.8 | 3.5 | 1 | N |  |  | RE | X | 6 | 1953 | 1 | 2019 | Y | Industrial CHP | 7 | [11 empty] | N | N | 0 | 12H |  | N |  |  | N |  |  | N | N | N | bar: X T T T T T T to DFO BLQ BLQ BLQ BLQ BLQ BLQ; DFO DFO DFO DFO DFO DFO DFO
19145 | DTE Tuscola, LLC | 55245 | Tuscola Station | IL | Douglas | TG2 | Natural Gas Steam Turbine | ST |  | S | X | X |  |  | 6 | 0.8 | 4.9 | 4.6 | 1 | N |  |  | RE | X | 6 | 1953 | 3 | 2018 | Y | Industrial CHP | 7 | [11 empty] | N | N |  | 12H |  | N |  |  | N |  |  | N | N | N | bar: X T T T T T T to DFO BLQ BLQ BLQ BLQ BLQ BLQ; DFO DFO DFO DFO DFO DFO DFO
15473 | Public Service Co of NM | 55252 | Eddy County Generating Station | NM | Eddy | 0001 | Natural Gas Fired Combustion Turbine | GT |  | S | X | X |  |  | 44 |  | 37 | 43 |  | N |  |  | CN | X |  |  |  |  | N | Electric Utility | 1 | [11 empty] | N | bar: X T T T T T T to DFO BLQ BLQ BLQ BLQ BLQ BLQ
56304 | Air Products LLC | 55309 | Air Products Port Arthur | TX | Jefferson | GEN2 | Natural Gas Fired Combined Cycle | CA | SMR1 | S | N | X |  |  | 3 |  | 3 | 3 |  | N |  |  | RE | X | 11 | 2000 | 4 | 2012 | Y | Industrial CHP | 7 | [11 empty] | N | [10 empty] | N | bar: X T T T T T T to DFO BLQ BLQ BLQ BLQ BLQ BLQ
361 | Industrial Energy Applications Inc | 55315 | Alliant SBD 9702 Cedar Graphics | IA | Linn | GEN1 | Petroleum Liquids | IC |  | S | X | X |  |  | 1 |  | 1 | 1 |  | N |  |  | RE | X | 5 | 1997 | 12 | 2007 | N | IPP Non-CHP | 2 | X T T T T T T: X; DFO BLQ BLQ BLQ BLQ BLQ BLQ: DFO |  |  |  | N | N
38021 | Athens Regional Medical Center | 55319 | Athens Regional Medical Center | GA | Clarke | CU1 | Petroleum Liquids | IC |  | S | X | X |  |  | 0.7 |  | 0.7 | 0.7 |  | N |  |  | RE | X | 1 | 1979 | 3 | 2010 | N | Commercial Non-CHP | 4 | X T T T T T T: X; DFO BLQ BLQ BLQ BLQ BLQ BLQ: DFO | [14 empty] | N | N | N
15399 | Avangrid Renewables LLC | 55339 | Phoenix Wind Power LLC | CA | Riverside | GEN1 | Onshore Wind Turbine | WT |  | S | X | X |  |  | 2.1 |  | 1.5 | 1.5 |  |  |  |  | RE | X | 6 | 1999 | 12 | 2009 | N | IPP Non-CHP | 2 | X T T T T T T: X; DFO BLQ BLQ BLQ BLQ BLQ BLQ: WND |  |  |  | N |  | 3
11664 | Mark Technologies Corp | 55352 | Alta Mesa Project Phase IV | CA | Riverside | GEN1 | Onshore Wind Turbine | WT |  | S | X | X |  |  | 40 |  | 40 | 40 | 10 | N |  |  | CN | X |  |  |  |  | N | IPP Non-CHP | 2 | X T T T T T T: X; DFO BLQ BLQ BLQ BLQ BLQ BLQ: WND |  |  |  | N |  | 19
2171 | Brazos Valley Energy | 55357 | Jack Fusco Energy Center | TX | Fort Bend | CTG3 | Natural Gas Fired Combined Cycle | CT |  | S | X | X |  |  | 200 |  | 166 | 182 |  | N |  |  | IP | X |  |  |  |  | N | IPP Non-CHP | 2 | [22 empty] | N | N | bar: X T T T T T T to DFO BLQ BLQ BLQ BLQ BLQ BLQ
2171 | Brazos Valley Energy | 55357 | Jack Fusco Energy Center | TX | Fort Bend | CTG4 | Natural Gas Fired Combined Cycle | CT |  | S | X | X |  |  | 200 |  | 166 | 182 |  | N |  |  | IP | X |  |  |  |  | N | IPP Non-CHP | 2 | [11 empty] | N | N | [9 empty] | N | N | bar: X T T T T T T to DFO BLQ BLQ BLQ BLQ BLQ BLQ
13756 | Northern Indiana Pub Serv Co | 55364 | Sugar Creek Power | IN | Vigo | CT21 | Natural Gas Fired Combined Cycle | CT |  | S | X | N |  |  | 159 |  | 159 | 159 |  |  |  |  | CN | X |  |  |  |  | N | Electric Utility | 1 | bar: X T T T T T T to DFO BLQ BLQ BLQ BLQ BLQ BLQ
13756 | Northern Indiana Pub Serv Co | 55364 | Sugar Creek Power | IN | Vigo | CT22 | Natural Gas Fired Combined Cycle | CT |  | S | X |  |  |  | 154.3 |  | 154.3 | 154.3 |  |  |  |  | CN | X |  |  |  |  | N | Electric Utility | 1 | [11 empty] | N | bar: X T T T T T T to DFO BLQ BLQ BLQ BLQ BLQ BLQ
13756 | Northern Indiana Pub Serv Co | 55364 | Sugar Creek Power | IN | Vigo | ST2 | Natural Gas Fired Combined Cycle | CA |  | S | Y | X |  |  | 195.4 |  | 195.4 | 195.4 |  |  |  |  | CN | X |  |  |  |  | N | Electric Utility | 1 | [11 empty] | N | bar: X T T T T T T to DFO BLQ BLQ BLQ BLQ BLQ BLQ
6862 | Green Mountain Storage, LLC | 55370 | Green Mountain Storage, LLC | PA | Somerset | N60 | Onshore Wind Turbine | WT |  | S | X | X |  |  | 10.4 |  | 10.4 | 10.4 | 0.5 | N |  |  | RE | X | 5 | 2000 | 11 | 2015 | N | IPP Non-CHP | 2 | X T T T T T T: X; DFO BLQ BLQ BLQ BLQ BLQ BLQ: WND |  |  |  | N | N | 8
21191 | Zion Energy LLC | 55392 | Zion Energy Center | IL | Lake | CTG4 | Natural Gas Fired Combustion Turbine | GT |  | S | X | X |  |  | 198.9 |  | 152 | 181 |  | N |  |  | IP | X |  |  |  |  | N | IPP Non-CHP | 2 | X T T T T T T: X; DFO BLQ BLQ BLQ BLQ BLQ BLQ: NG; DFO BIT BIT BIT BIT BIT BIT: DFO |  |  |  | N | [11 empty] | N | Y
21191 | Zion Energy LLC | 55392 | Zion Energy Center | IL | Lake | CTG5 | Natural Gas Fired Combustion Turbine | GT |  | S | X | X |  |  | 198.9 |  | 152 | 181 |  | N |  |  | IP | X |  |  |  |  | N | IPP Non-CHP | 2 | X T T T T T T: X; DFO BLQ BLQ BLQ BLQ BLQ BLQ: NG; DFO BIT BIT BIT BIT BIT BIT: DFO |  |  |  | N | [11 empty] | N | Y
40192 | Shady Hills Power Co LLC | 55414 | Shady Hills Generating Station | FL | Pasco | G401 | Natural Gas Fired Combustion Turbine | GT |  | S | X | X |  |  | 259 | 0.85 | 200 | 220 |  | N |  |  | IP | X |  |  |  |  | N | IPP Non-CHP | 2 | X T T T T T T: X; DFO BLQ BLQ BLQ BLQ BLQ BLQ: NG; DFO BIT BIT BIT BIT BIT BIT: DFO |  |  |  | N | [10 empty] | Y | N | Y
40192 | Shady Hills Power Co LLC | 55414 | Shady Hills Generating Station | FL | Pasco | G501 | Natural Gas Fired Combustion Turbine | GT |  | S | X | X |  |  | 259 | 0.85 | 200 | 220 |  | N |  |  | IP | X |  |  |  |  | N | IPP Non-CHP | 2 | X T T T T T T: X; DFO BLQ BLQ BLQ BLQ BLQ BLQ: NG; DFO BIT BIT BIT BIT BIT BIT: DFO |  |  |  | N | N | [9 empty] | Y | N | Y
814 | Entergy Arkansas LLC | 55418 | Hot Spring Generating Facility | AR | Hot Spring | CT3 | Natural Gas Fired Combined Cycle | CT |  | W | X |  |  |  | 198.9 |  | 173.8 | 191.5 |  |  |  |  | CN | X |  |  |  |  | N | Electric Utility | 1 | [11 empty] | N | bar: X T T T T T T to DFO BLQ BLQ BLQ BLQ BLQ BLQ
814 | Entergy Arkansas LLC | 55418 | Hot Spring Generating Facility | AR | Hot Spring | CT4 | Natural Gas Fired Combined Cycle | CT |  | W | X |  |  |  | 198.9 |  | 173.8 | 191.5 |  |  |  |  | CN | X |  |  |  |  | N | Electric Utility | 1 | [11 empty] | N | bar: X T T T T T T to DFO BLQ BLQ BLQ BLQ BLQ BLQ
814 | Entergy Arkansas LLC | 55418 | Hot Spring Generating Facility | AR | Hot Spring | ST2 | Natural Gas Fired Combined Cycle | CA |  | S | Y | X |  |  | 317.1 |  | 304.4 | 301.5 |  |  |  |  | CN | X |  |  |  |  | N | Electric Utility | 1 | [11 empty] | N | bar: X T T T T T T to DFO BLQ BLQ BLQ BLQ BLQ BLQ
11241 | Entergy Louisiana LLC | 55486 | Washington Parish Energy Center | LA | Washington | CTG1 | Natural Gas Fired Combustion Turbine | GT |  | S | X | X |  |  | 200 |  | 172 | 188 |  | N |  |  | CN | X |  |  |  |  | N | IPP Non-CHP | 2 | [11 empty] | N | [10 empty] | N | N | bar: DFO BLQ BLQ BLQ BLQ BLQ BLQ
11241 | Entergy Louisiana LLC | 55486 | Washington Parish Energy Center | LA | Washington | CTG2 | Natural Gas Fired Combustion Turbine | GT |  | S | X | X |  |  | 200 |  | 172 | 188 |  | N |  |  | CN | X |  |  |  |  | N | IPP Non-CHP | 2 | [11 empty] | N | [10 empty] | N | N | bar: DFO BLQ BLQ BLQ BLQ BLQ BLQ
11241 | Entergy Louisiana LLC | 55486 | Washington Parish Energy Center | LA | Washington | ST1 | Natural Gas Fired Combined Cycle | CA |  | S | N | X |  |  | 255 |  | 215 | 235 |  | N |  |  | CN | X |  |  |  |  | N | IPP Non-CHP | 2 | [11 empty] | N | [10 empty] | N | N | bar: DFO BLQ BLQ BLQ BLQ BLQ BLQ
803 | Arizona Public Service Co | 55522 | Sundance | AZ | Pinal | CT11 | Natural Gas Fired Combustion Turbine | GT |  | S | X | X |  |  | 45 |  | 38 | 40 |  | N |  |  | IP | X |  |  |  |  | N | Electric Utility | 1 | [11 empty] | N |  |  | 1H | bar: X T T T T T T to DFO BLQ BLQ BLQ BLQ BLQ BLQ
803 | Arizona Public Service Co | 55522 | Sundance | AZ | Pinal | CT12 | Natural Gas Fired Combustion Turbine | GT |  | S | X | X |  |  | 45 |  | 38 | 40 |  | N |  |  | IP | X |  |  |  |  | N | Electric Utility | 1 | [11 empty] | N | bar: X T T T T T T to DFO BLQ BLQ BLQ BLQ BLQ BLQ
56608 | Calpine Mid-Merit LLC | 55524 | York Energy Center | PA | York | CTG7 | Natural Gas Fired Combined Cycle | CT |  | S | X | N |  |  | 120 |  | 120 | 120 |  | N |  |  | CN | X |  |  |  |  | N | IPP Non-CHP | 2 | X T T T T T T: X; DFO BLQ BLQ BLQ BLQ BLQ BLQ: NG; DFO BIT BIT BIT BIT BIT BIT: DFO |  |  |  | N | [10 empty] | N | N | Y
56772 | TX LFG Energy, LP | 55526 | Atascocita | TX | Harris | GEN1 | Landfill Gas | IC |  | S | X | X |  |  | 1.7 | 0.8 | 1.7 | 1.7 | 0.2 | N |  |  | RE | X | 3 | 2003 | 2 | 2018 | N | IPP Non-CHP | 2 | X T T T T T T: X; DFO BLQ BLQ BLQ BLQ BLQ BLQ: LFG |  |  |  | N | N |  | OVER | [7 empty] | N
56772 | TX LFG Energy, LP | 55526 | Atascocita | TX | Harris | GEN2 | Landfill Gas | IC |  | S | X | X |  |  | 1.7 | 0.8 | 1.7 | 1.7 | 0.2 | N |  |  | RE | X | 3 | 2003 | 2 | 2018 | N | IPP Non-CHP | 2 | X T T T T T T: X; DFO BLQ BLQ BLQ BLQ BLQ BLQ: LFG |  |  |  | N | N |  | OVER | [7 empty] | N
56772 | TX LFG Energy, LP | 55526 | Atascocita | TX | Harris | GEN3 | Landfill Gas | IC |  | S | X | X |  |  | 1.7 | 0.8 | 1.7 | 1.7 | 0.2 | N |  |  | RE | X | 3 | 2003 | 2 | 2018 | N | IPP Non-CHP | 2 | X T T T T T T: X; DFO BLQ BLQ BLQ BLQ BLQ BLQ: LFG |  |  |  | N | N |  | OVER | [7 empty] | N
56772 | TX LFG Energy, LP | 55526 | Atascocita | TX | Harris | GEN4 | Landfill Gas | IC |  | S | X | X |  |  | 1.7 | 0.8 | 1.7 | 1.7 | 0.2 | N |  |  | RE | X | 3 | 2003 | 2 | 2018 | N | IPP Non-CHP | 2 | X T T T T T T: X; DFO BLQ BLQ BLQ BLQ BLQ BLQ: LFG |  |  |  | N | N |  | OVER | [7 empty] | N |  | N
56772 | TX LFG Energy, LP | 55526 | Atascocita | TX | Harris | GEN6 | Landfill Gas | IC |  | S | X | X |  |  | 1.7 | 0.8 | 1.7 | 1.7 | 0.2 | N |  |  | RE | X | 7 | 2004 | 2 | 2018 | N | IPP Non-CHP | 2 | X T T T T T T: X; DFO BLQ BLQ BLQ BLQ BLQ BLQ: LFG |  |  |  | N | N |  | 12H | [7 empty] | N |  | N
12944 | City of Morganton - (NC) | 55534 | Water Filter Plant #2 | NC | Burke | 3516 | Petroleum Liquids | IC |  | S | X | X |  |  | 1.6 |  | 1.3 | 1.1 |  | N |  |  | RE | X | 4 | 1992 | 5 | 2013 | N | Electric Utility | 1 | X T T T T T T: X; DFO BLQ BLQ BLQ BLQ BLQ BLQ: DFO |  |  |  | N
20323 | Wellhead Services, Inc | 55538 | Escondido Energy Center | CA | San Diego | GEN1 | Natural Gas Fired Combustion Turbine | GT |  | W | X | X |  |  | 44 |  | 33.6 | 34.6 |  | N |  |  | RE | X | 8 | 2001 | 1 | 2013 | N | IPP Non-CHP | 2 | [12 empty] | N |  | 10M | [7 empty] | N |  | N | bar: X T T T T T T to DFO BLQ BLQ BLQ BLQ BLQ BLQ
56772 | TX LFG Energy, LP | 55551 | Baytown | TX | Chambers | UN5 | Landfill Gas | IC |  | S | X | X |  |  | 1.3 |  | 1 | 1 |  | N |  |  | CN | X |  |  |  |  | N | IPP Non-CHP | 2 | X T T T T T T: X; DFO BLQ BLQ BLQ BLQ BLQ BLQ: LFG |  |  |  | N | [10 empty] | N
56772 | TX LFG Energy, LP | 55551 | Baytown | TX | Chambers | UNT1 | Landfill Gas | IC |  | S | X | X |  |  | 1 | 0.8 | 1 | 1 | 0.2 | N |  |  | RE | X | 12 | 2003 | 4 | 2016 | N | IPP Non-CHP | 2 | X T T T T T T: X; DFO BLQ BLQ BLQ BLQ BLQ BLQ: LFG |  |  |  | N | N |  | 12H | [7 empty] | N
56772 | TX LFG Energy, LP | 55551 | Baytown | TX | Chambers | UNT2 | Landfill Gas | IC |  | S | X | X |  |  | 1 | 0.8 | 1 | 1 | 0.2 | N |  |  | RE | X | 12 | 2003 | 4 | 2016 | N | IPP Non-CHP | 2 | X T T T T T T: X; DFO BLQ BLQ BLQ BLQ BLQ BLQ: LFG |  |  |  | N | N |  | 12H | [7 empty] | N
56772 | TX LFG Energy, LP | 55551 | Baytown | TX | Chambers | UNT3 | Landfill Gas | IC |  | S | X | X |  |  | 1 | 0.8 | 1 | 1 | 0.2 | N |  |  | RE | X | 12 | 2003 | 4 | 2016 | N | IPP Non-CHP | 2 | X T T T T T T: X; DFO BLQ BLQ BLQ BLQ BLQ BLQ: LFG |  |  |  | N | N |  | 12H | [7 empty] | N
56772 | TX LFG Energy, LP | 55551 | Baytown | TX | Chambers | UNT4 | Landfill Gas | IC |  | S | X | X |  |  | 1 | 0.8 | 1 | 1 | 0.2 | N |  |  | RE | X | 12 | 2003 | 4 | 2016 | N | IPP Non-CHP | 2 | X T T T T T T: X; DFO BLQ BLQ BLQ BLQ BLQ BLQ: LFG |  |  |  | N | N |  | 12H | [7 empty] | N
56772 | TX LFG Energy, LP | 55552 | Bluebonnet | TX | Harris | UNT1 | Landfill Gas | IC |  | S | X | X |  |  | 1 | 0.8 | 1 | 1 | 0.2 | N |  |  | RE | X | 8 | 2003 | 4 | 2016 | N | IPP Non-CHP | 2 | X T T T T T T: X; DFO BLQ BLQ BLQ BLQ BLQ BLQ: LFG |  |  |  | N | N |  | 12H | [7 empty] | N
56772 | TX LFG Energy, LP | 55552 | Bluebonnet | TX | Harris | UNT2 | Landfill Gas | IC |  | S | X | X |  |  | 1 | 0.8 | 1 | 1 | 0.2 | N |  |  | RE | X | 8 | 2003 | 4 | 2016 | N | IPP Non-CHP | 2 | X T T T T T T: X; DFO BLQ BLQ BLQ BLQ BLQ BLQ: LFG |  |  |  | N | N |  | 12H | [7 empty] | N
56772 | TX LFG Energy, LP | 55552 | Bluebonnet | TX | Harris | UNT3 | Landfill Gas | IC |  | S | X | X |  |  | 1 | 0.8 | 1 | 1 | 0.2 | N |  |  | RE | X | 8 | 2003 | 4 | 2016 | N | IPP Non-CHP | 2 | X T T T T T T: X; DFO BLQ BLQ BLQ BLQ BLQ BLQ: LFG |  |  |  | N | N |  | 12H | [7 empty] | N
56772 | TX LFG Energy, LP | 55552 | Bluebonnet | TX | Harris | UNT4 | Landfill Gas | IC |  | S | X | X |  |  | 1 | 0.8 | 1 | 1 | 0.2 | N |  |  | RE | X | 8 | 2003 | 4 | 2016 | N | IPP Non-CHP | 2 | X T T T T T T: X; DFO BLQ BLQ BLQ BLQ BLQ BLQ: LFG |  |  |  | N | N |  | 12H | [7 empty] | N
56772 | TX LFG Energy, LP | 55554 | Coastal Plains | TX | Galveston | UNT1 | Landfill Gas | IC |  | S | X | X |  |  | 1.7 | 0.8 | 1.7 | 1.7 | 0.2 | N |  |  | RE | X | 3 | 2003 | 6 | 2019 | N | IPP Non-CHP | 2 | X T T T T T T: X; DFO BLQ BLQ BLQ BLQ BLQ BLQ: LFG |  |  |  | N | N |  | 12H | [7 empty] | N
56772 | TX LFG Energy, LP | 55554 | Coastal Plains | TX | Galveston | UNT2 | Landfill Gas | IC |  | S | X | X |  |  | 1.7 | 0.8 | 1.7 | 1.7 | 0.2 | N |  |  | RE | X | 3 | 2003 | 7 | 2018 | N | IPP Non-CHP | 2 | X T T T T T T: X; DFO BLQ BLQ BLQ BLQ BLQ BLQ: LFG |  |  |  | N | N |  | 12H | [7 empty] | N
56772 | TX LFG Energy, LP | 55554 | Coastal Plains | TX | Galveston | UNT3 | Landfill Gas | IC |  | S | X | X |  |  | 1.7 | 0.8 | 1.7 | 1.7 | 0.2 | N |  |  | RE | X | 3 | 2003 | 6 | 2019 | N | IPP Non-CHP | 2 | X T T T T T T: X; DFO BLQ BLQ BLQ BLQ BLQ BLQ: LFG |  |  |  | N | N |  | 12H | [7 empty] | N
56772 | TX LFG Energy, LP | 55554 | Coastal Plains | TX | Galveston | UNT4 | Landfill Gas | IC |  | S | X | X |  |  | 1.7 | 0.8 | 1.7 | 1.7 | 0.2 | N |  |  | RE | X | 3 | 2003 | 6 | 2019 | N | IPP Non-CHP | 2 | X T T T T T T: X; DFO BLQ BLQ BLQ BLQ BLQ BLQ: LFG |  |  |  | N | N |  | 12H | [7 empty] | N
56772 | TX LFG Energy, LP | 55555 | Conroe | TX | Montgomery | UNT1 | Landfill Gas | IC |  | S | X | X |  |  | 1 |  | 1 | 1 |  | N |  |  | RE | X | 8 | 2003 | 4 | 2012 | N | IPP Non-CHP | 2 | X T T T T T T: X; DFO BLQ BLQ BLQ BLQ BLQ BLQ: LFG |  |  |  | N
56772 | TX LFG Energy, LP | 55555 | Conroe | TX | Montgomery | UNT2 | Landfill Gas | IC |  | S | X | X |  |  | 1 |  | 1 | 1 |  | N |  |  | RE | X | 8 | 2003 | 4 | 2012 | N | IPP Non-CHP | 2 | X T T T T T T: X; DFO BLQ BLQ BLQ BLQ BLQ BLQ: LFG |  |  |  | N
56772 | TX LFG Energy, LP | 55555 | Conroe | TX | Montgomery | UNT3 | Landfill Gas | IC |  | S | X | X |  |  | 1 |  | 1 | 1 |  | N |  |  | RE | X | 8 | 2003 | 4 | 2012 | N | IPP Non-CHP | 2 | X T T T T T T: X; DFO BLQ BLQ BLQ BLQ BLQ BLQ: LFG |  |  |  | N
56772 | TX LFG Energy, LP | 55556 | Security | TX | Montgomery | UNT1 | Landfill Gas | IC |  | S | X | X |  |  | 1.3 |  | 1.7 | 1.7 |  | N |  |  | RE | X | 12 | 2003 | 7 | 2004 | N | IPP Non-CHP | 2 | X T T T T T T: X; DFO BLQ BLQ BLQ BLQ BLQ BLQ: LFG |  |  |  | N | [10 empty] | N
56772 | TX LFG Energy, LP | 55556 | Security | TX | Montgomery | UNT3 | Landfill Gas | IC |  | S | X | X |  |  | 1.7 | 0.8 | 1.7 | 1.7 | 0.2 | N |  |  | RE | X | 12 | 2003 | 10 | 2019 | N | IPP Non-CHP | 2 | X T T T T T T: X; DFO BLQ BLQ BLQ BLQ BLQ BLQ: LFG |  |  |  | N | N |  | 12H | [7 empty] | N
5701 | El Paso Electric Co | 55578 | Hueco Mountain Wind Ranch | TX | Hudspeth | EXIS | Onshore Wind Turbine | WT |  | S | X | X |  |  | 1.3 |  | 1.3 | 1.3 | 0 | N |  |  | RE | X | 2 | 2001 | 6 | 2016 | N | Electric Utility | 1 | X T T T T T T: X; DFO BLQ BLQ BLQ BLQ BLQ BLQ: WND |  |  |  | N |  | 2
25049 | Gas Recovery Systems Inc | 55584 | East Bridgewater | MA | Plymouth | 1 | Landfill Gas | IC |  | W | X | X |  |  | 1 | 0.98 | 0.9 | 0.9 | 0.8 |  |  |  | RE | X | 2 | 1997 | 12 | 2010 | N | IPP Non-CHP | 2 | X T T T T T T: X; DFO BLQ BLQ BLQ BLQ BLQ BLQ: LFG | [6 empty] | 1H
25049 | Gas Recovery Systems Inc | 55584 | East Bridgewater | MA | Plymouth | 2 | Landfill Gas | IC |  | W | X | X |  |  | 1 | 0.98 | 0.9 | 0.9 | 0.8 |  |  |  | RE | X | 2 | 1997 | 12 | 2010 | N | IPP Non-CHP | 2 | X T T T T T T: X; DFO BLQ BLQ BLQ BLQ BLQ BLQ: LFG | [6 empty] | 1H
25049 | Gas Recovery Systems Inc | 55584 | East Bridgewater | MA | Plymouth | 3 | Landfill Gas | IC |  | W | X | X |  |  | 1 | 0.98 | 0.9 | 0.9 | 0.8 |  |  |  | RE | X | 2 | 1997 | 12 | 2010 | N | IPP Non-CHP | 2 | X T T T T T T: X; DFO BLQ BLQ BLQ BLQ BLQ BLQ: LFG | [6 empty] | 1H
25049 | Gas Recovery Systems Inc | 55584 | East Bridgewater | MA | Plymouth | 4 | Landfill Gas | IC |  | W | X | X |  |  | 1 | 0.98 | 0.9 | 0.9 | 0.8 |  |  |  | RE | X | 2 | 1997 | 12 | 2010 | N | IPP Non-CHP | 2 | X T T T T T T: X; DFO BLQ BLQ BLQ BLQ BLQ BLQ: LFG | [6 empty] | 1H
25049 | Gas Recovery Systems Inc | 55584 | East Bridgewater | MA | Plymouth | 5 | Landfill Gas | IC |  | W | X | X |  |  | 1 | 0.98 | 0.9 | 0.9 | 0.8 |  |  |  | RE | X | 2 | 1997 | 12 | 2010 | N | IPP Non-CHP | 2 | X T T T T T T: X; DFO BLQ BLQ BLQ BLQ BLQ BLQ: LFG | [6 empty] | 1H
25049 | Gas Recovery Systems Inc | 55584 | East Bridgewater | MA | Plymouth | 6 | Landfill Gas | IC |  | S | X | X |  |  | 1 | 0.98 | 0.9 | 0.9 | 0.8 |  |  |  | RE | X | 2 | 1997 | 12 | 2010 | N | IPP Non-CHP | 2 | X T T T T T T: X; DFO BLQ BLQ BLQ BLQ BLQ BLQ: LFG | [6 empty] | 1H
25049 | Gas Recovery Systems Inc | 55585 | Randolph Electric | MA | Norfolk | 1 | Landfill Gas | IC |  | S | X | X |  |  | 1 | 0.98 | 0.9 | 0.9 | 0.8 |  |  |  | RE | X | 2 | 2000 | 6 | 2010 | N | IPP Non-CHP | 2 | X T T T T T T: X; DFO BLQ BLQ BLQ BLQ BLQ BLQ: LFG | [6 empty] | 1H
25049 | Gas Recovery Systems Inc | 55585 | Randolph Electric | MA | Norfolk | 2 | Landfill Gas | IC |  | S | X | X |  |  | 1 | 0.98 | 0.9 | 0.9 | 0.8 |  |  |  | RE | X | 2 | 2000 | 6 | 2010 | N | IPP Non-CHP | 2 | X T T T T T T: X; DFO BLQ BLQ BLQ BLQ BLQ BLQ: LFG | [6 empty] | 1H
25049 | Gas Recovery Systems Inc | 55585 | Randolph Electric | MA | Norfolk | 3 | Landfill Gas | IC |  | S | X | X |  |  | 1 | 0.98 | 0.9 | 0.9 | 0.8 |  |  |  | RE | X | 2 | 2000 | 6 | 2010 | N | IPP Non-CHP | 2 | X T T T T T T: X; DFO BLQ BLQ BLQ BLQ BLQ BLQ: LFG | [6 empty] | 1H
25049 | Gas Recovery Systems Inc | 55586 | Halifax Electric | MA | Plymouth | 1 | Landfill Gas | IC |  | S | X | X |  |  | 1 | 0.98 | 0.9 | 0.9 | 0.8 |  |  |  | RE | X | 4 | 1997 | 6 | 2010 | N | IPP Non-CHP | 2 | X T T T T T T: X; DFO BLQ BLQ BLQ BLQ BLQ BLQ: LFG | [6 empty] | 1H
25049 | Gas Recovery Systems Inc | 55586 | Halifax Electric | MA | Plymouth | 2 | Landfill Gas | IC |  | S | X | X |  |  | 1 | 0.98 | 0.9 | 0.9 | 0.8 |  |  |  | RE | X | 4 | 1997 | 6 | 2010 | N | IPP Non-CHP | 2 | X T T T T T T: X; DFO BLQ BLQ BLQ BLQ BLQ BLQ: LFG | [6 empty] | 1H
25049 | Gas Recovery Systems Inc | 55586 | Halifax Electric | MA | Plymouth | 3 | Landfill Gas | IC |  | S | X | X |  |  | 1 | 0.98 | 0.9 | 0.9 | 0.8 |  |  |  | RE | X | 4 | 1997 | 6 | 2010 | N | IPP Non-CHP | 2 | X T T T T T T: X; DFO BLQ BLQ BLQ BLQ BLQ BLQ: LFG | [6 empty] | 1H
25049 | Gas Recovery Systems Inc | 55588 | GRS Sunset Farms | TX | Travis | 1 | Landfill Gas | IC |  | S | X | X |  |  | 1 | 0.98 | 0.9 | 0.9 | 0.8 |  |  |  | RE | X | 12 | 1996 | 4 | 2016 | N | IPP Non-CHP | 2 | X T T T T T T: X; DFO BLQ BLQ BLQ BLQ BLQ BLQ: LFG | [6 empty] | 1H | [7 empty] | N
25049 | Gas Recovery Systems Inc | 55588 | GRS Sunset Farms | TX | Travis | 2 | Landfill Gas | IC |  | S | X | X |  |  | 1 | 0.98 | 0.9 | 0.9 | 0.8 |  |  |  | RE | X | 12 | 1996 | 4 | 2016 | N | IPP Non-CHP | 2 | X T T T T T T: X; DFO BLQ BLQ BLQ BLQ BLQ BLQ: LFG | [6 empty] | 1H | [7 empty] | N
25049 | Gas Recovery Systems Inc | 55588 | GRS Sunset Farms | TX | Travis | 3 | Landfill Gas | IC |  | S | X | X |  |  | 1 | 0.98 | 0.9 | 0.9 | 0.8 |  |  |  | RE | X | 12 | 1996 | 4 | 2016 | N | IPP Non-CHP | 2 | X T T T T T T: X; DFO BLQ BLQ BLQ BLQ BLQ BLQ: LFG | [6 empty] | 1H | [7 empty] | N
25049 | Gas Recovery Systems Inc | 55588 | GRS Sunset Farms | TX | Travis | 4 | Landfill Gas | IC |  | S | X | X |  |  | 1 | 0.98 | 0.9 | 0.9 | 0.8 |  |  |  | RE | X | 1 | 2004 | 4 | 2016 | N | IPP Non-CHP | 2 | X T T T T T T: X; DFO BLQ BLQ BLQ BLQ BLQ BLQ: LFG | [6 empty] | 1H | [7 empty] | N
25049 | Gas Recovery Systems Inc | 55589 | GRS Fall River | MA | Bristol | 1 | Landfill Gas | IC |  | S | X | X |  |  | 1 | 0.98 | 0.9 | 0.9 | 0.8 | N |  |  | RE | X | 7 | 2000 | 5 | 2012 | N | IPP Non-CHP | 2 | X T T T T T T: X; DFO BLQ BLQ BLQ BLQ BLQ BLQ: LFG |  |  |  |  | N |  | 1H | [7 empty] | N
25049 | Gas Recovery Systems Inc | 55589 | GRS Fall River | MA | Bristol | 2 | Landfill Gas | IC |  | S | X | X |  |  | 1 | 0.98 | 0.9 | 0.9 | 0.8 | N |  |  | RE | X | 7 | 2000 | 6 | 2012 | N | IPP Non-CHP | 2 | X T T T T T T: X; DFO BLQ BLQ BLQ BLQ BLQ BLQ: LFG |  |  |  |  | N |  | 1H | [7 empty] | N
25049 | Gas Recovery Systems Inc | 55590 | Chicopee Electric | MA | Hampden | 1 | Landfill Gas | IC |  | S | X | X |  |  | 1 | 0.98 | 0.9 | 0.9 | 0.8 |  |  |  | RE | X | 7 | 1993 | 1 | 2012 | N | IPP Non-CHP | 2 | X T T T T T T: X; DFO BLQ BLQ BLQ BLQ BLQ BLQ: LFG | [6 empty] | 1H
25049 | Gas Recovery Systems Inc | 55590 | Chicopee Electric | MA | Hampden | 2 | Landfill Gas | IC |  | S | X | X |  |  | 1 | 0.98 | 0.9 | 0.9 | 0.8 |  |  |  | RE | X | 7 | 1993 | 1 | 2012 | N | IPP Non-CHP | 2 | X T T T T T T: X; DFO BLQ BLQ BLQ BLQ BLQ BLQ: LFG | [6 empty] | 1H
25049 | Gas Recovery Systems Inc | 55595 | GRS Lyon | MI | Washtenaw | 1 | Landfill Gas | IC |  | S | X | X |  |  | 1 | 0.98 | 0.9 | 0.9 | 0.8 |  |  |  | RE | X | 5 | 1993 | 12 | 2010 | N | IPP Non-CHP | 2 | X T T T T T T: X; DFO BLQ BLQ BLQ BLQ BLQ BLQ: LFG | [6 empty] | 1H
25049 | Gas Recovery Systems Inc | 55595 | GRS Lyon | MI | Washtenaw | 2 | Landfill Gas | IC |  | S | X | X |  |  | 1 | 0.98 | 0.9 | 0.9 | 0.8 |  |  |  | RE | X | 5 | 1993 | 12 | 2010 | N | IPP Non-CHP | 2 | X T T T T T T: X; DFO BLQ BLQ BLQ BLQ BLQ BLQ: LFG | [6 empty] | 1H
25049 | Gas Recovery Systems Inc | 55595 | GRS Lyon | MI | Washtenaw | 3 | Landfill Gas | IC |  | S | X | X |  |  | 1 | 0.98 | 0.9 | 0.9 | 0.8 |  |  |  | RE | X | 5 | 1993 | 12 | 2010 | N | IPP Non-CHP | 2 | X T T T T T T: X; DFO BLQ BLQ BLQ BLQ BLQ BLQ: LFG | [6 empty] | 1H
25049 | Gas Recovery Systems Inc | 55595 | GRS Lyon | MI | Washtenaw | 4 | Landfill Gas | IC |  | S | X | X |  |  | 1 | 0.98 | 0.9 | 0.9 | 0.8 |  |  |  | RE | X | 5 | 1993 | 12 | 2010 | N | IPP Non-CHP | 2 | X T T T T T T: X; DFO BLQ BLQ BLQ BLQ BLQ BLQ: LFG | [6 empty] | 1H
25049 | Gas Recovery Systems Inc | 55595 | GRS Lyon | MI | Washtenaw | 5 | Landfill Gas | IC |  | S | X | X |  |  | 1 |  | 0.9 | 0.9 |  |  |  |  | RE | X | 5 | 1993 | 12 | 2010 | N | IPP Non-CHP | 2 | X T T T T T T: X; DFO BLQ BLQ BLQ BLQ BLQ BLQ: LFG
57251 | MM Tajiguas Energy LLC | 55603 | Tajiguas Plant | CA | Santa Barbara | UNT1 | Landfill Gas | IC |  | S | X | X |  |  | 3 | 0.98 | 2.7 | 2.7 | 2.4 | N |  |  | RE | X | 8 | 2000 | 10 | 2020 | N | IPP Non-CHP | 2 | X T T T T T T: X; DFO BLQ BLQ BLQ BLQ BLQ BLQ: LFG | [6 empty] | 1H | [7 empty] | N
2770 | Terra-Gen Operating Co-Wind | 55608 | Foote Creek II | WY | Albany | GEN1 | Onshore Wind Turbine | WT |  | S | X | X |  |  | 1.8 |  | 1.8 | 1.8 | 0 | N |  |  | RE | X | 6 | 1999 | 1 | 2020 | N | IPP Non-CHP | 2 | X T T T T T T: X; DFO BLQ BLQ BLQ BLQ BLQ BLQ: WND |  |  |  | N | N | 3
2770 | Terra-Gen Operating Co-Wind | 55609 | Foote Creek III | WY | Albany | GEN1 | Onshore Wind Turbine | WT |  | W | X | X |  |  | 24.8 |  | 24.8 | 24.8 | 0 | N |  |  | RE | X | 6 | 1999 | 1 | 2020 | N | IPP Non-CHP | 2 | X T T T T T T: X; DFO BLQ BLQ BLQ BLQ BLQ BLQ: WND |  |  |  | N | N | 33
2770 | Terra-Gen Operating Co-Wind | 55610 | Foote Creek IV | WY | Carbon | GEN1 | Onshore Wind Turbine | WT |  | S | X | X |  |  | 16.8 |  | 16.8 | 16.8 | 0 | N |  |  | RE | X | 8 | 2000 | 9 | 2020 | N | IPP Non-CHP | 2 | X T T T T T T: X; DFO BLQ BLQ BLQ BLQ BLQ BLQ: WND |  |  |  | N | N | 28
772 | Archer Daniels Midland Co | 55638 | Walhalla | ND | Pembina | GEN1 | Conventional Steam Coal | ST |  | S | X | X |  |  | 2 |  | 2 | 2 |  | N |  |  | RE | X | 12 | 2000 | 4 | 2012 | Y | Industrial CHP | 7 | X T T T T T T: T; DFO BLQ BLQ BLQ BLQ BLQ BLQ: SUB; DFO DFO DFO DFO DFO DFO DFO: NG |  |  |  | N | [7 empty] | Y
2799 | Calpine Corp - Metcalf Energy Center | 55642 | Moapa Paiute Energy Center | NV | Clark | CTG1 | Natural Gas Fired Combined Cycle | CT |  | S | X | N |  |  | 212 |  | 185 | 192 |  | N |  |  | CN | X |  |  |  |  | N | IPP Non-CHP | 2 | [11 empty] | N | bar: X T T T T T T to DFO BLQ BLQ BLQ BLQ BLQ BLQ
2799 | Calpine Corp - Metcalf Energy Center | 55642 | Moapa Paiute Energy Center | NV | Clark | CTG2 | Natural Gas Fired Combined Cycle | CT |  | S | X | N |  |  | 212 |  | 185 | 192 |  | N |  |  | CN | X |  |  |  |  | N | IPP Non-CHP | 2 | [11 empty] | N | bar: X T T T T T T to DFO BLQ BLQ BLQ BLQ BLQ BLQ
2799 | Calpine Corp - Metcalf Energy Center | 55642 | Moapa Paiute Energy Center | NV | Clark | CTG3 | Natural Gas Fired Combined Cycle | CT |  | S | X | N |  |  | 212 |  | 185 | 192 |  | N |  |  | CN | X |  |  |  |  | N | IPP Non-CHP | 2 | [11 empty] | N | bar: X T T T T T T to DFO BLQ BLQ BLQ BLQ BLQ BLQ
2799 | Calpine Corp - Metcalf Energy Center | 55642 | Moapa Paiute Energy Center | NV | Clark | STG1 | Natural Gas Fired Combined Cycle | CA |  | S | Y | X |  |  | 574 |  | 492 | 504 |  | N |  |  | CN | X |  |  |  |  | N | IPP Non-CHP | 2 | [11 empty] | N | bar: X T T T T T T to DFO BLQ BLQ BLQ BLQ BLQ BLQ
1015 | Austin Energy | 55708 | Nacogdoches Power | TX | Nacogdoches | CTG1 | Natural Gas Fired Combined Cycle | CT | G581 | S | X |  |  |  | 195 |  | 185 | 192 |  | N |  |  | CN | X |  |  |  |  | N | Electric Utility | 1 | [11 empty] | N | [10 empty] | N | bar: X T T T T T T to DFO BLQ BLQ BLQ BLQ BLQ BLQ
1015 | Austin Energy | 55708 | Nacogdoches Power | TX | Nacogdoches | CTG2 | Natural Gas Fired Combined Cycle | CT |  | S | X |  |  |  | 190 |  | 95 | 95 |  | N |  |  | CN | X |  |  |  |  | N | Electric Utility | 1 | [11 empty] | N | [10 empty] | N | bar: X T T T T T T to DFO BLQ BLQ BLQ BLQ BLQ BLQ
1015 | Austin Energy | 55708 | Nacogdoches Power | TX | Nacogdoches | CTG3 | Natural Gas Fired Combined Cycle | CT |  | S | X |  |  |  | 190 |  | 95 | 95 |  | N |  |  | CN | X |  |  |  |  | N | Electric Utility | 1 | [11 empty] | N | [10 empty] | N | bar: X T T T T T T to DFO BLQ BLQ BLQ BLQ BLQ BLQ
1015 | Austin Energy | 55708 | Nacogdoches Power | TX | Nacogdoches | STG1 | Natural Gas Fired Combined Cycle | CA | G581 | S | N | X |  |  | 100 |  | 86 | 97 |  | N |  |  | CN | X |  |  |  |  | N | Electric Utility | 1 | [11 empty] | N | bar: X T T T T T T to DFO BLQ BLQ BLQ BLQ BLQ BLQ
1015 | Austin Energy | 55708 | Nacogdoches Power | TX | Nacogdoches | STG2 | Natural Gas Fired Combined Cycle | CA |  | S | N | X |  |  | 114 |  | 100 | 100 |  | N |  |  | CN | X |  |  |  |  | N | Electric Utility | 1 | [11 empty] | N | [10 empty] | N | bar: X T T T T T T to DFO BLQ BLQ BLQ BLQ BLQ BLQ
1015 | Austin Energy | 55708 | Nacogdoches Power | TX | Nacogdoches | STG3 | Natural Gas Fired Combined Cycle | CA |  | S | N | X |  |  | 136 |  | 68 | 68 |  | N |  |  | CN | X |  |  |  |  | N | Electric Utility | 1 | [11 empty] | N | [10 empty] | N | bar: X T T T T T T to DFO BLQ BLQ BLQ BLQ BLQ BLQ
23279 | Allegheny Energy Supply Co LLC | 55711 | FirstEnergy | AZ | La Paz | CTG1 | Natural Gas Fired Combined Cycle | CT |  | S | X |  |  |  | 180 |  | 180 | 180 |  | N |  |  | CN | X |  |  |  |  | N | IPP Non-CHP | 2 | [11 empty] | N | bar: X T T T T T T to DFO BLQ BLQ BLQ BLQ BLQ BLQ
23279 | Allegheny Energy Supply Co LLC | 55711 | FirstEnergy | AZ | La Paz | CTG2 | Natural Gas Fired Combined Cycle | CT |  | S | X |  |  |  | 180 |  | 180 | 180 |  | N |  |  | CN | X |  |  |  |  | N | IPP Non-CHP | 2 | [11 empty] | N | bar: X T T T T T T to DFO BLQ BLQ BLQ BLQ BLQ BLQ
23279 | Allegheny Energy Supply Co LLC | 55711 | FirstEnergy | AZ | La Paz | CTG3 | Natural Gas Fired Combined Cycle | CT |  | S | X |  |  |  | 180 |  | 180 | 180 |  | N |  |  | CN | X |  |  |  |  | N | IPP Non-CHP | 2 | [11 empty] | N | bar: X T T T T T T to DFO BLQ BLQ BLQ BLQ BLQ BLQ
23279 | Allegheny Energy Supply Co LLC | 55711 | FirstEnergy | AZ | La Paz | CTG4 | Natural Gas Fired Combined Cycle | CT |  | S | X |  |  |  | 180 |  | 180 | 180 |  | N |  |  | CN | X |  |  |  |  | N | IPP Non-CHP | 2 | [11 empty] | N | bar: X T T T T T T to DFO BLQ BLQ BLQ BLQ BLQ BLQ
23279 | Allegheny Energy Supply Co LLC | 55711 | FirstEnergy | AZ | La Paz | STG1 | Natural Gas Fired Combined Cycle | CA |  | S | N | X |  |  | 180 |  | 180 | 180 |  | N |  |  | CN | X |  |  |  |  | N | IPP Non-CHP | 2 | [11 empty] | N | bar: X T T T T T T to DFO BLQ BLQ BLQ BLQ BLQ BLQ
23279 | Allegheny Energy Supply Co LLC | 55711 | FirstEnergy | AZ | La Paz | STG2 | Natural Gas Fired Combined Cycle | CA |  | S | N | X |  |  | 180 |  | 180 | 180 |  | N |  |  | CN | X |  |  |  |  | N | IPP Non-CHP | 2 | [11 empty] | N | bar: X T T T T T T to DFO BLQ BLQ BLQ BLQ BLQ BLQ
9191 | Idaho Power Co | 55733 | Bennett Mountain | ID | Elmore | FT01 | Natural Gas Fired Combustion Turbine | GT |  | S | X | X |  |  | 170 |  | 142 | 190 |  |  |  |  | CN | X |  |  |  |  | N | Electric Utility | 1 | [11 empty] | N | bar: X T T T T T T to DFO BLQ BLQ BLQ BLQ BLQ BLQ
9191 | Idaho Power Co | 55733 | Bennett Mountain | ID | Elmore | FT03 | Natural Gas Fired Combustion Turbine | GT |  | S | X | X |  |  | 50 |  | 50 | 50 |  |  |  |  | CN | X |  |  |  |  | N | Electric Utility | 1 | [11 empty] | N | bar: X T T T T T T to DFO BLQ BLQ BLQ BLQ BLQ BLQ
9205 | Illinois Electricial Gen Partn | 55759 | Roxana Resource Recovery | IL | Madison | RX1 | Landfill Gas | IC |  | S | X | X | AMIL. ROXANNAR | MIL. ROXANNAR | 1.1 | 1 | 0.9 | 0.9 | 0.7 | N |  |  | RE | X | 11 | 1999 | 12 | 2015 | N | IPP Non-CHP | 2 | X T T T T T T: X; DFO BLQ BLQ BLQ BLQ BLQ BLQ: LFG |  |  |  | N | N |  | 10M
9205 | Illinois Electricial Gen Partn | 55759 | Roxana Resource Recovery | IL | Madison | RX2 | Landfill Gas | IC |  | S | X | X | AMIL. ROXANNAR | AMIL. ROXANNAR | 1.1 | 1 | 0.9 | 0.9 | 0.7 | N |  |  | RE | X | 11 | 1999 | 12 | 2015 | N | IPP Non-CHP | 2 | X T T T T T T: X; DFO BLQ BLQ BLQ BLQ BLQ BLQ: LFG |  |  |  | N | N |  | 10M
9205 | Illinois Electricial Gen Partn | 55759 | Roxana Resource Recovery | IL | Madison | RX3 | Landfill Gas | IC |  | S | X | X | AMIL. ROXANAR | AMIL. ROXANNAR | 1.1 | 1 | 0.9 | 0.9 | 0.7 | N |  |  | RE | X | 11 | 1999 | 12 | 2015 | N | IPP Non-CHP | 2 | X T T T T T T: X; DFO BLQ BLQ BLQ BLQ BLQ BLQ: LFG |  |  |  | N | N |  | 10M
9205 | Illinois Electricial Gen Partn | 55759 | Roxana Resource Recovery | IL | Madison | RX4 | Landfill Gas | IC |  | S | X | X | AMIL. ROXANNAR | AMIL. ROXANNAR | 1.1 | 1 | 0.9 | 0.9 | 0.7 | N |  |  | RE | X | 11 | 1999 | 12 | 2015 | N | IPP Non-CHP | 2 | X T T T T T T: X; DFO BLQ BLQ BLQ BLQ BLQ BLQ: LFG |  |  |  | N | N |  | 10M
9205 | Illinois Electricial Gen Partn | 55760 | Streator Energy Partners LLC | IL | Livingston | ST1 | Landfill Gas | IC |  | S | X | X |  |  | 1.1 | 1 | 0.9 | 0.9 | 0.7 | N |  |  | RE | X | 12 | 1999 | 12 | 2017 | N | IPP Non-CHP | 2 | X T T T T T T: X; DFO BLQ BLQ BLQ BLQ BLQ BLQ: LFG |  |  |  | N | N |  | 10M | [7 empty] | N
9205 | Illinois Electricial Gen Partn | 55761 | Devonshire Power Partners LLC | IL | Cook | DO1 | Landfill Gas | IC |  | S | X | X |  |  | 1.1 |  | 1 | 1 |  | N |  |  | RE | X | 12 | 1997 | 12 | 2008 | N | IPP Non-CHP | 2 | X T T T T T T: X; DFO BLQ BLQ BLQ BLQ BLQ BLQ: LFG |  |  |  | N
9205 | Illinois Electricial Gen Partn | 55761 | Devonshire Power Partners LLC | IL | Cook | DO2 | Landfill Gas | IC |  | S | X | X |  |  | 1.1 |  | 1 | 1 |  | N |  |  | RE | X | 12 | 1997 | 12 | 2008 | N | IPP Non-CHP | 2 | X T T T T T T: X; DFO BLQ BLQ BLQ BLQ BLQ BLQ: LFG |  |  |  | N
9205 | Illinois Electricial Gen Partn | 55761 | Devonshire Power Partners LLC | IL | Cook | DO3 | Landfill Gas | IC |  | S | X | X |  |  | 1.1 |  | 1 | 1 |  | N |  |  | RE | X | 12 | 1997 | 9 | 2009 | N | IPP Non-CHP | 2 | X T T T T T T: X; DFO BLQ BLQ BLQ BLQ BLQ BLQ: LFG |  |  |  | N
9205 | Illinois Electricial Gen Partn | 55761 | Devonshire Power Partners LLC | IL | Cook | DO4 | Landfill Gas | IC |  | S | X | X |  |  | 1.1 |  | 1 | 1 |  | N |  |  | RE | X | 12 | 1997 | 9 | 2009 | N | IPP Non-CHP | 2 | X T T T T T T: X; DFO BLQ BLQ BLQ BLQ BLQ BLQ: LFG |  |  |  | N
9205 | Illinois Electricial Gen Partn | 55761 | Devonshire Power Partners LLC | IL | Cook | DO5 | Landfill Gas | IC |  | S | X | X |  |  | 1.1 |  | 1 | 1 |  | N |  |  | RE | X | 12 | 1997 | 9 | 2009 | N | IPP Non-CHP | 2 | X T T T T T T: X; DFO BLQ BLQ BLQ BLQ BLQ BLQ: LFG |  |  |  | N
9205 | Illinois Electricial Gen Partn | 55762 | Brickyard Energy Partners LLC | IL | Vermilion | BR1 | Landfill Gas | IC |  | S | X | X | AMIL.BRICKYARD | AMIL.BRICKYARD | 1.1 | 1 | 0.9 | 0.9 | 0.7 | N |  |  | RE | X | 9 | 1999 | 12 | 2015 | N | IPP Non-CHP | 2 | X T T T T T T: X; DFO BLQ BLQ BLQ BLQ BLQ BLQ: LFG |  |  |  | N |  |  | 10M
9205 | Illinois Electricial Gen Partn | 55762 | Brickyard Energy Partners LLC | IL | Vermilion | BR2 | Landfill Gas | IC |  | S | X | X | AMIL.BRICKYARD | AMIL.BRICKYARD | 1.1 | 1 | 0.9 | 0.9 | 0.7 | N |  |  | RE | X | 9 | 1999 | 12 | 2015 | N | IPP Non-CHP | 2 | X T T T T T T: X; DFO BLQ BLQ BLQ BLQ BLQ BLQ: LFG |  |  |  | N |  |  | 10M
9205 | Illinois Electricial Gen Partn | 55762 | Brickyard Energy Partners LLC | IL | Vermilion | BR3 | Landfill Gas | IC |  | S | X | X | AMIL.BRICKYARD | AMIL.BRICKYARD | 1.1 | 1 | 0.9 | 0.9 | 0.7 | N |  |  | RE | X | 9 | 1999 | 12 | 2015 | N | IPP Non-CHP | 2 | X T T T T T T: X; DFO BLQ BLQ BLQ BLQ BLQ BLQ: LFG |  |  |  | N |  |  | 10M
9205 | Illinois Electricial Gen Partn | 55762 | Brickyard Energy Partners LLC | IL | Vermilion | BR5 | Landfill Gas | IC |  | S | X | X |  |  | 1.1 | 1 | 0.9 | 0.9 | 0.7 | N |  |  | RE | X | 10 | 2014 | 12 | 2015 | N | IPP Non-CHP | 2 | X T T T T T T: X; DFO BLQ BLQ BLQ BLQ BLQ BLQ: LFG |  |  |  | N |  |  | 10M
9205 | Illinois Electricial Gen Partn | 55763 | Dixon/Lee Energy Partners LLC | IL | Lee | DX1 | Landfill Gas | IC |  | S | X | X | 107 DIXON | 107 DIXON | 1.1 | 1 | 0.9 | 0.9 | 0.7 | N |  |  | RE | X | 6 | 1999 | 12 | 2017 | N | IPP Non-CHP | 2 | X T T T T T T: X; DFO BLQ BLQ BLQ BLQ BLQ BLQ: LFG |  |  |  | N |  |  | 10M | [7 empty] | N
9205 | Illinois Electricial Gen Partn | 55763 | Dixon/Lee Energy Partners LLC | IL | Lee | DX2 | Landfill Gas | IC |  | S | X | X | 107 DIXON | 107 DIXON | 1.1 | 1 | 0.9 | 0.9 | 0.7 | N |  |  | RE | X | 6 | 1999 | 12 | 2017 | N | IPP Non-CHP | 2 | X T T T T T T: X; DFO BLQ BLQ BLQ BLQ BLQ BLQ: LFG |  |  |  | N |  |  | 10M | [7 empty] | N
9205 | Illinois Electricial Gen Partn | 55763 | Dixon/Lee Energy Partners LLC | IL | Lee | DX3 | Landfill Gas | IC |  | S | X | X | 107 DIXON | 107 DIXON | 1.1 | 1 | 0.9 | 0.9 | 0.7 | N |  |  | RE | X | 6 | 1999 | 12 | 2017 | N | IPP Non-CHP | 2 | X T T T T T T: X; DFO BLQ BLQ BLQ BLQ BLQ BLQ: LFG |  |  |  | N |  |  | 10M | [7 empty] | N
9205 | Illinois Electricial Gen Partn | 55763 | Dixon/Lee Energy Partners LLC | IL | Lee | DX4 | Landfill Gas | IC |  | S | X | X | 107 DIXON | 107 DIXON | 1.1 | 1 | 0.9 | 0.9 | 0.7 | N |  |  | RE | X | 6 | 1999 | 12 | 2017 | N | IPP Non-CHP | 2 | X T T T T T T: X; DFO BLQ BLQ BLQ BLQ BLQ BLQ: LFG |  |  |  | N |  |  | 10M | [7 empty] | N
9205 | Illinois Electricial Gen Partn | 55764 | Upper Rock Energy Partners LLC | IL | Rock Island | UR1 | Landfill Gas | IC |  | S | X | X | MEC. UROCK | MEC. UROCK | 1.1 | 1 | 0.9 | 0.9 | 0.7 | N |  |  | RE | X | 4 | 2000 | 12 | 2015 | N | IPP Non-CHP | 2 | X T T T T T T: X; DFO BLQ BLQ BLQ BLQ BLQ BLQ: LFG |  |  |  | N | N |  | 10M
9205 | Illinois Electricial Gen Partn | 55764 | Upper Rock Energy Partners LLC | IL | Rock Island | UR2 | Landfill Gas | IC |  | S | X | X | MEC. UROCK | MEC. UROCK | 1.1 | 1 | 0.9 | 0.9 | 0.7 | N |  |  | RE | X | 4 | 2000 | 12 | 2015 | N | IPP Non-CHP | 2 | X T T T T T T: X; DFO BLQ BLQ BLQ BLQ BLQ BLQ: LFG |  |  |  | N | N |  | 10M
9205 | Illinois Electricial Gen Partn | 55764 | Upper Rock Energy Partners LLC | IL | Rock Island | UR3 | Landfill Gas | IC |  | S | X | X | MEC. UROCK | MEC. UROCK | 1.1 | 1 | 0.9 | 0.9 | 0.7 | N |  |  | RE | X | 4 | 2000 | 12 | 2015 | N | IPP Non-CHP | 2 | X T T T T T T: X; DFO BLQ BLQ BLQ BLQ BLQ BLQ: LFG |  |  |  | N | N |  | 10M
9205 | Illinois Electricial Gen Partn | 55764 | Upper Rock Energy Partners LLC | IL | Rock Island | UR4 | Landfill Gas | IC |  | S | X | X | MEC. UROCK | MEC. UROCK | 1.1 | 1 | 0.9 | 0.9 | 0.7 | N |  |  | RE | X | 4 | 2003 | 12 | 2015 | N | IPP Non-CHP | 2 | X T T T T T T: X; DFO BLQ BLQ BLQ BLQ BLQ BLQ: LFG |  |  |  | N | N |  | 10M
9205 | Illinois Electricial Gen Partn | 55767 | Riveside Resource Recovery LLC | IL | Will | RO1 | Landfill Gas | IC |  | S | X | X |  |  | 1.1 |  | 0.9 | 0.9 |  | N |  |  | RE | X | 2 | 1997 | 12 | 2012 | N | IPP Non-CHP | 2 | X T T T T T T: X; DFO BLQ BLQ BLQ BLQ BLQ BLQ: LFG |  |  |  | N
9205 | Illinois Electricial Gen Partn | 55768 | Avon Energy Partners LLC | IL | Cook | CH1 | Landfill Gas | IC |  | S | X | X |  |  | 1.1 |  | 0.9 | 0.9 |  | N |  |  | RE | X | 2 | 1997 | 7 | 2008 | N | IPP Non-CHP | 2 | X T T T T T T: X; DFO BLQ BLQ BLQ BLQ BLQ BLQ: LFG |  |  |  | N
9205 | Illinois Electricial Gen Partn | 55768 | Avon Energy Partners LLC | IL | Cook | CH2 | Landfill Gas | IC |  | S | X | X |  |  | 1.1 |  | 0.9 | 0.9 |  | N |  |  | RE | X | 2 | 1997 | 8 | 2008 | N | IPP Non-CHP | 2 | X T T T T T T: X; DFO BLQ BLQ BLQ BLQ BLQ BLQ: LFG |  |  |  | N
9205 | Illinois Electricial Gen Partn | 55768 | Avon Energy Partners LLC | IL | Cook | CH3 | Landfill Gas | IC |  | S | X | X |  |  | 1.1 |  | 0.9 | 0.9 |  | N |  |  | RE | X | 2 | 1997 | 2 | 2003 | N | IPP Non-CHP | 2 | X T T T T T T: X; DFO BLQ BLQ BLQ BLQ BLQ BLQ: LFG |  |  |  | N
57263 | Mas Countryside RNG, LLC | 55773 | Mas Countryside RNG, LLC | IL | Lake | CS1 | Landfill Gas | IC |  | W | X | X |  |  | 1.4 |  | 1.3 | 1.3 |  | N |  |  | RE | X | 1 | 2000 | 1 | 2012 | N | IPP Non-CHP | 2 | X T T T T T T: X; DFO BLQ BLQ BLQ BLQ BLQ BLQ: LFG |  |  |  | N
57263 | Mas Countryside RNG, LLC | 55773 | Mas Countryside RNG, LLC | IL | Lake | CS10 | Landfill Gas | GT |  | S | X | X | 15 LIBE | 15 LIBE | 3.2 | 1 | 2 | 2 | 1.2 | N |  |  | RE | X | 7 | 2012 | 12 | 2020 | N | IPP Non-CHP | 2 | X T T T T T T: X; DFO BLQ BLQ BLQ BLQ BLQ BLQ: LFG |  |  |  | N |  |  | 10M | [7 empty] | N
57263 | Mas Countryside RNG, LLC | 55773 | Mas Countryside RNG, LLC | IL | Lake | CS2 | Landfill Gas | IC |  | W | X | X |  |  | 1.4 |  | 1.3 | 1.3 |  | N |  |  | RE | X | 1 | 2000 | 1 | 2012 | N | IPP Non-CHP | 2 | X T T T T T T: X; DFO BLQ BLQ BLQ BLQ BLQ BLQ: LFG |  |  |  | N
57263 | Mas Countryside RNG, LLC | 55773 | Mas Countryside RNG, LLC | IL | Lake | CS3 | Landfill Gas | IC |  | W | X | X |  |  | 1.4 |  | 1.3 | 1.3 |  | N |  |  | RE | X | 1 | 2000 | 1 | 2012 | N | IPP Non-CHP | 2 | X T T T T T T: X; DFO BLQ BLQ BLQ BLQ BLQ BLQ: LFG |  |  |  | N
57263 | Mas Countryside RNG, LLC | 55773 | Mas Countryside RNG, LLC | IL | Lake | CS4 | Landfill Gas | IC |  | W | X | X |  |  | 1.4 |  | 1.3 | 1.3 |  | N |  |  | RE | X | 1 | 2000 | 1 | 2012 | N | IPP Non-CHP | 2 | X T T T T T T: X; DFO BLQ BLQ BLQ BLQ BLQ BLQ: LFG |  |  |  | N
57263 | Mas Countryside RNG, LLC | 55773 | Mas Countryside RNG, LLC | IL | Lake | CS5 | Landfill Gas | IC |  | W | X | X |  |  | 1.4 |  | 1.3 | 1.3 |  | N |  |  | RE | X | 1 | 2000 | 1 | 2012 | N | IPP Non-CHP | 2 | X T T T T T T: X; DFO BLQ BLQ BLQ BLQ BLQ BLQ: LFG |  |  |  | N
57263 | Mas Countryside RNG, LLC | 55773 | Mas Countryside RNG, LLC | IL | Lake | CS6 | Landfill Gas | IC |  | W | X | X |  |  | 1.4 |  | 1.3 | 1.3 |  | N |  |  | RE | X | 1 | 2000 | 1 | 2012 | N | IPP Non-CHP | 2 | X T T T T T T: X; DFO BLQ BLQ BLQ BLQ BLQ BLQ: LFG |  |  |  | N
57263 | Mas Countryside RNG, LLC | 55773 | Mas Countryside RNG, LLC | IL | Lake | CS7 | Landfill Gas | GT |  | S | X | X | 15 LIBE | 15 LIBE | 3.2 | 1 | 2 | 2 | 1.2 | N |  |  | RE | X | 7 | 2012 | 12 | 2020 | N | IPP Non-CHP | 2 | X T T T T T T: X; DFO BLQ BLQ BLQ BLQ BLQ BLQ: LFG |  |  |  | N |  |  | 10M | [7 empty] | N
57263 | Mas Countryside RNG, LLC | 55773 | Mas Countryside RNG, LLC | IL | Lake | CS8 | Landfill Gas | GT |  | S | X | X | 15 LIBE | 15 LIBE | 3.2 | 1 | 2 | 2 | 1.2 | N |  |  | RE | X | 7 | 2012 | 12 | 2020 | N | IPP Non-CHP | 2 | X T T T T T T: X; DFO BLQ BLQ BLQ BLQ BLQ BLQ: LFG |  |  |  | N |  |  | 10M | [7 empty] | N
57263 | Mas Countryside RNG, LLC | 55773 | Mas Countryside RNG, LLC | IL | Lake | CS9 | Landfill Gas | GT |  | S | X | X | 15 LIBE | 15 LIBE | 3.2 | 1 | 2 | 2 | 1.2 | N |  |  | RE | X | 7 | 2012 | 12 | 2020 | N | IPP Non-CHP | 2 | X T T T T T T: X; DFO BLQ BLQ BLQ BLQ BLQ BLQ: LFG |  |  |  | N |  |  | 10M | [7 empty] | N
9205 | Illinois Electricial Gen Partn | 55774 | Morris Genco LLC | IL | Grundy | MO1 | Landfill Gas | IC |  | W | X | X |  |  | 1.4 |  | 1.3 | 1.3 |  | N |  |  | RE | X | 2 | 2001 | 9 | 2011 | N | IPP Non-CHP | 2 | X T T T T T T: X; DFO BLQ BLQ BLQ BLQ BLQ BLQ: LFG |  |  |  | N
9205 | Illinois Electricial Gen Partn | 55774 | Morris Genco LLC | IL | Grundy | MO2 | Landfill Gas | IC |  | W | X | X |  |  | 1.4 |  | 1.3 | 1.3 |  | N |  |  | RE | X | 2 | 2001 | 9 | 2011 | N | IPP Non-CHP | 2 | X T T T T T T: X; DFO BLQ BLQ BLQ BLQ BLQ BLQ: LFG |  |  |  | N
9205 | Illinois Electricial Gen Partn | 55774 | Morris Genco LLC | IL | Grundy | MO3 | Landfill Gas | IC |  | W | X | X |  |  | 1.4 |  | 1.3 | 1.3 |  | N |  |  | RE | X | 2 | 2001 | 9 | 2011 | N | IPP Non-CHP | 2 | X T T T T T T: X; DFO BLQ BLQ BLQ BLQ BLQ BLQ: LFG |  |  |  | N
9205 | Illinois Electricial Gen Partn | 55774 | Morris Genco LLC | IL | Grundy | MO4 | Landfill Gas | IC |  | W | X | X | 72 GOOSE | 72 GOOSE | 1.1 | 1 | 1 | 1 | 0.7 | N |  |  | RE | X | 2 | 2012 | 5 | 2018 | N | IPP Non-CHP | 2 | X T T T T T T: X; DFO BLQ BLQ BLQ BLQ BLQ BLQ: LFG |  |  |  | N | N |  | 10M | [7 empty] | N
9205 | Illinois Electricial Gen Partn | 55774 | Morris Genco LLC | IL | Grundy | MO5 | Landfill Gas | IC |  | W | X | X | 72 GOOSE | 72 GOOSE | 1.1 | 1 | 1 | 1 | 0.7 | N |  |  | RE | X | 2 | 2012 | 5 | 2018 | N | IPP Non-CHP | 2 | X T T T T T T: X; DFO BLQ BLQ BLQ BLQ BLQ BLQ: LFG |  |  |  | N | N |  | 10M | [7 empty] | N
21148 | Zapco Energy Tactics Corp | 55776 | Barre | MA | Worcester | BA1 | Landfill Gas | IC |  | W | X | X |  |  | 0.5 | 0.8 | 0.4 | 0.4 | 0.3 | N |  |  | RE | X | 1 | 1996 | 12 | 2017 | N | IPP Non-CHP | 2 | X T T T T T T: X; DFO BLQ BLQ BLQ BLQ BLQ BLQ: LFG |  |  |  | N | N |  | 10M | [7 empty] | N
21148 | Zapco Energy Tactics Corp | 55776 | Barre | MA | Worcester | BA2 | Landfill Gas | IC |  | W | X | X |  |  | 0.5 | 0.8 | 0.4 | 0.4 | 0.3 | N |  |  | RE | X | 1 | 1996 | 12 | 2017 | N | IPP Non-CHP | 2 | X T T T T T T: X; DFO BLQ BLQ BLQ BLQ BLQ BLQ: LFG |  |  |  | N | N |  | 10M | [7 empty] | N
21148 | Zapco Energy Tactics Corp | 55779 | Dunbarton Energy Partners LP | NH | Hillsborough | MA1 | Landfill Gas | IC |  | W | X | X |  |  | 0.7 |  | 0.6 | 0.6 |  | N |  |  | RE | X | 8 | 1988 | 6 | 2012 | N | IPP Non-CHP | 2 | X T T T T T T: X; DFO BLQ BLQ BLQ BLQ BLQ BLQ: LFG
21148 | Zapco Energy Tactics Corp | 55779 | Dunbarton Energy Partners LP | NH | Hillsborough | MA2 | Landfill Gas | IC |  | W | X | X |  |  | 0.7 |  | 0.6 | 0.6 |  | N |  |  | RE | X | 8 | 1988 | 6 | 2012 | N | IPP Non-CHP | 2 | X T T T T T T: X; DFO BLQ BLQ BLQ BLQ BLQ BLQ: LFG
55972 | Valencia Power LLC | 55802 | Valencia Energy Facility | NM | Valencia | CTG2 | Natural Gas Fired Combustion Turbine | GT |  | W | X | X |  |  | 159.5 |  | 159.5 | 159.5 |  |  |  |  | IP | X |  |  |  |  | N | IPP Non-CHP | 2 | [11 empty] | N | [10 empty] | N | bar: X T T T T T T to DFO BLQ BLQ BLQ BLQ BLQ BLQ
55972 | Valencia Power LLC | 55802 | Valencia Energy Facility | NM | Valencia | CTG3 | Natural Gas Fired Combustion Turbine | GT |  | W | X | X |  |  | 84.5 |  | 84.5 | 84.5 |  |  |  |  | IP | X |  |  |  |  | N | IPP Non-CHP | 2 | [11 empty] | N | [10 empty] | N | bar: X T T T T T T to DFO BLQ BLQ BLQ BLQ BLQ BLQ
55972 | Valencia Power LLC | 55802 | Valencia Energy Facility | NM | Valencia | CTG4 | Natural Gas Fired Combustion Turbine | GT |  | S | X | X |  |  | 84.2 |  | 84.2 | 84.2 |  |  |  |  | IP | X |  |  |  |  | N | IPP Non-CHP | 2 | [11 empty] | N | bar: X T T T T T T to DFO BLQ BLQ BLQ BLQ BLQ BLQ
55972 | Valencia Power LLC | 55802 | Valencia Energy Facility | NM | Valencia | CTG5 | Natural Gas Fired Combined Cycle | CT |  | W | X |  |  |  | 84.2 |  | 84.2 | 84.2 |  |  |  |  | IP | X |  |  |  |  | N | IPP Non-CHP | 2 | [11 empty] | N | bar: X T T T T T T to DFO BLQ BLQ BLQ BLQ BLQ BLQ
55972 | Valencia Power LLC | 55802 | Valencia Energy Facility | NM | Valencia | CTG6 | Natural Gas Fired Combined Cycle | CT |  | S | X |  |  |  | 84.2 |  | 84.2 | 84.2 |  |  |  |  | IP | X |  |  |  |  | N | IPP Non-CHP | 2 | [11 empty] | N | bar: X T T T T T T to DFO BLQ BLQ BLQ BLQ BLQ BLQ
61903 | Stanton Clean Energy LLC | 55821 | Curtis H Stanton Energy Center | FL | Orange | BCT | Coal Integrated Gasification Combined Cycle | CT |  | J | X |  |  |  | 197 |  | 197 | 197 |  | N |  |  | CN | X |  |  |  |  | N | IPP Non-CHP | 2 | X T T T T T T: X; DFO BLQ BLQ BLQ BLQ BLQ BLQ: SGC; DFO BIT BIT BIT BIT BIT BIT: NG |  |  |  | Y | [10 empty] | N | N
61903 | Stanton Clean Energy LLC | 55821 | Curtis H Stanton Energy Center | FL | Orange | BST | Coal Integrated Gasification Combined Cycle | CA |  | J | Y | X |  |  | 132 |  | 132 | 132 |  | N |  |  | CN | X |  |  |  |  | N | IPP Non-CHP | 2 | X T T T T T T: X; DFO BLQ BLQ BLQ BLQ BLQ BLQ: SGC; DFO BIT BIT BIT BIT BIT BIT: NG |  |  |  | Y | [10 empty] | N | N
7277 | Calpine Corporation | 55845 | Four Mile Hill | CA | Siskiyou | 1 | Geothermal | ST |  | S | X | X |  |  | 49.9 |  | 42 |  |  | N |  |  | IP | X |  |  |  |  | N | IPP Non-CHP | 2 | X T T T T T T: X; DFO BLQ BLQ BLQ BLQ BLQ BLQ: GEO |  |  |  | N | N | [6 empty] | Y |  |  | N | N | N
7277 | Calpine Corporation | 55846 | Telephone Flat | CA | Siskiyou | 1 | Geothermal | ST |  | S | X | X |  |  | 49.9 |  | 42 | 43 |  | N |  |  | IP | X |  |  |  |  | N | IPP Non-CHP | 2 | X T T T T T T: X; DFO BLQ BLQ BLQ BLQ BLQ BLQ: GEO |  |  |  | N | [7 empty] | Y |  |  | N |  | N
19676 | Valero Refining Co California | 55852 | Valero Refinery Cogeneration Unit 2 | CA | Solano | GT 2 | Other Gases | GT |  | S | X | X |  |  | 51 |  | 43.4 | 50 |  |  |  |  | IP | X |  |  |  |  | Y | Industrial CHP | 7 | [11 empty] | N | [10 empty] | Y | Y | N | bar: DFO BLQ BLQ BLQ BLQ BLQ BLQ to DFO BIT BIT BIT BIT BIT BIT
9155 | Inland Empire Energy Ctr LLC | 55853 | Inland Empire Energy Center | CA | Riverside | 1 | Natural Gas Fired Combined Cycle | CS |  | S | N | N | INLDEM_5_Unit 1 | INLDEM_5_Unit 1 | 409.5 | 0.9 | 345 | 376 | 170 | N |  |  | RE | X | 7 | 2009 | 1 | 2020 | N | IPP Non-CHP | 2 | [11 empty] | N | N |  | OVER | [7 empty] | N | N | N | bar: X T T T T T T to DFO BLQ BLQ BLQ BLQ BLQ BLQ
9155 | Inland Empire Energy Ctr LLC | 55853 | Inland Empire Energy Center | CA | Riverside | 2 | Natural Gas Fired Combined Cycle | CS |  | S | N | N | INLDEM_5_Unit 2 | INLDEM_5_Unit 2 | 409.5 | 0.9 | 345 | 366 | 170 | N |  |  | RE | X | 5 | 2010 | 1 | 2020 | N | IPP Non-CHP | 2 | [11 empty] | N | N |  | OVER | [7 empty] | N | N | N | bar: X T T T T T T to DFO BLQ BLQ BLQ BLQ BLQ BLQ
17698 | Southwestern Electric Power Co | 55869 | Genova Arkansas I LLC | AR | Washington | CTG1 | Natural Gas Fired Combined Cycle | CT |  | S | X |  |  |  | 185.7 |  | 160 | 175 |  |  |  |  | CN | X |  |  |  |  | N | Electric Utility | 1 | [11 empty] | N | bar: X T T T T T T to DFO BLQ BLQ BLQ BLQ BLQ BLQ
17698 | Southwestern Electric Power Co | 55869 | Genova Arkansas I LLC | AR | Washington | CTG2 | Natural Gas Fired Combined Cycle | CT |  | S | X |  |  |  | 185.7 |  | 160 | 175 |  |  |  |  | CN | X |  |  |  |  | N | Electric Utility | 1 | [11 empty] | N | bar: X T T T T T T to DFO BLQ BLQ BLQ BLQ BLQ BLQ
17698 | Southwestern Electric Power Co | 55869 | Genova Arkansas I LLC | AR | Washington | ST1 | Natural Gas Fired Combined Cycle | CA |  | S | N | X |  |  | 260 |  | 225 | 245 |  |  |  |  | CN | X |  |  |  |  | N | Electric Utility | 1 | [11 empty] | N | bar: X T T T T T T to DFO BLQ BLQ BLQ BLQ BLQ BLQ
20323 | Wellhead Services, Inc | 55875 | Gates Peaker | CA | Fresno | GEN1 | Natural Gas Fired Combustion Turbine | GT |  | J | X | X |  |  | 46.5 | 0.9 | 33.3 | 46.5 | 25 | N |  |  | RE | X | 12 | 2001 | 1 | 2013 | N | IPP Non-CHP | 2 | [11 empty] | N |  |  | 10M | bar: X T T T T T T to DFO BLQ BLQ BLQ BLQ BLQ BLQ
56318 | CB&I | 55885 | Montgomery County Oaks LFGE Plant | MD | Montgomery | N01 | Landfill Gas | GT |  | S | X | X |  |  | 2.8 |  | 2.3 | 2.3 |  | N |  |  | CN | X |  |  |  |  | N | IPP Non-CHP | 2 | X T T T T T T: X; DFO BLQ BLQ BLQ BLQ BLQ BLQ: LFG |  |  |  | N | [10 empty] | N | N
56318 | CB&I | 55885 | Montgomery County Oaks LFGE Plant | MD | Montgomery | N02 | Landfill Gas | GT |  | S | X | X |  |  | 2.8 |  | 2.3 | 2.3 |  | N |  |  | CN | X |  |  |  |  | N | IPP Non-CHP | 2 | X T T T T T T: X; DFO BLQ BLQ BLQ BLQ BLQ BLQ: LFG |  |  |  | N | [10 empty] | N | N
18454 | Tampa Electric Co | 55893 | Partnership Station | FL | Hillsborough | 1 | Natural Gas Internal Combustion Engine | IC |  | S | X | X |  |  | 2.9 | 0.85 | 3 | 3 | 1 | N |  |  | RE | X | 5 | 2001 | 11 | 2015 | N | Electric Utility | 1 | [11 empty] | N |  |  | 10M | bar: X T T T T T T to DFO BLQ BLQ BLQ BLQ BLQ BLQ
18454 | Tampa Electric Co | 55893 | Partnership Station | FL | Hillsborough | 2 | Natural Gas Internal Combustion Engine | IC |  | S | X | X |  |  | 2.9 | 0.85 | 3 | 3 | 1 | N |  |  | RE | X | 5 | 2001 | 11 | 2015 | N | Electric Utility | 1 | [11 empty] | N |  |  | 10M | bar: X T T T T T T to DFO BLQ BLQ BLQ BLQ BLQ BLQ
54842 | WM Renewable Energy LLC | 55925 | Ridgeview | WI | Manitowoc | GEN10 | Landfill Gas | IC |  | S | X | X | WE | WE | 0.8 | 0.98 | 0.8 | 0.8 | 0.5 | N |  |  | RE | X | 12 | 2006 | 9 | 2010 | N | IPP Non-CHP | 2 | X T T T T T T: X; DFO BLQ BLQ BLQ BLQ BLQ BLQ: LFG |  |  |  | N |  |  | 1H | [7 empty] | N | N | N
54842 | WM Renewable Energy LLC | 55925 | Ridgeview | WI | Manitowoc | GEN9 | Landfill Gas | IC |  | S | X | X | WE | WE | 0.8 | 0.98 | 0.8 | 0.8 | 0.5 | N |  |  | RE | X | 12 | 2006 | 6 | 2013 | N | IPP Non-CHP | 2 | X T T T T T T: X; DFO BLQ BLQ BLQ BLQ BLQ BLQ: LFG |  |  |  | N |  |  | 1H | [7 empty] | N | N | N
14328 | Pacific Gas & Electric Co. | 55937 | TESLA Power Project | CA | Alameda | GTG1 | Natural Gas Fired Combined Cycle | CT |  | S | X |  |  |  | 188 |  | 162 | 188 |  | N |  |  | CN | X |  |  |  |  | N | Electric Utility | 1 | [11 empty] | N | bar: X T T T T T T to DFO BLQ BLQ BLQ BLQ BLQ BLQ
14328 | Pacific Gas & Electric Co. | 55937 | TESLA Power Project | CA | Alameda | GTG2 | Natural Gas Fired Combined Cycle | CT |  | S | X |  |  |  | 188 |  | 162 | 188 |  | N |  |  | CN | X |  |  |  |  | N | Electric Utility | 1 | [11 empty] | N | bar: X T T T T T T to DFO BLQ BLQ BLQ BLQ BLQ BLQ
14328 | Pacific Gas & Electric Co. | 55937 | TESLA Power Project | CA | Alameda | GTG3 | Natural Gas Fired Combined Cycle | CT |  | S | X |  |  |  | 188 |  | 162 | 188 |  | N |  |  | CN | X |  |  |  |  | N | Electric Utility | 1 | [11 empty] | N | bar: X T T T T T T to DFO BLQ BLQ BLQ BLQ BLQ BLQ
14328 | Pacific Gas & Electric Co. | 55937 | TESLA Power Project | CA | Alameda | GTG4 | Natural Gas Fired Combined Cycle | CT |  | S | X |  |  |  | 188 |  | 162 | 188 |  | N |  |  | CN | X |  |  |  |  | N | Electric Utility | 1 | [11 empty] | N | bar: X T T T T T T to DFO BLQ BLQ BLQ BLQ BLQ BLQ
14328 | Pacific Gas & Electric Co. | 55937 | TESLA Power Project | CA | Alameda | STG1 | Natural Gas Fired Combined Cycle | CA |  | S | Y | X |  |  | 285 |  | 246 | 248 |  | N |  |  | CN | X |  |  |  |  | N | Electric Utility | 1 | [11 empty] | N | bar: X T T T T T T to DFO BLQ BLQ BLQ BLQ BLQ BLQ
14328 | Pacific Gas & Electric Co. | 55937 | TESLA Power Project | CA | Alameda | STG2 | Natural Gas Fired Combined Cycle | CA |  | S | Y | X |  |  | 285 |  | 246 | 248 |  | N |  |  | CN | X |  |  |  |  | N | Electric Utility | 1 | [11 empty] | N | bar: X T T T T T T to DFO BLQ BLQ BLQ BLQ BLQ BLQ
60789 | Essential Power Operating Company, LLC | 55938 | NAEA Ocean Peaking Power LLC | NJ | Ocean | OPP5 | Natural Gas Fired Combustion Turbine | GT |  | S | X | X |  |  | 191.5 |  | 149.2 | 191 |  | N |  |  | IP | X |  |  |  |  | N | IPP Non-CHP | 2 | [11 empty] | N | bar: X T T T T T T to DFO BLQ BLQ BLQ BLQ BLQ BLQ
56024 | Kamin LLC | 55961 | Kamin LLC Wrens Mine | GA | Warren | WM1 | Petroleum Liquids | IC |  | S | X | X |  |  | 1 |  | 1 | 1 |  |  |  |  | RE | X | 1 | 1988 | 3 | 2013 | N | Industrial Non-CHP | 6 | X T T T T T T: X; DFO BLQ BLQ BLQ BLQ BLQ BLQ: DFO |  |  |  | N
56024 | Kamin LLC | 55961 | Kamin LLC Wrens Mine | GA | Warren | WM2 | Petroleum Liquids | IC |  | S | X | X |  |  | 1 |  | 1 | 1 |  |  |  |  | RE | X | 1 | 1988 | 3 | 2013 | N | Industrial Non-CHP | 6 | X T T T T T T: X; DFO BLQ BLQ BLQ BLQ BLQ BLQ: DFO |  |  |  | N
34691 | Ormat Nevada Inc | 55991 | Brady | NV | Churchill | TG-1 | Geothermal | ST |  | W | X | X |  |  | 9.2 | 0.9 | 7.5 | 9 | 7.5 | N |  |  | RE | X | 6 | 1992 | 3 | 2018 | N | IPP Non-CHP | 2 | X T T T T T T: X; DFO BLQ BLQ BLQ BLQ BLQ BLQ: GEO |  |  |  | N |  |  | OVER | [7 empty] | N
34691 | Ormat Nevada Inc | 55991 | Brady | NV | Churchill | TG-2 | Geothermal | ST |  | W | X | X |  |  | 9.2 | 0.9 | 7.5 | 9 | 7.5 | N |  |  | RE | X | 6 | 1992 | 3 | 2018 | N | IPP Non-CHP | 2 | X T T T T T T: X; DFO BLQ BLQ BLQ BLQ BLQ BLQ: GEO |  |  |  | N |  |  | OVER | [7 empty] | N
34691 | Ormat Nevada Inc | 55991 | Brady | NV | Churchill | TG-3 | Geothermal | ST |  | W | X | X |  |  | 8 | 0.9 | 6.3 | 7.8 | 6.3 | N |  |  | RE | X | 6 | 1992 | 3 | 2018 | N | IPP Non-CHP | 2 | X T T T T T T: X; DFO BLQ BLQ BLQ BLQ BLQ BLQ: GEO |  |  |  | N |  |  | OVER | [7 empty] | N
62143 | Atlantic-VMD Revere Realty, LLC | 55999 | NECCO Co-Generation | MA | Suffolk | GEN1 | Natural Gas Internal Combustion Engine | IC |  | S | X | X |  |  | 2.9 | 0.9 | 2.8 | 2.9 | 1 | N |  |  | RE | X | 3 | 2004 | 10 | 2018 | Y | IPP CHP | 3 | [11 empty] | N |  |  | 1H | [7 empty] | N | N | bar: X T T T T T T to DFO BLQ BLQ BLQ BLQ BLQ BLQ
62143 | Atlantic-VMD Revere Realty, LLC | 55999 | NECCO Co-Generation | MA | Suffolk | GEN2 | Natural Gas Internal Combustion Engine | IC |  | S | X | X |  |  | 2.9 | 0.9 | 2.8 | 2.9 | 1 | N |  |  | RE | X | 3 | 2004 | 10 | 2018 | Y | IPP CHP | 3 | [11 empty] | N |  |  | 1H | [7 empty] | N | N | bar: X T T T T T T to DFO BLQ BLQ BLQ BLQ BLQ BLQ
8198 | City of Harrisonburg - (VA) | 56006 | Harrisonburg Power Plant | VA | Harrisonburg City | ST-1 | Natural Gas Steam Turbine | ST |  | S | X | X |  |  | 2.5 | 0.8 | 2.7 | 2.7 | 0.5 | N |  |  | RE | X | 9 | 1997 | 6 | 2016 | N | Electric Utility | 1 | X T T T T T T: X; DFO BLQ BLQ BLQ BLQ BLQ BLQ: NG; DFO BIT BIT BIT BIT BIT BIT: DFO; DFO WDS WDS WDS WDS DFO DFO: MSW |  |  |  | N | N |  | 12H | [8 empty] | N | Y
13630 | North Carolina Mun Power Agny #1 | 56058 | High Point, Jackson Lake | NC | Guilford | 1 | Petroleum Liquids | IC |  | S | X | X |  |  | 1.8 |  | 1.8 | 1.8 |  | N |  |  | RE | X | 6 | 2002 | 11 | 2007 | N | Electric Utility | 1 | X T T T T T T: X; DFO BLQ BLQ BLQ BLQ BLQ BLQ: DFO |  |  |  | N | N | [9 empty] | N | N
13630 | North Carolina Mun Power Agny #1 | 56060 | Gastonia Rankin Lake | NC | Gaston | 1 | Petroleum Liquids | IC |  | S | X | X |  |  | 1.8 |  | 1.8 | 1.8 |  | N |  |  | RE | X | 6 | 2002 | 9 | 2012 | N | Electric Utility | 1 | X T T T T T T: X; DFO BLQ BLQ BLQ BLQ BLQ BLQ: DFO |  |  |  | N | N |  | 10M | [7 empty] | N
13630 | North Carolina Mun Power Agny #1 | 56061 | Gastonia Duke Street | NC | Gaston | 1 | Petroleum Liquids | IC |  | S | X | X |  |  | 1.8 |  | 1.8 | 1.8 |  | N |  |  | RE | X | 6 | 2002 | 9 | 2012 | N | Electric Utility | 1 | X T T T T T T: X; DFO BLQ BLQ BLQ BLQ BLQ BLQ: DFO | [14 empty] | N
13630 | North Carolina Mun Power Agny #1 | 56065 | Maiden Finger Street | NC | Catawba | 1 | Petroleum Liquids | IC |  | S | X | X |  |  | 1.8 | 0.8 | 1.8 | 1.8 | 0.1 | N |  |  | RE | X | 6 | 2002 | 10 | 2012 | N | Electric Utility | 1 | X T T T T T T: X; DFO BLQ BLQ BLQ BLQ BLQ BLQ: DFO |  |  |  | N | [10 empty] | N
13630 | North Carolina Mun Power Agny #1 | 56066 | Lexington Hickory Street | NC | Davidson | 1 | Petroleum Liquids | IC |  | S | X | X |  |  | 1.8 | 0.8 | 1.8 | 1.8 | 0.1 | N |  |  | RE | X | 6 | 2002 | 9 | 2012 | N | Electric Utility | 1 | X T T T T T T: X; DFO BLQ BLQ BLQ BLQ BLQ BLQ: DFO |  |  |  | N | [10 empty] | N
361 | Industrial Energy Applications Inc | 56072 | Alliant SBD 9801 Aegon Martha's Way | IA | Linn | 01 | Petroleum Liquids | IC |  | S | X | X |  |  | 1.1 | 0.8 | 1 | 1 | 0.1 | N |  |  | RE | X | 8 | 1998 | 4 | 2012 | N | IPP Non-CHP | 2 | X T T T T T T: X; DFO BLQ BLQ BLQ BLQ BLQ BLQ: DFO |  |  |  | N | N |  | 10M
361 | Industrial Energy Applications Inc | 56074 | Alliant SBD 9901 Wells Fargo | IA | Linn | 01 | Petroleum Liquids | IC |  | W | X | X |  |  | 1.1 | 0.8 | 1.1 | 1.1 | 0.1 | N |  |  | RE | X | 12 | 2000 | 12 | 2020 | N | IPP Non-CHP | 2 | X T T T T T T: X; DFO BLQ BLQ BLQ BLQ BLQ BLQ: DFO |  |  |  | N | N |  | 10M | [7 empty] | N | N | N
16657 | San Jose/Santa Clara Water P C | 56080 | SJ/SC WPCP | CA | Santa Clara | E1 | Other Waste Biomass | IC |  | S | X | X |  |  | 0.8 |  | 0.8 | 0.8 |  |  |  |  | RE | X | 2 | 1953 | 2 | 2008 | Y | Commercial CHP | 5 | T | OBG | LFG | NG | DFO | [6 empty] | N | N |  | 1H | [8 empty] | Y | Y
16657 | San Jose/Santa Clara Water P C | 56080 | SJ/SC WPCP | CA | Santa Clara | E2 | Other Waste Biomass | IC |  | S | X | X |  |  | 0.8 | 0.86 | 0.8 | 0.8 | 0.6 |  |  |  | RE | X | 2 | 1953 | 2 | 2017 | Y | Commercial CHP | 5 | X T T T T T T: T; DFO BLQ BLQ BLQ BLQ BLQ BLQ: OBG; DFO BIT BIT BIT BIT BIT BIT: NG; DFO WDS WDS WDS WDS DFO DFO: DFO |  |  |  | N | N |  | 1H | [7 empty] | Y | Y | Y
16657 | San Jose/Santa Clara Water P C | 56080 | SJ/SC WPCP | CA | Santa Clara | E3 | Other Waste Biomass | IC |  | S | X | X |  |  | 0.8 | 0.86 | 0.8 | 0.8 | 0.6 |  |  |  | RE | X | 2 | 1953 | 4 | 2015 | Y | Commercial CHP | 5 | T | OBG | LFG | NG | DFO | [6 empty] | N | N |  | 1H | [7 empty] | Y | Y | Y
16657 | San Jose/Santa Clara Water P C | 56080 | SJ/SC WPCP | CA | Santa Clara | E5 | Other Waste Biomass | IC |  | S | X | X |  |  | 1.8 | 0.87 | 1.8 | 1.8 | 0.9 |  |  |  | RE | X | 3 | 1963 | 2 | 2017 | Y | Commercial CHP | 5 | X T T T T T T: T; DFO BLQ BLQ BLQ BLQ BLQ BLQ: OBG; DFO BIT BIT BIT BIT BIT BIT: NG; DFO WDS WDS WDS WDS DFO DFO: DFO |  |  |  | N | N |  | 1H | [7 empty] | Y | Y | Y
16657 | San Jose/Santa Clara Water P C | 56080 | SJ/SC WPCP | CA | Santa Clara | E6 | Other Waste Biomass | IC |  | S | X | X |  |  | 1.8 |  | 1.8 | 1.8 |  |  |  |  | RE | X | 3 | 1963 | 3 | 2008 | Y | Commercial CHP | 5 | T | OBG | LFG | NG | DFO | [7 empty] | N |  | 1H | [7 empty] | Y | Y | Y
61369 | Kimball Wind, LLC | 56106 | Kimball Wind | NE | Kimball | 1 | Onshore Wind Turbine | WT |  | S | X | X |  |  | 10.5 |  | 10.5 | 10.5 | 0 |  |  |  | RE | X | 10 | 2002 | 5 | 2017 | N | IPP Non-CHP | 2 | X T T T T T T: X; DFO BLQ BLQ BLQ BLQ BLQ BLQ: WND |  |  |  | N | N | 7 | [8 empty] | N
17543 | South Carolina Public Service Authority | 56130 | Cornell Dubilier | SC | Pickens | 1 | Petroleum Liquids | IC |  | S | X | X |  |  | 2.9 | [7 empty] | RE | X | 7 | 2003 | 5 | 2009 | N | Electric Utility | 1 | X T T T T T T: X; DFO BLQ BLQ BLQ BLQ BLQ BLQ: DFO |  |  |  | N | [10 empty] | N
219 | Alaska Power and Telephone Co | 56146 | False Island | AK | Prince of Wales Ketchikan | 3 | Petroleum Liquids | IC |  | S | X | X |  |  | 0.3 |  | 0.3 | 0.3 |  | N |  |  | RE | X | 9 | 1983 | 9 | 2007 | N | Electric Utility | 1 | X T T T T T T: X; DFO BLQ BLQ BLQ BLQ BLQ BLQ: DFO |  |  |  | N |  |  | 10M
4716 | Dairyland Power Coop | 56149 | Seven Mile Creek LFG | WI | Eau Claire | 1 | Landfill Gas | IC |  | S | X | X | DPC.DPC | DPC.DPC | 1 | 0.8 | 0.8 | 0.8 | 0.1 | N |  |  | RE | X | 4 | 2004 | 5 | 2017 | N | Electric Utility | 1 | X T T T T T T: X; DFO BLQ BLQ BLQ BLQ BLQ BLQ: LFG |  |  |  | N |  |  | 10M | [7 empty] | N | N | N
4716 | Dairyland Power Coop | 56149 | Seven Mile Creek LFG | WI | Eau Claire | 2 | Landfill Gas | IC |  | S | X | X | DPC.DPC | DPC.DPC | 1 | 0.8 | 0.8 | 0.8 | 0.1 | N |  |  | RE | X | 4 | 2004 | 5 | 2017 | N | Electric Utility | 1 | X T T T T T T: X; DFO BLQ BLQ BLQ BLQ BLQ BLQ: LFG |  |  |  | N |  |  | 10M | [7 empty] | N | N | N
4716 | Dairyland Power Coop | 56149 | Seven Mile Creek LFG | WI | Eau Claire | 3 | Landfill Gas | IC |  | S | X | X | DPC.DPC | DPC.DPC | 1 | 0.8 | 0.8 | 0.8 | 0.1 | N |  |  | RE | X | 4 | 2004 | 5 | 2017 | N | Electric Utility | 1 | X T T T T T T: X; DFO BLQ BLQ BLQ BLQ BLQ BLQ: LFG |  |  |  | N |  |  | 10M | [7 empty] | N | N | N
4716 | Dairyland Power Coop | 56149 | Seven Mile Creek LFG | WI | Eau Claire | 4 | Landfill Gas | IC |  | S | X | X | DPC.DPC | DPC.DPC | 1 | 1 | 1 | 1 | 0.1 | N |  |  | RE | X | 4 | 2008 | 5 | 2017 | N | Electric Utility | 1 | X T T T T T T: X; DFO BLQ BLQ BLQ BLQ BLQ BLQ: LFG |  |  |  | N |  |  | 10M | [7 empty] | N | N | N
4716 | Dairyland Power Coop | 56149 | Seven Mile Creek LFG | WI | Eau Claire | 5 | Landfill Gas | IC |  | S | X | X |  |  | 0.8 |  | 0.7 | 0.7 |  | N |  |  | CN | X |  |  |  |  | N | Electric Utility | 1 | X T T T T T T: X; DFO BLQ BLQ BLQ BLQ BLQ BLQ: LFG |  |  |  | N | [11 empty] | N
5338 | Dow Chemical Co | 56152 | Freeport Energy Center | TX | Brazoria | CTG2 | Natural Gas Fired Combined Cycle | CT |  | W | X |  |  |  | 180 |  | 180 | 180 |  | N |  |  | CN | X |  |  |  |  | N | Industrial CHP | 7 | [11 empty] | N |  |  | 12H | bar: X T T T T T T to DFO BLQ BLQ BLQ BLQ BLQ BLQ
49805 | Kennecott Utah Copper | 56163 | Kennecott Power Plant | UT | Salt Lake | 1 | Conventional Steam Coal | ST |  | S | X | X |  |  | 50 | 0.8 | 50 | 50 | 27 |  |  |  | RE | X | 1 | 1943 | 10 | 2016 | N | Industrial CHP | 7 | X T T T T T T: X; DFO BLQ BLQ BLQ BLQ BLQ BLQ: BIT; DFO BIT BIT BIT BIT BIT BIT: NG; DFO DFO DFO DFO DFO DFO DFO: NG |  |  |  | N | N |  | OVER |  | Y |  |  | Y |  |  | N | N | N
49805 | Kennecott Utah Copper | 56163 | Kennecott Power Plant | UT | Salt Lake | 2 | Conventional Steam Coal | ST |  | S | X | X |  |  | 25 | 0.8 | 25 | 25 | 17 |  |  |  | RE | X | 1 | 1943 | 10 | 2016 | N | Industrial CHP | 7 | X T T T T T T: X; DFO BLQ BLQ BLQ BLQ BLQ BLQ: BIT; DFO BIT BIT BIT BIT BIT BIT: NG; DFO DFO DFO DFO DFO DFO DFO: NG |  |  |  | N | N |  | OVER |  | Y |  |  | Y |  |  | N | N | N
49805 | Kennecott Utah Copper | 56163 | Kennecott Power Plant | UT | Salt Lake | 3 | Conventional Steam Coal | ST |  | S | X | X |  |  | 25 | 0.8 | 25 | 25 | 17 |  |  |  | RE | X | 1 | 1946 | 10 | 2016 | N | Industrial CHP | 7 | X T T T T T T: X; DFO BLQ BLQ BLQ BLQ BLQ BLQ: BIT; DFO BIT BIT BIT BIT BIT BIT: NG; DFO DFO DFO DFO DFO DFO DFO: NG |  |  |  | N | N |  | OVER |  | Y |  |  | Y |  |  | N | N | N
49805 | Kennecott Utah Copper | 56163 | Kennecott Power Plant | UT | Salt Lake | 4 | Conventional Steam Coal | ST |  | S | X | X |  |  | 82 | 0.85 | 75 | 75 | 55 |  |  |  | RE | X | 1 | 1958 | 12 | 2019 | N | Industrial CHP | 7 | X T T T T T T: X; DFO BLQ BLQ BLQ BLQ BLQ BLQ: BIT; DFO BIT BIT BIT BIT BIT BIT: NG; DFO DFO DFO DFO DFO DFO DFO: NG |  |  |  | N | N |  | OVER |  | Y |  |  | Y |  |  | N | N | N
49805 | Kennecott Utah Copper | 56163 | Kennecott Power Plant | UT | Salt Lake | 5CTG | Natural Gas Fired Combined Cycle | CT |  | S | X | N |  |  | 207.9 | 0.95 | 176.9 | 190.2 |  |  |  |  | CN | X |  |  |  |  | N | Industrial CHP | 7 | [22 empty] | N | N | N | bar: X T T T T T T to DFO BLQ BLQ BLQ BLQ BLQ BLQ
49805 | Kennecott Utah Copper | 56163 | Kennecott Power Plant | UT | Salt Lake | MCHP | Natural Gas Fired Combustion Turbine | GT |  | S | X | X |  |  | 6.4 |  | 5.9 | 6.4 |  |  |  |  | CN | X |  |  |  |  | Y | Industrial CHP | 7 | [11 empty] | N | [10 empty] | N | N | N | bar: DFO BLQ BLQ BLQ BLQ BLQ BLQ
49831 | Unilin Flooring NC LLC-Columbia Flooring | 56182 | Columbia Flooring Melbourne | AR | Izard | Kato | Wood/Wood Waste Biomass | ST |  | S | X | X |  |  | 2 | 0.8 | 1.7 | 1.7 | 0.8 |  |  |  | RE | X | 1 | 1980 | 11 | 2019 | Y | Industrial CHP | 7 | X T T T T T T: T; DFO BLQ BLQ BLQ BLQ BLQ BLQ: WDS; DFO DFO DFO DFO DFO DFO DFO: WDS |  |  |  | N | N |  | 12H |  |  |  | N | N |  |  | N
12807 | Michigan South Central Power Agency | 56183 | Modular Power LLC | MI | Branch | 1 | Petroleum Liquids | IC |  | S | X | X |  |  | 1.6 |  | 1.6 | 1.6 |  |  |  |  | RE | X | 6 | 1999 | 10 | 2006 | N | Electric Utility | 1 | X T T T T T T: X; DFO BLQ BLQ BLQ BLQ BLQ BLQ: DFO |  |  |  | N
12807 | Michigan South Central Power Agency | 56183 | Modular Power LLC | MI | Branch | 2 | Petroleum Liquids | IC |  | S | X | X |  |  | 1.8 |  | 1.8 | 1.8 |  |  |  |  | RE | X | 6 | 1999 | 10 | 2006 | N | Electric Utility | 1 | X T T T T T T: X; DFO BLQ BLQ BLQ BLQ BLQ BLQ: DFO |  |  |  | N
12807 | Michigan South Central Power Agency | 56183 | Modular Power LLC | MI | Branch | 3 | Petroleum Liquids | IC |  | S | X | X |  |  | 1.6 |  | 1.6 | 1.6 |  |  |  |  | RE | X | 6 | 1999 | 10 | 2006 | N | Electric Utility | 1 | X T T T T T T: X; DFO BLQ BLQ BLQ BLQ BLQ BLQ: DFO |  |  |  | N
12807 | Michigan South Central Power Agency | 56183 | Modular Power LLC | MI | Branch | 4 | Petroleum Liquids | IC |  | S | X | X |  |  | 1.6 |  | 1.6 | 1.6 |  |  |  |  | RE | X | 6 | 1999 | 10 | 2006 | N | Electric Utility | 1 | X T T T T T T: X; DFO BLQ BLQ BLQ BLQ BLQ BLQ: DFO |  |  |  | N
12807 | Michigan South Central Power Agency | 56183 | Modular Power LLC | MI | Branch | 5 | Petroleum Liquids | IC |  | S | X | X |  |  | 1.8 |  | 1.8 | 1.8 |  |  |  |  | RE | X | 6 | 1999 | 10 | 2006 | N | Electric Utility | 1 | X T T T T T T: X; DFO BLQ BLQ BLQ BLQ BLQ BLQ: DFO
12807 | Michigan South Central Power Agency | 56183 | Modular Power LLC | MI | Branch | 6 | Petroleum Liquids | IC |  | S | X | X |  |  | 1.6 |  | 1.6 | 1.6 |  |  |  |  | RE | X | 6 | 1999 | 10 | 2006 | N | Electric Utility | 1 | X T T T T T T: X; DFO BLQ BLQ BLQ BLQ BLQ BLQ: DFO |  |  |  | N
12807 | Michigan South Central Power Agency | 56183 | Modular Power LLC | MI | Branch | 7 | Petroleum Liquids | IC |  | S | X | X |  |  | 1.6 |  | 1.6 | 1.6 |  |  |  |  | RE | X | 6 | 1999 | 10 | 2006 | N | Electric Utility | 1 | X T T T T T T: X; DFO BLQ BLQ BLQ BLQ BLQ BLQ: DFO |  |  |  | N
12807 | Michigan South Central Power Agency | 56183 | Modular Power LLC | MI | Branch | 8 | Petroleum Liquids | IC |  | S | X | X |  |  | 1.6 |  | 1.6 | 1.6 |  |  |  |  | RE | X | 6 | 1999 | 10 | 2006 | N | Electric Utility | 1 | X T T T T T T: X; DFO BLQ BLQ BLQ BLQ BLQ BLQ: DFO |  |  |  | N
12807 | Michigan South Central Power Agency | 56183 | Modular Power LLC | MI | Branch | 9 | Petroleum Liquids | IC |  | S | X | X |  |  | 1.6 |  | 1.6 | 1.6 |  |  |  |  | RE | X | 6 | 1999 | 10 | 2006 | N | Electric Utility | 1 | X T T T T T T: X; DFO BLQ BLQ BLQ BLQ BLQ BLQ: DFO |  |  |  | N
49840 | Waterside Power, LLC | 56189 | Waterside Power, LLC | CT | Fairfield | 1 | Petroleum Liquids | GT |  | S | X | X |  |  | 23.2 | 0.85 | 23.2 | 22.7 | 15 | N |  |  | RE | X | 6 | 2003 | 5 | 2004 | N | IPP Non-CHP | 2 | X T T T T T T: X; DFO BLQ BLQ BLQ BLQ BLQ BLQ: DFO |  |  |  | N | N |  | 1H | [8 empty] | N | N
49840 | Waterside Power, LLC | 56189 | Waterside Power, LLC | CT | Fairfield | 2 | Petroleum Liquids | GT |  | S | X | X |  |  | 23.2 | 0.85 | 23.2 | 22.7 | 15 | N |  |  | RE | X | 6 | 2003 | 5 | 2004 | N | IPP Non-CHP | 2 | X T T T T T T: X; DFO BLQ BLQ BLQ BLQ BLQ BLQ: DFO |  |  |  | N | N |  | 1H | [8 empty] | N | N
49840 | Waterside Power, LLC | 56189 | Waterside Power, LLC | CT | Fairfield | 6 | Petroleum Liquids | GT |  | S | X | X |  |  | 23.2 |  | 23.2 | 22.7 |  | N |  |  | RE | X | 5 | 2004 | 2 | 2006 | N | IPP Non-CHP | 2 | X T T T T T T: X; DFO BLQ BLQ BLQ BLQ BLQ BLQ: DFO |  |  |  | N | [10 empty] | N | N | N
57170 | EDF Renewable Asset Holdings, Inc. | 56213 | Patterson Pass | CA | Alameda | WND1 | Onshore Wind Turbine | WT |  | J | X | X |  |  | 8.1 |  | 8.1 | 8.1 | 0 | N |  |  | RE | X | 4 | 1985 | 10 | 2014 | N | IPP Non-CHP | 2 | X T T T T T T: X; DFO BLQ BLQ BLQ BLQ BLQ BLQ: WND |  |  |  | N |  | 125
57170 | EDF Renewable Asset Holdings, Inc. | 56213 | Patterson Pass | CA | Alameda | WND2 | Onshore Wind Turbine | WT |  | J | X | X |  |  | 13.8 |  | 13.8 | 13.8 | 0 | N |  |  | RE | X | 1 | 1987 | 10 | 2014 | N | IPP Non-CHP | 2 | X T T T T T T: X; DFO BLQ BLQ BLQ BLQ BLQ BLQ: WND |  |  |  | N |  | 211
22500 | Evergy Kansas Central, Inc | 56219 | Westar Wind | KS | Pottawatomie | J1 | Onshore Wind Turbine | WT |  | J | X | X |  |  | 0.7 |  | 0.8 | 0.8 |  | N |  |  | RE | X | 5 | 1999 | 12 | 2008 | N | Electric Utility | 1 | X T T T T T T: X; DFO BLQ BLQ BLQ BLQ BLQ BLQ: WND |  |  |  | N |  | 1
22500 | Evergy Kansas Central, Inc | 56219 | Westar Wind | KS | Pottawatomie | J2 | Onshore Wind Turbine | WT |  | J | X | X |  |  | 0.7 |  | 0.8 | 0.8 |  |  |  |  | RE | X | 5 | 1999 | 12 | 2008 | N | Electric Utility | 1 | X T T T T T T: X; DFO BLQ BLQ BLQ BLQ BLQ BLQ: WND |  |  |  | N |  | 1
49896 | Nevada Gold Energy, LLC | 56224 | TS Power Plant | NV | Eureka | 002 | Petroleum Liquids | GT |  | S | X | X | Not Applicable | Not Applicable | 41.9 |  | 26 | 41.7 |  |  |  |  | CN | X |  |  |  |  | N | IPP Non-CHP | 2 | X T T T T T T: X; DFO BLQ BLQ BLQ BLQ BLQ BLQ: DFO |  |  |  | N
49896 | Nevada Gold Energy, LLC | 56224 | TS Power Plant | NV | Eureka | 003 | Petroleum Liquids | GT |  | S | X | X | Not Applicable | Not Applicable | 41.9 |  | 26 | 41.7 |  |  |  |  | CN | X |  |  |  |  | N | IPP Non-CHP | 2 | X T T T T T T: X; DFO BLQ BLQ BLQ BLQ BLQ BLQ: DFO |  |  |  | N
49896 | Nevada Gold Energy, LLC | 56224 | TS Power Plant | NV | Eureka | 004 | Petroleum Liquids | GT |  | S | X | X | Not Applicable | Not Applicable | 41.9 |  | 26 | 41.9 |  |  |  |  | CN | X |  |  |  |  | N | IPP Non-CHP | 2 | X T T T T T T: X; DFO BLQ BLQ BLQ BLQ BLQ BLQ: DFO |  |  |  | N
49896 | Nevada Gold Energy, LLC | 56224 | TS Power Plant | NV | Eureka | 005 | Petroleum Liquids | GT |  | S | X | X | Not Applicable | Not Applicable | 41.9 |  | 26 | 41.9 |  |  |  |  | CN | X |  |  |  |  | N | IPP Non-CHP | 2 | X T T T T T T: X; DFO BLQ BLQ BLQ BLQ BLQ BLQ: DFO |  |  |  | N
803 | Arizona Public Service Co | 56228 | Prescott Airport | AZ | Yavapai | PV2 | Solar Photovoltaic | PV |  | S | X | X |  |  | 7 |  | 7 | 7 |  | N |  |  | CN | X | 12 | 2012 |  |  | N | Electric Utility | 1 | DFO BLQ BLQ BLQ BLQ BLQ BLQ: SUN |  |  |  | N
50109 | DeKalb Regional Health System | 56231 | Emory Hillandale Hospital | GA | DeKalb | 03 | Petroleum Liquids | IC |  | S | X | X |  |  | 1.5 |  | 1.5 | 1.5 |  |  |  |  | RE | X | 8 | 2003 | 8 | 2003 | N | Commercial Non-CHP | 4 | X T T T T T T: X; DFO BLQ BLQ BLQ BLQ BLQ BLQ: DFO | [6 empty] | 10M
4180 | Connecticut Mun Elec Engy Coop | 56256 | John Street 1, 3, 4 & 5 | CT | New Haven | JS 1 | Petroleum Liquids | IC |  | W | X | X |  |  | 1.8 |  | 2 | 2 |  |  |  |  | RE | X | 1 | 2005 | 2 | 2011 | N | Electric Utility | 1 | X T T T T T T: X; DFO BLQ BLQ BLQ BLQ BLQ BLQ: DFO |  |  |  | N |  |  | 10M | [7 empty] | N
4180 | Connecticut Mun Elec Engy Coop | 56256 | John Street 1, 3, 4 & 5 | CT | New Haven | JS 3 | Petroleum Liquids | IC |  | S | X | X |  |  | 1.8 | 1 | 2 | 2 | 1 |  |  |  | RE | X | 1 | 2006 | 2 | 2018 | N | Electric Utility | 1 | X T T T T T T: X; DFO BLQ BLQ BLQ BLQ BLQ BLQ: DFO |  |  |  | N | N |  | 10M | [7 empty] | N
4180 | Connecticut Mun Elec Engy Coop | 56256 | John Street 1, 3, 4 & 5 | CT | New Haven | JS 4 | Petroleum Liquids | IC |  | S | X | X |  |  | 1.8 | 1 | 2 | 2 | 1 |  |  |  | RE | X | 1 | 2006 | 2 | 2018 | N | Electric Utility | 1 | X T T T T T T: X; DFO BLQ BLQ BLQ BLQ BLQ BLQ: DFO |  |  |  | N | N |  | 10M | [7 empty] | N
4180 | Connecticut Mun Elec Engy Coop | 56256 | John Street 1, 3, 4 & 5 | CT | New Haven | JS 5 | Petroleum Liquids | IC |  | S | X | X |  |  | 1.8 | 1 | 2 | 2 | 1 |  |  |  | RE | X | 12 | 2007 | 2 | 2018 | N | Electric Utility | 1 | X T T T T T T: X; DFO BLQ BLQ BLQ BLQ BLQ BLQ: DFO |  |  |  | N | N |  | 10M | [7 empty] | N
20858 | WPPI Energy | 56266 | WPPI Hartford DG | WI | Washington | 1 | Petroleum Liquids | IC |  | S | X | X |  |  | 1.1 | 0.85 | 1.1 | 1.1 | 1.1 | N |  |  | RE | X | 4 | 2005 | 4 | 2020 | N | Electric Utility | 1 | X T T T T T T: X; DFO BLQ BLQ BLQ BLQ BLQ BLQ: DFO |  |  |  | N | N |  | 1H | [7 empty] | N | N | N
5580 | East Kentucky Power Coop, Inc | 56278 | Green Valley LFGTE | KY | Greenup | 4 | Landfill Gas | IC |  | S | X | X |  |  | 0.8 |  | 0.8 | 0.8 |  | N |  |  | CN | X |  |  |  |  | N | Electric Utility | 1 | X T T T T T T: X; DFO BLQ BLQ BLQ BLQ BLQ BLQ: LFG | [14 empty] | N |  | N
17164 | Sierra Pacific Industries Inc | 56281 | SPI - Everett | WA | Snohomish | GEN1 | Wood/Wood Waste Biomass | ST |  | S | X | X |  |  | 28 |  | 17 | 15 |  |  |  |  | CN | X |  |  |  |  | Y | Industrial Non-CHP | 6 | DFO BLQ BLQ BLQ BLQ BLQ BLQ: WDS
16612 | City & County of San Francisco | 56305 | San Francisco Electric Reliability Proj | CA | San Francisco | 1 | Natural Gas Fired Combustion Turbine | GT |  | S | X | X |  |  | 50.5 |  | 48.3 | 50.5 |  | N |  |  | CN | X |  |  |  |  | N | Electric Utility | 1 | bar: X T T T T T T to DFO BLQ BLQ BLQ BLQ BLQ BLQ
16612 | City & County of San Francisco | 56305 | San Francisco Electric Reliability Proj | CA | San Francisco | 2 | Natural Gas Fired Combustion Turbine | GT |  | S | X | X |  |  | 50.5 |  | 48.3 | 50.5 |  | N |  |  | CN | X |  |  |  |  | N | Electric Utility | 1 | bar: X T T T T T T to DFO BLQ BLQ BLQ BLQ BLQ BLQ
16612 | City & County of San Francisco | 56305 | San Francisco Electric Reliability Proj | CA | San Francisco | 3 | Natural Gas Fired Combustion Turbine | GT |  | S | X | X |  |  | 50.5 |  | 48.3 | 50.5 |  | N |  |  | CN | X |  |  |  |  | N | Electric Utility | 1 | bar: X T T T T T T to DFO BLQ BLQ BLQ BLQ BLQ BLQ
16612 | City & County of San Francisco | 56306 | San Francisco Intl Airport Ct Project | CA | San Mateo | 1 | Natural Gas Fired Combustion Turbine | GT |  | S | X | X |  |  | 48 |  | 48 | 48 |  | N |  |  | CN | X |  |  |  |  | N | Electric Utility | 1 | bar: X T T T T T T to DFO BLQ BLQ BLQ BLQ BLQ BLQ
50147 | US Geothermal Inc. | 56317 | Raft River Geothermal Power Plant | ID | Cassia | 2 | Geothermal | BT |  | S | X | X |  |  | 18 | 0.85 | 10 | 12.2 |  | N |  |  | CN | X |  |  |  |  | N | IPP Non-CHP | 2 | X T T T T T T: X; DFO BLQ BLQ BLQ BLQ BLQ BLQ: GEO |  |  |  | N
50158 | Innovative Energy Systems Inc | 56323 | Modern Innovative Energy LLC | NY | Niagara | GEN5 | Landfill Gas | IC |  | S | X | X |  |  | 1.6 |  | 1.6 | 1.6 |  | N |  |  | CN | X |  |  |  |  | N | IPP Non-CHP | 2 | X T T T T T T: X; DFO BLQ BLQ BLQ BLQ BLQ BLQ: LFG |  |  |  | N
50158 | Innovative Energy Systems Inc | 56323 | Modern Innovative Energy LLC | NY | Niagara | GEN6 | Landfill Gas | IC |  | S | X | X |  |  | 1.6 |  | 1.6 | 1.6 |  | N |  |  | CN | X |  |  |  |  | N | IPP Non-CHP | 2 | X T T T T T T: X; DFO BLQ BLQ BLQ BLQ BLQ BLQ: LFG |  |  |  | N
50158 | Innovative Energy Systems Inc | 56323 | Modern Innovative Energy LLC | NY | Niagara | GEN7 | Landfill Gas | IC |  | S | X | X |  |  | 1.6 |  | 1.6 | 1.6 |  | N |  |  | CN | X |  |  |  |  | N | IPP Non-CHP | 2 | X T T T T T T: X; DFO BLQ BLQ BLQ BLQ BLQ BLQ: LFG |  |  |  | N
50158 | Innovative Energy Systems Inc | 56323 | Modern Innovative Energy LLC | NY | Niagara | GEN8 | Landfill Gas | IC |  | S | X | X |  |  | 1.6 |  | 1.6 | 1.6 |  | N |  |  | CN | X |  |  |  |  | N | IPP Non-CHP | 2 | X T T T T T T: X; DFO BLQ BLQ BLQ BLQ BLQ BLQ: LFG |  |  |  | N
19547 | Hawaiian Electric Co Inc | 56330 | Ewa Nui Substation DG | HI | Honolulu | DG1 | Petroleum Liquids | IC |  | W | X | X |  |  | 1.6 |  | 1.6 | 1.6 |  |  |  |  | RE | X | 10 | 2005 | 4 | 2010 | N | Electric Utility | 1 | X T T T T T T: X; DFO BLQ BLQ BLQ BLQ BLQ BLQ: DFO |  |  |  | N
19547 | Hawaiian Electric Co Inc | 56330 | Ewa Nui Substation DG | HI | Honolulu | DG2 | Petroleum Liquids | IC |  | W | X | X |  |  | 1.6 |  | 1.6 | 1.6 |  |  |  |  | RE | X | 10 | 2005 | 4 | 2010 | N | Electric Utility | 1 | X T T T T T T: X; DFO BLQ BLQ BLQ BLQ BLQ BLQ: DFO |  |  |  | N
19547 | Hawaiian Electric Co Inc | 56330 | Ewa Nui Substation DG | HI | Honolulu | DG3 | Petroleum Liquids | IC |  | W | X | X |  |  | 1.6 |  | 1.6 | 1.6 |  |  |  |  | RE | X | 10 | 2005 | 4 | 2010 | N | Electric Utility | 1 | X T T T T T T: X; DFO BLQ BLQ BLQ BLQ BLQ BLQ: DFO |  |  |  | N
19547 | Hawaiian Electric Co Inc | 56330 | Ewa Nui Substation DG | HI | Honolulu | DG4 | Petroleum Liquids | IC |  | W | X | X |  |  | 1.6 |  | 1.6 | 1.6 |  |  |  |  | RE | X | 5 | 2007 | 4 | 2010 | N | Electric Utility | 1 | X T T T T T T: X; DFO BLQ BLQ BLQ BLQ BLQ BLQ: DFO |  |  |  | N
19547 | Hawaiian Electric Co Inc | 56330 | Ewa Nui Substation DG | HI | Honolulu | DG5 | Petroleum Liquids | IC |  | W | X | X |  |  | 1.6 |  | 1.6 | 1.6 |  |  |  |  | RE | X | 5 | 2007 | 4 | 2010 | N | Electric Utility | 1 | X T T T T T T: X; DFO BLQ BLQ BLQ BLQ BLQ BLQ: DFO |  |  |  | N
19547 | Hawaiian Electric Co Inc | 56330 | Ewa Nui Substation DG | HI | Honolulu | DG6 | Petroleum Liquids | IC |  | W | X | X |  |  | 1.6 |  | 1.6 | 1.6 |  |  |  |  | RE | X | 5 | 2007 | 4 | 2010 | N | Electric Utility | 1 | X T T T T T T: X; DFO BLQ BLQ BLQ BLQ BLQ BLQ: DFO |  |  |  | N
19547 | Hawaiian Electric Co Inc | 56331 | Iwilei Tank Farm DG | HI | Honolulu | DG1 | Petroleum Liquids | IC |  | W | X | X |  |  | 1.6 |  | 1.6 | 1.6 |  |  |  |  | RE | X | 11 | 2005 | 4 | 2010 | N | Electric Utility | 1 | X T T T T T T: X; DFO BLQ BLQ BLQ BLQ BLQ BLQ: DFO |  |  |  | N
19547 | Hawaiian Electric Co Inc | 56331 | Iwilei Tank Farm DG | HI | Honolulu | DG2 | Petroleum Liquids | IC |  | W | X | X |  |  | 1.6 |  | 1.6 | 1.6 |  |  |  |  | RE | X | 11 | 2005 | 4 | 2010 | N | Electric Utility | 1 | X T T T T T T: X; DFO BLQ BLQ BLQ BLQ BLQ BLQ: DFO |  |  |  | N
19547 | Hawaiian Electric Co Inc | 56331 | Iwilei Tank Farm DG | HI | Honolulu | DG3 | Petroleum Liquids | IC |  | W | X | X |  |  | 1.6 |  | 1.6 | 1.6 |  |  |  |  | RE | X | 11 | 2005 | 4 | 2010 | N | Electric Utility | 1 | X T T T T T T: X; DFO BLQ BLQ BLQ BLQ BLQ BLQ: DFO |  |  |  | N
19547 | Hawaiian Electric Co Inc | 56332 | Helemano Substation DG | HI | Honolulu | DG1 | Petroleum Liquids | IC |  | W | X | X |  |  | 1.6 |  | 1.6 | 1.6 |  |  |  |  | RE | X | 11 | 2005 | 4 | 2010 | N | Electric Utility | 1 | X T T T T T T: X; DFO BLQ BLQ BLQ BLQ BLQ BLQ: DFO |  |  |  | N
19547 | Hawaiian Electric Co Inc | 56332 | Helemano Substation DG | HI | Honolulu | DG2 | Petroleum Liquids | IC |  | W | X | X |  |  | 1.6 |  | 1.6 | 1.6 |  |  |  |  | RE | X | 11 | 2005 | 4 | 2010 | N | Electric Utility | 1 | X T T T T T T: X; DFO BLQ BLQ BLQ BLQ BLQ BLQ: DFO |  |  |  | N
19547 | Hawaiian Electric Co Inc | 56332 | Helemano Substation DG | HI | Honolulu | DG3 | Petroleum Liquids | IC |  | W | X | X |  |  | 1.6 |  | 1.6 | 1.6 |  |  |  |  | RE | X | 11 | 2005 | 4 | 2010 | N | Electric Utility | 1 | X T T T T T T: X; DFO BLQ BLQ BLQ BLQ BLQ BLQ: DFO |  |  |  | N
18454 | Tampa Electric Co | 56352 | Tampa Electric Co NA 2 | FL | Hillsborough | 1 | Natural Gas Fired Combustion Turbine | GT |  | S | X | X |  |  | 220 |  | 204 | 220 |  | N |  |  | CN | X |  |  |  |  | N | Electric Utility | 1 | [11 empty] | N | [10 empty] | U | bar: X T T T T T T to DFO BLQ BLQ BLQ BLQ BLQ BLQ
18454 | Tampa Electric Co | 56352 | Tampa Electric Co NA 2 | FL | Hillsborough | 2 | Natural Gas Fired Combustion Turbine | GT |  | S | X | X |  |  | 220 |  | 204 | 220 |  | N |  |  | CN | X |  |  |  |  | N | Electric Utility | 1 | [11 empty] | N | [10 empty] | U | N | bar: X T T T T T T to DFO BLQ BLQ BLQ BLQ BLQ BLQ
18454 | Tampa Electric Co | 56352 | Tampa Electric Co NA 2 | FL | Hillsborough | 3 | Natural Gas Fired Combustion Turbine | GT |  | S | X | X |  |  | 62 |  | 56 | 61 |  | N |  |  | CN | X |  |  |  |  | N | Electric Utility | 1 | [11 empty] | N | bar: X T T T T T T to DFO BLQ BLQ BLQ BLQ BLQ BLQ
18454 | Tampa Electric Co | 56352 | Tampa Electric Co NA 2 | FL | Hillsborough | 4 | Natural Gas Fired Combustion Turbine | GT |  | S | X | X |  |  | 62 |  | 56 | 61 |  | N |  |  | CN | X |  |  |  |  | N | Electric Utility | 1 | X T T T T T T: X; DFO BLQ BLQ BLQ BLQ BLQ BLQ: NG; DFO BIT BIT BIT BIT BIT BIT: DFO |  |  |  | N
18454 | Tampa Electric Co | 56352 | Tampa Electric Co NA 2 | FL | Hillsborough | 5 | Natural Gas Fired Combustion Turbine | GT |  | S | X | X |  |  | 178 |  | 149 | 177 |  | N |  |  | CN | X |  |  |  |  | N | Electric Utility | 1 | X T T T T T T: X; DFO BLQ BLQ BLQ BLQ BLQ BLQ: NG; DFO BIT BIT BIT BIT BIT BIT: DFO |  |  |  | N
18454 | Tampa Electric Co | 56352 | Tampa Electric Co NA 2 | FL | Hillsborough | 6 | Natural Gas Fired Combustion Turbine | GT |  | S | X | X |  |  | 178 |  | 149 | 177 |  | N |  |  | CN | X |  |  |  |  | N | Electric Utility | 1 | X T T T T T T: X; DFO BLQ BLQ BLQ BLQ BLQ BLQ: NG; DFO BIT BIT BIT BIT BIT BIT: DFO |  |  |  | N
18454 | Tampa Electric Co | 56352 | Tampa Electric Co NA 2 | FL | Hillsborough | 7 | Natural Gas Fired Combustion Turbine | GT |  | S | X | X |  |  | 62 |  | 56 | 61 |  | N |  |  | CN | X |  |  |  |  | N | Electric Utility | 1 | X T T T T T T: X; DFO BLQ BLQ BLQ BLQ BLQ BLQ: NG; DFO BIT BIT BIT BIT BIT BIT: DFO |  |  |  | N
18454 | Tampa Electric Co | 56353 | Tampa Electric Co NA 3 | FL | Hillsborough | 3 | Natural Gas Fired Combustion Turbine | GT |  | S | X | X |  |  | 45 |  | 43 | 47 |  | N |  |  | CN | X |  |  |  |  | N | Electric Utility | 1 | bar: X T T T T T T to DFO BLQ BLQ BLQ BLQ BLQ BLQ
18454 | Tampa Electric Co | 56353 | Tampa Electric Co NA 3 | FL | Hillsborough | 4 | Natural Gas Fired Combustion Turbine | GT |  | S | X | X |  |  | 54 |  | 54 | 54 |  | N |  |  | CN | X |  |  |  |  | N | Electric Utility | 1 | bar: X T T T T T T to DFO BLQ BLQ BLQ BLQ BLQ BLQ
18454 | Tampa Electric Co | 56354 | Tampa Electric Co NA 4 | FL |  | 5 | Natural Gas Fired Combustion Turbine | GT |  | S | X | X |  |  | 100 |  | 88 | 97 |  | N |  |  | CN | X |  |  |  |  | N | Electric Utility | 1 | bar: X T T T T T T to DFO BLQ BLQ BLQ BLQ BLQ BLQ
18454 | Tampa Electric Co | 56354 | Tampa Electric Co NA 4 | FL |  | 6 | Natural Gas Fired Combustion Turbine | GT |  | S | X | X |  |  | 100 |  | 88 | 97 |  | N |  |  | CN | X |  |  |  |  | N | Electric Utility | 1 | bar: X T T T T T T to DFO BLQ BLQ BLQ BLQ BLQ BLQ
4794 | City of Danville - (VA) | 56365 | Danville Westover Plant | VA | Danville City | GEN1 | Petroleum Liquids | IC |  | S | X | X | N/A | N/A | 1.8 | 0.9 | 1.2 | 1.2 | 0.5 | N |  |  | RE | X | 7 | 2005 | 7 | 2020 | N | Electric Utility | 1 | X T T T T T T: X; DFO BLQ BLQ BLQ BLQ BLQ BLQ: DFO |  |  |  | N | N |  | 1H |  |  |  |  | N |  |  | N | N | N
4716 | Dairyland Power Coop | 56366 | Lake Area Landfill Gas Recovery | WI | Washburn | 1 | Landfill Gas | IC |  | S | X | X |  |  | 1 |  | 1 | 1 |  |  |  |  | CN | X |  |  |  |  | N | Electric Utility | 1 | X T T T T T T: X; DFO BLQ BLQ BLQ BLQ BLQ BLQ: LFG
4716 | Dairyland Power Coop | 56366 | Lake Area Landfill Gas Recovery | WI | Washburn | 2 | Landfill Gas | IC |  | S | X | X |  |  | 1 |  | 1 | 1 |  |  |  |  | CN | X |  |  |  |  | N | Electric Utility | 1 | X T T T T T T: X; DFO BLQ BLQ BLQ BLQ BLQ BLQ: LFG
4716 | Dairyland Power Coop | 56366 | Lake Area Landfill Gas Recovery | WI | Washburn | 3 | Landfill Gas | IC |  | S | X | X |  |  | 1 |  | 1 | 1 |  |  |  |  | CN | X |  |  |  |  | N | Electric Utility | 1 | X T T T T T T: X; DFO BLQ BLQ BLQ BLQ BLQ BLQ: LFG
4716 | Dairyland Power Coop | 56366 | Lake Area Landfill Gas Recovery | WI | Washburn | 4 | Landfill Gas | IC |  | S | X | X |  |  | 0.8 |  | 0.7 | 0.7 |  |  |  |  | CN | X |  |  |  |  | N | Electric Utility | 1 | X T T T T T T: X; DFO BLQ BLQ BLQ BLQ BLQ BLQ: LFG
56545 | Pattern Operators LP | 56370 | Ecogen Wind | NY | Steuben | 1 | Onshore Wind Turbine | WT |  | W | X | X |  |  | 272 |  | 272 | 272 |  |  |  |  | CN | X |  |  |  |  | N | IPP Non-CHP | 2 | X T T T T T T: X; DFO BLQ BLQ BLQ BLQ BLQ BLQ: WND | [5 empty] | 98
1015 | Austin Energy | 56373 | Domain Integrated Energy System | TX | Travis | DOMG1 | Natural Gas Fired Combustion Turbine | GT |  | S | X | X |  |  | 5 |  | 5 | 5 |  | N |  |  | RE | X | 6 | 2004 | 2 | 2013 | Y | Electric Utility | 1 | [11 empty] | N | [10 empty] | N | N | N | bar: X T T T T T T to DFO BLQ BLQ BLQ BLQ BLQ BLQ
15399 | Avangrid Renewables LLC | 56398 | Jordanville Wind Farm | NY | Herkimer | 1 | Onshore Wind Turbine | WT |  | S | X | X |  |  | 80 |  | 80 | 80 |  | N |  |  | CN | X |  |  |  |  | N | IPP Non-CHP | 2 | X T T T T T T: X; DFO BLQ BLQ BLQ BLQ BLQ BLQ: WND |  |  |  | N |  | 65
7096 | City of Geneva- (IL) | 56462 | Geneva Generation Facility | IL | Kane | GEN6 | Petroleum Liquids | IC |  | S | X | X |  |  | 2 |  | 1.4 | 1.6 |  | N |  |  | RE | X | 12 | 2005 | 11 | 2011 | N | Electric Utility | 1 | X T T T T T T: X; DFO BLQ BLQ BLQ BLQ BLQ BLQ: DFO |  |  |  | N
11560 | City of Manassas - (VA) | 56491 | Dean Drive Area Electric Generators | VA | Manassas City | PG1 | Petroleum Liquids | IC |  | S | X | X |  |  | 1.6 | 0.8 | 1.6 | 1.6 | 0.3 | N |  |  | RE | X | 4 | 2007 | 3 | 2019 | N | Electric Utility | 1 | X T T T T T T: X; DFO BLQ BLQ BLQ BLQ BLQ BLQ: DFO |  |  |  | N | N |  | 10M | [7 empty] | N | N | N
11560 | City of Manassas - (VA) | 56491 | Dean Drive Area Electric Generators | VA | Manassas City | PG2 | Petroleum Liquids | IC |  | S | X | X |  |  | 1.6 | 0.8 | 1.6 | 1.6 | 0.3 | N |  |  | RE | X | 4 | 2007 | 3 | 2019 | N | Electric Utility | 1 | X T T T T T T: X; DFO BLQ BLQ BLQ BLQ BLQ BLQ: DFO |  |  |  | N | N |  | 10M | [7 empty] | N | N | N
57249 | EPP Renewable Energy | 56510 | Frey Farm Landfill | PA | Lancaster | GEN1 | Landfill Gas | IC |  | S | X | X |  |  | 1.6 | 0.8 | 1.6 | 1.6 | 0.8 | N |  |  | RE | X | 1 | 2006 | 2 | 2017 | Y | IPP CHP | 3 | X T T T T T T: T; DFO BLQ BLQ BLQ BLQ BLQ BLQ: LFG |  |  |  | N | N |  | 12H | [7 empty] | N | N
57249 | EPP Renewable Energy | 56511 | Pennsauken Landfill | NJ | Camden | GEN3 | Landfill Gas | IC |  | S | X | X |  |  | 0.9 |  | 0.9 | 0.9 |  | N |  |  | RE | X | 12 | 2004 | 5 | 2012 | N | IPP Non-CHP | 2 | X T T T T T T: X; DFO BLQ BLQ BLQ BLQ BLQ BLQ: LFG |  |  |  | N | [10 empty] | N
19547 | Hawaiian Electric Co Inc | 56514 | Kalaeoloa Pole Yard DG | HI | Honolulu | DG1 | Petroleum Liquids | IC |  | W | X | X |  |  | 1.6 |  | 1.6 | 1.6 |  |  |  |  | RE | X | 12 | 2006 | 4 | 2010 | N | Electric Utility | 1 | X T T T T T T: X; DFO BLQ BLQ BLQ BLQ BLQ BLQ: DFO |  |  |  | N
19547 | Hawaiian Electric Co Inc | 56514 | Kalaeoloa Pole Yard DG | HI | Honolulu | DG2 | Petroleum Liquids | IC |  | W | X | X |  |  | 1.6 |  | 1.6 | 1.6 |  |  |  |  | RE | X | 12 | 2006 | 4 | 2010 | N | Electric Utility | 1 | X T T T T T T: X; DFO BLQ BLQ BLQ BLQ BLQ BLQ: DFO |  |  |  | N
19547 | Hawaiian Electric Co Inc | 56514 | Kalaeoloa Pole Yard DG | HI | Honolulu | DG3 | Petroleum Liquids | IC |  | W | X | X |  |  | 1.6 |  | 1.6 | 1.6 |  |  |  |  | RE | X | 12 | 2006 | 4 | 2010 | N | Electric Utility | 1 | X T T T T T T: X; DFO BLQ BLQ BLQ BLQ BLQ BLQ: DFO |  |  |  | N
19547 | Hawaiian Electric Co Inc | 56515 | CEIP Substation Distributed Generation | HI | Honolulu | DG1 | Petroleum Liquids | IC |  | W | X | X |  |  | 1.6 |  | 1.6 | 1.6 |  |  |  |  | RE | X | 11 | 2006 | 4 | 2010 | N | Electric Utility | 1 | X T T T T T T: X; DFO BLQ BLQ BLQ BLQ BLQ BLQ: DFO |  |  |  | N
19547 | Hawaiian Electric Co Inc | 56515 | CEIP Substation Distributed Generation | HI | Honolulu | DG2 | Petroleum Liquids | IC |  | W | X | X |  |  | 1.6 |  | 1.6 | 1.6 |  |  |  |  | RE | X | 11 | 2006 | 4 | 2010 | N | Electric Utility | 1 | X T T T T T T: X; DFO BLQ BLQ BLQ BLQ BLQ BLQ: DFO |  |  |  | N
19547 | Hawaiian Electric Co Inc | 56515 | CEIP Substation Distributed Generation | HI | Honolulu | DG3 | Petroleum Liquids | IC |  | W | X | X |  |  | 1.6 |  | 1.6 | 1.6 |  |  |  |  | RE | X | 11 | 2006 | 4 | 2010 | N | Electric Utility | 1 | X T T T T T T: X; DFO BLQ BLQ BLQ BLQ BLQ BLQ: DFO |  |  |  | N
54842 | WM Renewable Energy LLC | 56521 | Lake Mills Gas Recovery | IA | Winnebago | GEN6 | Landfill Gas | IC |  | S | X | X | Dairyland Power Coop | Dairyland Power Coop | 0.8 | 0.98 | 0.8 | 0.8 | 0.5 | N |  |  | RE | X | 3 | 2006 | 9 | 2017 | N | IPP Non-CHP | 2 | X T T T T T T: X; DFO BLQ BLQ BLQ BLQ BLQ BLQ: LFG |  |  |  | N |  |  | 1H | [7 empty] | N | N | N
54842 | WM Renewable Energy LLC | 56523 | Two Pine Landfill Gas Recovery | AR | Pulaski | GEN6 | Landfill Gas | IC |  | S | X | X | City of N Little Rock | City of N Little Rock | 0.8 | 0.98 | 0.8 | 0.8 | 0.5 | N |  |  | RE | X | 10 | 2006 | 8 | 2017 | N | IPP Non-CHP | 2 | X T T T T T T: X; DFO BLQ BLQ BLQ BLQ BLQ BLQ: LFG |  |  |  | N |  |  | 1H | [7 empty] | N | N | N
54842 | WM Renewable Energy LLC | 56524 | Austin Gas Recovery | TX | Travis | GEN4 | Landfill Gas | IC |  | S | X | X | DG_SPRIN_4UNITS | DG_SPRIN_4UNITS | 1.6 | 0.98 | 1.6 | 1.6 | 0.8 | N |  |  | RE | X | 10 | 2007 | 2 | 2019 | N | IPP Non-CHP | 2 | X T T T T T T: X; DFO BLQ BLQ BLQ BLQ BLQ BLQ: LFG |  |  |  | N |  |  | 1H | [7 empty] | N | N | N
54842 | WM Renewable Energy LLC | 56525 | Timberline Trail Gas Recovery | WI | Rusk | GEN6 | Landfill Gas | IC |  | S | X | X | Dairyland Power Coop | Dairyland Power Coop | 0.8 | 0.98 | 0.8 | 0.8 | 0.5 | N |  |  | RE | X | 12 | 2007 | 10 | 2011 | N | IPP Non-CHP | 2 | X T T T T T T: X; DFO BLQ BLQ BLQ BLQ BLQ BLQ: LFG |  |  |  | N |  |  | 1H | [7 empty] | N | N | N
54842 | WM Renewable Energy LLC | 56525 | Timberline Trail Gas Recovery | WI | Rusk | GEN7 | Landfill Gas | IC |  | S | X | X | Dairyland Power Coop | Dairyland Power Coop | 0.8 | 0.98 | 0.8 | 0.8 | 0.5 | N |  |  | RE | X | 12 | 2007 | 10 | 2011 | N | IPP Non-CHP | 2 | X T T T T T T: X; DFO BLQ BLQ BLQ BLQ BLQ BLQ: LFG |  |  |  | N |  |  | 1H | [7 empty] | N | N | N
54842 | WM Renewable Energy LLC | 56528 | Skyline Gas Recovery | TX | Dallas | GEN1 | Landfill Gas | IC |  | S | X | X | DG_FERIS_4UNITS | DG_FERIS_4UNITS | 1.6 | 0.98 | 1.6 | 1.6 | 0.8 | N |  |  | RE | X | 6 | 2007 | 11 | 2019 | N | IPP Non-CHP | 2 | X T T T T T T: X; DFO BLQ BLQ BLQ BLQ BLQ BLQ: LFG |  |  |  | N |  |  | 1H | [7 empty] | N | N | N
54842 | WM Renewable Energy LLC | 56528 | Skyline Gas Recovery | TX | Dallas | GEN2 | Landfill Gas | IC |  | S | X | X | DG_FERIS_4UNITS | DG_FERIS_4UNITS | 1.6 | 0.98 | 1.6 | 1.6 | 0.8 | N |  |  | RE | X | 6 | 2007 | 11 | 2019 | N | IPP Non-CHP | 2 | X T T T T T T: X; DFO BLQ BLQ BLQ BLQ BLQ BLQ: LFG |  |  |  | N |  |  | 1H | [7 empty] | N | N | N
54842 | WM Renewable Energy LLC | 56528 | Skyline Gas Recovery | TX | Dallas | GEN3 | Landfill Gas | IC |  | S | X | X | DG_FERIS_4UNITS | DG_FERIS_4UNITS | 1.6 | 0.98 | 1.6 | 1.6 | 0.8 | N |  |  | RE | X | 6 | 2007 | 11 | 2019 | N | IPP Non-CHP | 2 | X T T T T T T: X; DFO BLQ BLQ BLQ BLQ BLQ BLQ: LFG |  |  |  | N |  |  | 1H | [7 empty] | N | N | N
54842 | WM Renewable Energy LLC | 56528 | Skyline Gas Recovery | TX | Dallas | GEN4 | Landfill Gas | IC |  | S | X | X | DG_FERIS_4UNITS | DG_FERIS_4UNITS | 1.6 | 0.98 | 1.6 | 1.6 | 0.8 | N |  |  | RE | X | 6 | 2007 | 11 | 2019 | N | IPP Non-CHP | 2 | X T T T T T T: X; DFO BLQ BLQ BLQ BLQ BLQ BLQ: LFG |  |  |  | N |  |  | 1H | [7 empty] | N | N | N
9267 | Hoosier Energy R E C, Inc | 56539 | Clark-Floyd Landfill Gas Generating | IN | Clark | ICG1 | Landfill Gas | IC |  | S | X | X |  |  | 1.1 | 1 | 1 | 1 | 0.5 | N |  |  | RE | X | 10 | 2007 | 7 | 2018 | N | Electric Utility | 1 | X T T T T T T: X; DFO BLQ BLQ BLQ BLQ BLQ BLQ: LFG | [6 empty] | 10M | [7 empty] | N | N
9267 | Hoosier Energy R E C, Inc | 56539 | Clark-Floyd Landfill Gas Generating | IN | Clark | ICG2 | Landfill Gas | IC |  | S | X | X |  |  | 1.1 | 1 | 1 | 1 | 0.5 | N |  |  | RE | X | 10 | 2007 | 7 | 2018 | N | Electric Utility | 1 | X T T T T T T: X; DFO BLQ BLQ BLQ BLQ BLQ BLQ: LFG | [6 empty] | 10M | [7 empty] | N | N
9267 | Hoosier Energy R E C, Inc | 56539 | Clark-Floyd Landfill Gas Generating | IN | Clark | ICG3 | Landfill Gas | IC |  | S | X | X |  |  | 1.4 | 1 | 1.4 | 1.4 | 0.7 | N |  |  | RE | X | 6 | 2009 | 7 | 2018 | N | Electric Utility | 1 | X T T T T T T: X; DFO BLQ BLQ BLQ BLQ BLQ BLQ: LFG |  |  |  | N |  |  | 10M | [7 empty] | N | N
918 | City of Aspen- (CO) | 56566 | Castle Creek Hydroplant | CO | Pitkin | 1 | Conventional Hydroelectric | HY |  | S | X | X |  |  | 1.2 |  | 1.2 | 1.2 |  | N |  |  | IP | X |  |  |  |  | N | Electric Utility | 1 | X T T T T T T: X; DFO BLQ BLQ BLQ BLQ BLQ BLQ: WAT |  |  |  | N | N | [9 empty] | N
6205 | City of Farmington - (MO) | 56597 | Elm Street Substation Generators | MO | St Francois | EP04 | Petroleum Liquids | IC |  | S | X | X |  |  | 2 | 1 | [6 empty] | RE | X | 10 | 2002 | 3 | 2012 | N | Electric Utility | 1 | X T T T T T T: X; DFO BLQ BLQ BLQ BLQ BLQ BLQ: DFO |  |  |  | N |  |  | 1H | [7 empty] | N
6205 | City of Farmington - (MO) | 56598 | Walton Street Substation | MO | St Francois | EP05 | Petroleum Liquids | IC |  | S | X | X |  |  | 2 | 1 | [6 empty] | RE | X | 1 | 2003 | 3 | 2012 | N | Electric Utility | 1 | X T T T T T T: X; DFO BLQ BLQ BLQ BLQ BLQ BLQ: DFO |  |  |  | N |  |  | 1H | [7 empty] | N
6205 | City of Farmington - (MO) | 56598 | Walton Street Substation | MO | St Francois | EP06 | Petroleum Liquids | IC |  | S | X | X |  |  | 2 | 1 | [6 empty] | RE | X | 1 | 2003 | 3 | 2012 | N | Electric Utility | 1 | X T T T T T T: X; DFO BLQ BLQ BLQ BLQ BLQ BLQ: DFO |  |  |  | N |  |  | 1H | [7 empty] | N
6205 | City of Farmington - (MO) | 56599 | Jefferson Street Substation | MO | St Francois | EP08 | Petroleum Liquids | IC |  | S | X | X |  |  | 2 | 1 | [6 empty] | RE | X | 11 | 2002 | 3 | 2012 | N | Electric Utility | 1 | X T T T T T T: X; DFO BLQ BLQ BLQ BLQ BLQ BLQ: DFO |  |  |  | N |  |  | 1H | [7 empty] | N
6205 | City of Farmington - (MO) | 56599 | Jefferson Street Substation | MO | St Francois | EP09 | Petroleum Liquids | IC |  | S | X | X |  |  | 2 | 1 | [6 empty] | RE | X | 11 | 2002 | 3 | 2012 | N | Electric Utility | 1 | X T T T T T T: X; DFO BLQ BLQ BLQ BLQ BLQ BLQ: DFO |  |  |  | N |  |  | 1H | [7 empty] | N
6205 | City of Farmington - (MO) | 56599 | Jefferson Street Substation | MO | St Francois | EP10 | Petroleum Liquids | IC |  | S | X | X |  |  | 2 | 1 | [6 empty] | RE | X | 11 | 2002 | 3 | 2012 | N | Electric Utility | 1 | X T T T T T T: X; DFO BLQ BLQ BLQ BLQ BLQ BLQ: DFO |  |  |  | N |  |  | 1H | [7 empty] | N
19281 | Turlock Irrigation District | 56631 | Turlock Irrigation District Fuel Cell | CA | Stanislaus | TFC | Other Waste Biomass | FC |  | S | X | X |  |  | 1.2 |  | 1.1 | 1.1 |  | N |  |  | RE | X | 1 | 2009 | 2 | 2012 | Y | Electric Utility | 1 | X T T T T T T: T; DFO BLQ BLQ BLQ BLQ BLQ BLQ: OBG; DFO BIT BIT BIT BIT BIT BIT: NG |  |  |  | N
13407 | Nevada Power Co | 56642 | Ely Energy Center | NV | White Pine | 1 | Conventional Steam Coal | ST |  | S | X | X |  |  | 750 |  | 750 | 750 |  | N |  |  | CN | X |  |  |  |  | N | Electric Utility | 1 | X T T T T T T: X; DFO BLQ BLQ BLQ BLQ BLQ BLQ: SUB |  |  |  | N |  |  |  |  | Y
13407 | Nevada Power Co | 56642 | Ely Energy Center | NV | White Pine | 2 | Conventional Steam Coal | ST |  | S | X | X |  |  | 750 |  | 750 | 750 |  | N |  |  | CN | X |  |  |  |  | N | Electric Utility | 1 | X T T T T T T: X; DFO BLQ BLQ BLQ BLQ BLQ BLQ: SUB |  |  |  | N |  |  |  |  | Y
5906 | EDF Renewable Services Inc | 56646 | Chandler Hills Wind Farm | MN | Murray | 1 | Onshore Wind Turbine | WT |  | W | X | X |  |  | 2 |  | 2 | 2 | 0 | N |  |  | RE | X | 1 | 1999 | 10 | 2019 | N | IPP Non-CHP | 2 | X T T T T T T: X; DFO BLQ BLQ BLQ BLQ BLQ BLQ: WND | [5 empty] | 3 | [8 empty] | N
56482 | Siemens Gamesa Renewable Energy Inc. | 56653 | Crescent Ridge II Wind Energy Project | IL | Bureau | 1 | Onshore Wind Turbine | WT |  | W | X | X |  |  | 57.8 |  | 57.8 | 57.8 |  |  |  |  | CN | X |  |  |  |  | N | IPP Non-CHP | 2 | X T T T T T T: X; DFO BLQ BLQ BLQ BLQ BLQ BLQ: WND | [5 empty] | 29
56545 | Pattern Operators LP | 56655 | Seldom Seen Wind LLC | PA | Cambria | 1 | Onshore Wind Turbine | WT |  | W | X | X |  |  | 41 |  | 41 | 41 |  |  |  |  | CN | X |  |  |  |  | N | IPP Non-CHP | 2 | X T T T T T T: X; DFO BLQ BLQ BLQ BLQ BLQ BLQ: WND | [5 empty] | 25
56545 | Pattern Operators LP | 56656 | Aragonne Mesa Phase II | NM | Guadalupe | 1 | Onshore Wind Turbine | WT |  | W | X | X |  |  | 105 |  | 105 | 105 |  |  |  |  | CN | X |  |  |  |  | N | IPP Non-CHP | 2 | X T T T T T T: X; DFO BLQ BLQ BLQ BLQ BLQ BLQ: WND | [5 empty] | 38
56482 | Siemens Gamesa Renewable Energy Inc. | 56657 | Lancaster Wind Farm Project | IL | Stephenson | 1 | Onshore Wind Turbine | WT |  | W | X | X |  |  | 70 |  | 70 | 70 |  |  |  |  | CN | X |  |  |  |  | N | IPP Non-CHP | 2 | X T T T T T T: X; DFO BLQ BLQ BLQ BLQ BLQ BLQ: WND | [5 empty] | 28
56545 | Pattern Operators LP | 56658 | Majestic 2 Wind Farm | TX | Carson | 1 | Onshore Wind Turbine | WT |  | S | X | X |  |  | 79.2 |  | 79.2 | 79.2 |  |  |  |  | CN | X |  |  |  |  | N | IPP Non-CHP | 2 | X T T T T T T: X; DFO BLQ BLQ BLQ BLQ BLQ BLQ: WND | [5 empty] | 34
56545 | Pattern Operators LP | 56662 | Texas Gulf Wind 2 | TX | Kenedy | 1 | Onshore Wind Turbine | WT |  | W | X | X |  |  | 187.2 |  | 187.2 | 187.2 |  |  |  |  | CN | X |  |  |  |  | N | IPP Non-CHP | 2 | X T T T T T T: X; DFO BLQ BLQ BLQ BLQ BLQ BLQ: WND | [5 empty] | 78
56545 | Pattern Operators LP | 56663 | El Paso Wind Project | IL | Woodford | 1 | Onshore Wind Turbine | WT |  | W | X | X |  |  | 80 |  | 80 | 80 |  |  |  |  | CN | X |  |  |  |  | N | IPP Non-CHP | 2 | X T T T T T T: X; DFO BLQ BLQ BLQ BLQ BLQ BLQ: WND | [5 empty] | 33
55918 | Acciona Wind Energy USA LLC | 56665 | Dempsey Ridge Wind Farm | OK | Roger Mills | DR2 | Onshore Wind Turbine | WT |  | S | X | X |  |  | 92 |  | 92 | 92 |  | N |  |  | CN | X |  |  |  |  | N | IPP Non-CHP | 2 | X T T T T T T: X; DFO BLQ BLQ BLQ BLQ BLQ BLQ: WND |  |  |  | N |  | 61
55917 | National Institutes of Health | 56668 | NIH Cogeneration Facility | MD | Montgomery | CGTG | Natural Gas Fired Combustion Turbine | GT |  | S | X | X |  |  | 22 | 1 | 21.3 | 22.3 | 19 | N |  |  | RE | X | 7 | 2004 | 10 | 2018 | Y | Commercial Non-CHP | 4 | [11 empty] | N | N |  | 12H |  |  |  |  | N |  |  | N | bar: X T T T T T T to DFO BLQ BLQ BLQ BLQ BLQ BLQ
20323 | Wellhead Services, Inc | 56676 | Margarita Energy Center | CA | Orange | CTG1 | Natural Gas Fired Combustion Turbine | GT |  | S | X | X |  |  | 48.2 |  | 46.5 | 48.2 |  | N |  |  | CN | X |  |  |  |  | N | IPP Non-CHP | 2 | [11 empty] | N | bar: X T T T T T T to DFO BLQ BLQ BLQ BLQ BLQ BLQ
9617 | JEA | 56799 | Greenland Energy Center | FL | Duval | 3 | Natural Gas Fired Combined Cycle | CA |  | S | Y | X |  |  | 230 |  | 166.6 | 176.8 |  | N |  |  | IP | X |  |  |  |  | N | Electric Utility | 1 | bar: X T T T T T T to DFO BLQ BLQ BLQ BLQ BLQ BLQ
14328 | Pacific Gas & Electric Co. | 56820 | Britton Powerhouse | CA | Shasta | 1 | Conventional Hydroelectric | HY |  | S | X | X |  |  | 2.8 |  | 2.8 | 2.8 |  | N |  |  | CN | X |  |  |  |  | N | Electric Utility | 1 | X T T T T T T: X; DFO BLQ BLQ BLQ BLQ BLQ BLQ: WAT |  |  |  | N
14328 | Pacific Gas & Electric Co. | 56821 | Chalk Mountain Powerhouse | CA | Shasta | 1 | Conventional Hydroelectric | HY |  | S | X | X |  |  | 2.2 |  | 2.2 | 2.2 |  | N |  |  | CN | X |  |  |  |  | N | Electric Utility | 1 | X T T T T T T: X; DFO BLQ BLQ BLQ BLQ BLQ BLQ: WAT |  |  |  | N
14328 | Pacific Gas & Electric Co. | 56822 | Rock Creek Dam | CA | Plumas | 01 | Conventional Hydroelectric | HY |  | S | X | X |  |  | 3.6 |  | 3.6 | 3.6 |  | N |  |  | CN | X |  |  |  |  | N | Electric Utility | 1 | X T T T T T T: X; DFO BLQ BLQ BLQ BLQ BLQ BLQ: WAT |  |  |  | N
56046 | High Plains Wind Power LLC | 56834 | High Plains | TX | Carson | 1 | Onshore Wind Turbine | WT |  | S | X | X | EXELON_HPW1 | EXELON_HPW1 | 10 |  | 10 | 10 | 0.1 | N |  |  | RE | X | 4 | 2008 | 3 | 2020 | N | IPP Non-CHP | 2 | X T T T T T T: X; DFO BLQ BLQ BLQ BLQ BLQ BLQ: WND | [5 empty] | 8 | [8 empty] | N
3046 | Duke Energy Progress - (NC) | 56849 | Woodfin | NC | Buncombe | 1 | Natural Gas Fired Combustion Turbine | GT |  | S | X | X |  |  | 45.5 |  | 40 | 45.5 |  |  |  |  | CN | X |  |  |  |  | N | Electric Utility | 1 | X T T T T T T: X; DFO BLQ BLQ BLQ BLQ BLQ BLQ: NG; DFO BIT BIT BIT BIT BIT BIT: DFO |  |  |  | N | [11 empty] | N | Y
55858 | EDL Inc | 56866 | Middle Point Landfill Gas Recovery | TN | Rutherford | 1 | Landfill Gas | IC |  | S | X | X |  |  | 1.4 |  | 1.4 | 1.4 |  | N |  |  | RE | X | 6 | 2000 | 12 | 2011 | N | IPP Non-CHP | 2 | X T T T T T T: X; DFO BLQ BLQ BLQ BLQ BLQ BLQ: LFG
55858 | EDL Inc | 56866 | Middle Point Landfill Gas Recovery | TN | Rutherford | 2 | Landfill Gas | IC |  | S | X | X |  |  | 1.4 |  | 1.4 | 1.4 |  | N |  |  | RE | X | 6 | 2000 | 12 | 2011 | N | IPP Non-CHP | 2 | X T T T T T T: X; DFO BLQ BLQ BLQ BLQ BLQ BLQ: LFG
55858 | EDL Inc | 56867 | Roberts Road Power Plant | GA | Fayette | 1 | Landfill Gas | IC |  | S | X | X |  |  | 1.4 |  | 1.4 | 1.4 |  | N |  |  | RE | X | 10 | 2003 | 3 | 2012 | N | IPP Non-CHP | 2 | X T T T T T T: X; DFO BLQ BLQ BLQ BLQ BLQ BLQ: LFG
56081 | Southeastern Chester County Refuse Auth | 56873 | SECCRA Community Landfill | PA | Chester | 2 | Landfill Gas | IC |  | S | X | X |  |  | 1.1 |  | 1.1 | 1.1 |  | N |  |  | RE | X | 10 | 2008 | 11 | 2010 | N | Commercial Non-CHP | 4 | X T T T T T T: X; DFO BLQ BLQ BLQ BLQ BLQ BLQ: LFG |  |  |  | N
57249 | EPP Renewable Energy | 56885 | Maidencreek Biomass Plant | PA | Berks | GEN 1 | Wood/Wood Waste Biomass | ST |  | S | X | X |  |  | 5.2 |  | 5.2 | 5.2 |  | N |  |  | CN | X |  |  |  |  | N | IPP Non-CHP | 2 | X T T T T T T: X; DFO BLQ BLQ BLQ BLQ BLQ BLQ: WDS |  |  |  | N | [10 empty] | N
57249 | EPP Renewable Energy | 56886 | Jersey Shore Steel Co | PA | Clinton | GEN 1 | Landfill Gas | IC |  | S | X | X |  |  | 1.6 |  | 1.6 | 1.6 |  | N |  |  | CN | X |  |  |  |  | N | IPP Non-CHP | 2 | X T T T T T T: X; DFO BLQ BLQ BLQ BLQ BLQ BLQ: LFG |  |  |  | N | [10 empty] | N
57249 | EPP Renewable Energy | 56888 | Warren County Solar | NJ | Warren | GEN 5 | Solar Photovoltaic | PV |  | S | X | X |  |  | 0.5 |  | 0.5 | 0.5 |  | N |  |  | CN | X |  |  |  |  | N | IPP Non-CHP | 2 | X T T T T T T: X; DFO BLQ BLQ BLQ BLQ BLQ BLQ: SUN |  |  |  | N | [10 empty] | N
57249 | EPP Renewable Energy | 56888 | Warren County Solar | NJ | Warren | GEN 6 | Solar Photovoltaic | PV |  | S | X | X |  |  | 0.5 |  | 0.5 | 0.5 |  | N |  |  | CN | X |  |  |  |  | N | IPP Non-CHP | 2 | X T T T T T T: X; DFO BLQ BLQ BLQ BLQ BLQ BLQ: SUN |  |  |  | N | [10 empty] | N
57249 | EPP Renewable Energy | 56888 | Warren County Solar | NJ | Warren | GEN 7 | Solar Photovoltaic | PV |  | S | X | X |  |  | 0.5 |  | 0.5 | 0.5 |  | N |  |  | CN | X |  |  |  |  | N | IPP Non-CHP | 2 | X T T T T T T: X; DFO BLQ BLQ BLQ BLQ BLQ BLQ: SUN |  |  |  | N | [10 empty] | N
57249 | EPP Renewable Energy | 56888 | Warren County Solar | NJ | Warren | GEN 8 | Solar Photovoltaic | PV |  | S | X | X |  |  | 0.5 |  | 0.5 | 0.5 |  | N |  |  | CN | X |  |  |  |  | N | IPP Non-CHP | 2 | X T T T T T T: X; DFO BLQ BLQ BLQ BLQ BLQ BLQ: SUN |  |  |  | N | [10 empty] | N
57249 | EPP Renewable Energy | 56888 | Warren County Solar | NJ | Warren | GEN 9 | Solar Photovoltaic | PV |  | S | X | X |  |  | 0.5 |  | 0.5 | 0.5 |  | N |  |  | CN | X |  |  |  |  | N | IPP Non-CHP | 2 | X T T T T T T: X; DFO BLQ BLQ BLQ BLQ BLQ BLQ: SUN |  |  |  | N | [10 empty] | N
57249 | EPP Renewable Energy | 56888 | Warren County Solar | NJ | Warren | GEN10 | Solar Photovoltaic | PV |  | S | X | X |  |  | 0.5 |  | 0.5 | 0.5 |  | N |  |  | CN | X |  |  |  |  | N | IPP Non-CHP | 2 | X T T T T T T: X; DFO BLQ BLQ BLQ BLQ BLQ BLQ: SUN |  |  |  | N | [10 empty] | N
57249 | EPP Renewable Energy | 56891 | Moretown | VT | Washington | GEN 1 | Landfill Gas | IC |  | S | X | X |  |  | 1.6 | 0.8 | 1.6 | 1.6 | 0.8 | N |  |  | RE | X | 12 | 2008 | 1 | 2017 | N | IPP Non-CHP | 2 | X T T T T T T: X; DFO BLQ BLQ BLQ BLQ BLQ BLQ: LFG |  |  |  | N |  |  | 12H | [7 empty] | N
55868 | Noble Wind Operations LLC | 56903 | Noble Bellmont Windpark LLC | NY | Franklin | 1 | Onshore Wind Turbine | WT |  | S | X | X |  |  | 21 |  | 21 |  | 0 | N |  |  | CN | X |  |  |  |  | N | IPP Non-CHP | 2 | X T T T T T T: X; DFO BLQ BLQ BLQ BLQ BLQ BLQ: WND |  |  |  | N |  | 14
56167 | Imperial Valley Solar, LLC | 56917 | Imperial Valley Solar, LLC | CA | Imperial | 2 | Solar Photovoltaic | PV |  | S | X | X |  |  | 400 |  | 400 | 400 |  | N |  |  | CN | X |  |  |  |  | N | IPP Non-CHP | 2 | X T T T T T T: X; DFO BLQ BLQ BLQ BLQ BLQ BLQ: SUN |  |  |  | N
56175 | Fairbanks Morse Engine | 56937 | Fairbanks Morse Engine | WI | Rock | GEN7 | Petroleum Liquids | IC |  | S | X | X |  |  | 3.1 |  | 3.1 | 3.1 |  | N |  |  | RE | X | 8 | 1996 | 9 | 2007 | N | Industrial Non-CHP | 6 | X T T T T T T: X; DFO BLQ BLQ BLQ BLQ BLQ BLQ: DFO |  |  |  | N | N | [9 empty] | N | N
20323 | Wellhead Services, Inc | 56955 | Helms Energy Center | CA | Fresno | 1 | Natural Gas Fired Combustion Turbine | GT |  | S | X | X |  |  | 48 |  | 49 | 48 |  | N |  |  | CN | X |  |  |  |  | N | IPP Non-CHP | 2 | [11 empty] | N | bar: X T T T T T T to DFO BLQ BLQ BLQ BLQ BLQ BLQ
59880 | Pioneer Crossing Energy LLC | 56957 | Pioneer Crossing Energy, LLC | PA | Berks | LFG6 | Landfill Gas | IC |  | S | X | X |  |  | 1.6 |  | 1.6 |  | 1.3 |  |  |  | IP | X |  |  |  |  | N | IPP Non-CHP | 2 | X T T T T T T: X; DFO BLQ BLQ BLQ BLQ BLQ BLQ: LFG |  |  |  | N | [10 empty] | N | N | N
59880 | Pioneer Crossing Energy LLC | 56957 | Pioneer Crossing Energy, LLC | PA | Berks | LFG7 | Landfill Gas | IC |  | S | X | X |  |  | 1.6 |  | 1.6 | 1.6 |  |  |  |  | IP | X |  |  |  |  | N | IPP Non-CHP | 2 | X T T T T T T: X; DFO BLQ BLQ BLQ BLQ BLQ BLQ: LFG |  |  |  | N | [10 empty] | N
17609 | Southern California Edison Co | 56976 | Solar Photovoltaic Project #01 | CA | San Bernardino | S1A | Solar Photovoltaic | PV |  | S | X | X |  |  | 0.5 |  | 0.5 | 0.5 |  |  |  |  | RE | X | 11 | 2008 | 11 | 2011 | N | Electric Utility | 1 | X T T T T T T: X; DFO BLQ BLQ BLQ BLQ BLQ BLQ: SUN |  |  |  | N
17609 | Southern California Edison Co | 56976 | Solar Photovoltaic Project #01 | CA | San Bernardino | S1B | Solar Photovoltaic | PV |  | S | X | X |  |  | 0.5 |  | 0.5 | 0.5 |  |  |  |  | RE | X | 11 | 2008 | 11 | 2011 | N | Electric Utility | 1 | X T T T T T T: X; DFO BLQ BLQ BLQ BLQ BLQ BLQ: SUN |  |  |  | N
17609 | Southern California Edison Co | 56976 | Solar Photovoltaic Project #01 | CA | San Bernardino | S1C | Solar Photovoltaic | PV |  | S | X | X |  |  | 0.5 |  | 0.5 | 0.5 |  |  |  |  | RE | X | 11 | 2008 | 11 | 2011 | N | Electric Utility | 1 | X T T T T T T: X; DFO BLQ BLQ BLQ BLQ BLQ BLQ: SUN |  |  |  | N
17609 | Southern California Edison Co | 56976 | Solar Photovoltaic Project #01 | CA | San Bernardino | S1D | Solar Photovoltaic | PV |  | S | X | X |  |  | 0.5 |  | 0.5 | 0.5 |  |  |  |  | RE | X | 11 | 2008 | 11 | 2011 | N | Electric Utility | 1 | X T T T T T T: X; DFO BLQ BLQ BLQ BLQ BLQ BLQ: SUN |  |  |  | N
5580 | East Kentucky Power Coop, Inc | 56977 | Mason County LFGTE | KY | Mason | 1 | Landfill Gas | IC |  | S | X | X |  |  | 2 | 0.8 | 1.6 | 1.6 | 0.1 | N |  |  | RE | X | 5 | 2009 | 2 | 2015 | N | Electric Utility | 1 | X T T T T T T: X; DFO BLQ BLQ BLQ BLQ BLQ BLQ: LFG |  |  |  | N | N |  | 10M | [7 empty] | N | N | N
50158 | Innovative Energy Systems Inc | 56987 | Hyland LFGTE Facility | NY | Allegany | GEN4 | Landfill Gas | IC |  | W | X | X |  |  | 1.6 |  | 1.6 | 1.6 |  | N |  |  | CN | X |  |  |  |  | N | IPP Non-CHP | 2 | X T T T T T T: X; DFO BLQ BLQ BLQ BLQ BLQ BLQ: LFG | [14 empty] | N
56771 | Black Hills Service Company LLC | 56998 | Pueblo Airport Generating Station | CO | Pueblo | GT3 | Natural Gas Fired Combustion Turbine | GT |  | W | X | X |  |  | 100 |  | 90 | 90 |  | N |  |  | CN | X |  |  |  |  | N | IPP Non-CHP | 2 | bar: X T T T T T T to DFO BLQ BLQ BLQ BLQ BLQ BLQ
54842 | WM Renewable Energy LLC | 57020 | Westside Landfill Gas Recovery | TX | Parker | GEN3 | Landfill Gas | IC |  | S | X | X | DG_WSTHL | DG_WSTHL | 1.6 | 0.98 | 1.6 | 1.6 | 0.8 | N |  |  | RE | X | 3 | 2010 | 10 | 2017 | N | IPP Non-CHP | 2 | X T T T T T T: X; DFO BLQ BLQ BLQ BLQ BLQ BLQ: LFG | [6 empty] | 1H | [7 empty] | N | N | N
17650 | Southern Power Co | 57029 | Cleveland Cnty Generating Facility | NC | Cleveland | 5 | Natural Gas Fired Combustion Turbine | GT |  | S | X | X |  |  | 184 |  | 180.8 | 194.7 |  | N |  |  | CN | X |  |  |  |  | N | IPP Non-CHP | 2 | [11 empty] | N | [11 empty] | N | Y | bar: X T T T T T T to DFO BLQ BLQ BLQ BLQ BLQ BLQ
17650 | Southern Power Co | 57029 | Cleveland Cnty Generating Facility | NC | Cleveland | 6 | Natural Gas Fired Combustion Turbine | GT |  | S | X | X |  |  | 184 |  | 180.8 | 194.7 |  | N |  |  | CN | X |  |  |  |  | N | IPP Non-CHP | 2 | [11 empty] | N | [11 empty] | N | Y | bar: X T T T T T T to DFO BLQ BLQ BLQ BLQ BLQ BLQ
17650 | Southern Power Co | 57029 | Cleveland Cnty Generating Facility | NC | Cleveland | 7 | Natural Gas Fired Combustion Turbine | GT |  | S | X | X |  |  | 184 |  | 180.8 | 194.7 |  | N |  |  | CN | X |  |  |  |  | N | IPP Non-CHP | 2 | [11 empty] | N | [11 empty] | N | Y | bar: X T T T T T T to DFO BLQ BLQ BLQ BLQ BLQ BLQ
17650 | Southern Power Co | 57029 | Cleveland Cnty Generating Facility | NC | Cleveland | 8 | Natural Gas Fired Combustion Turbine | GT |  | S | X | X |  |  | 184 |  | 180.8 | 194.7 |  | N |  |  | CN | X |  |  |  |  | N | IPP Non-CHP | 2 | [11 empty] | N | [11 empty] | N | Y | bar: X T T T T T T to DFO BLQ BLQ BLQ BLQ BLQ BLQ
221 | Alaska Village Elec Coop, Inc | 57051 | Noatak | AK | Northwest Arctic | UNIT5 | Petroleum Liquids | IC |  | S | X | X |  |  | 0.4 | 0.9 | 0.4 | 0.4 | 0.1 |  |  |  | RE | X | 4 | 1990 | 8 | 2015 | Y | Electric Utility | 1 | X T T T T T T: T; DFO BLQ BLQ BLQ BLQ BLQ BLQ: DFO |  |  |  | N |  |  | 10M | [7 empty] | N
221 | Alaska Village Elec Coop, Inc | 57052 | Savoonga | AK | Nome | UNIT2 | Petroleum Liquids | IC |  | S | X | X |  |  | 0.5 | 0.9 | 0.5 | 0.5 | 0.1 | N |  |  | RE | X | 7 | 2008 | 5 | 2019 | Y | Electric Utility | 1 | X T T T T T T: T; DFO BLQ BLQ BLQ BLQ BLQ BLQ: DFO |  |  |  | N | N |  | 10M | [7 empty] | N
221 | Alaska Village Elec Coop, Inc | 57053 | Alakanuk | AK | Wade Hampton | G309 | Petroleum Liquids | IC |  | S | X | X |  |  | 0.5 |  | 0.5 | 0.5 |  | N |  |  | CN | X |  |  |  |  | Y | Electric Utility | 1 | DFO BLQ BLQ BLQ BLQ BLQ BLQ: DFO |  |  |  | N
221 | Alaska Village Elec Coop, Inc | 57053 | Alakanuk | AK | Wade Hampton | UNIT1 | Petroleum Liquids | IC |  | S | X | X |  |  | 0.4 | 0.9 | 0.4 | 0.4 | 0.1 |  |  |  | RE | X | 1 | 2008 | 8 | 2016 | Y | Electric Utility | 1 | DFO BLQ BLQ BLQ BLQ BLQ BLQ: DFO |  |  |  | N |  |  | 10M | [7 empty] | N
221 | Alaska Village Elec Coop, Inc | 57053 | Alakanuk | AK | Wade Hampton | UNIT2 | Petroleum Liquids | IC |  | S | X | X |  |  | 0.5 | 0.9 | 0.5 | 0.5 | 0.1 |  |  |  | RE | X | 12 | 1999 | 8 | 2016 | Y | Electric Utility | 1 | X T T T T T T: T; DFO BLQ BLQ BLQ BLQ BLQ BLQ: DFO |  |  |  | N |  |  | 10M | [7 empty] | N
221 | Alaska Village Elec Coop, Inc | 57053 | Alakanuk | AK | Wade Hampton | UNIT3 | Petroleum Liquids | IC |  | S | X | X |  |  | 0.4 | 0.9 | 0.4 | 0.4 | 0.1 |  |  |  | RE | X | 10 | 1993 | 8 | 2016 | Y | Electric Utility | 1 | X T T T T T T: T; DFO BLQ BLQ BLQ BLQ BLQ BLQ: DFO |  |  |  | N |  |  | 10M | [7 empty] | N
221 | Alaska Village Elec Coop, Inc | 57055 | Stebbins | AK | Nome | UNIT1 | Petroleum Liquids | IC |  | S | X | X |  |  | 0.5 | 0.9 | 0.5 | 0.5 | 0.1 |  |  |  | RE | X | 10 | 2007 | 3 | 2014 | N | Electric Utility | 1 | X T T T T T T: X; DFO BLQ BLQ BLQ BLQ BLQ BLQ: DFO |  |  |  | N |  |  | 10M | [7 empty] | N
221 | Alaska Village Elec Coop, Inc | 57055 | Stebbins | AK | Nome | UNIT2 | Petroleum Liquids | IC |  | S | X | X |  |  | 0.4 | 0.9 | 0.4 | 0.4 | 0.1 |  |  |  | RE | X | 3 | 1992 | 3 | 2014 | N | Electric Utility | 1 | X T T T T T T: X; DFO BLQ BLQ BLQ BLQ BLQ BLQ: DFO |  |  |  | N |  |  | 10M | [7 empty] | N
221 | Alaska Village Elec Coop, Inc | 57055 | Stebbins | AK | Nome | UNIT3 | Petroleum Liquids | IC |  | S | X | X |  |  | 0.3 | 0.9 | 0.3 | 0.3 | 0.1 |  |  |  | RE | X | 5 | 1990 | 3 | 2014 | N | Electric Utility | 1 | X T T T T T T: X; DFO BLQ BLQ BLQ BLQ BLQ BLQ: DFO |  |  |  | N |  |  | 10M | [7 empty] | N
221 | Alaska Village Elec Coop, Inc | 57057 | Quinhagak | AK | Bethel | 1A | Petroleum Liquids | IC |  | S | X | X |  |  | 0.5 | 0.9 | 0.5 | 0.5 |  |  |  |  | CN | X |  |  |  |  | N | Electric Utility | 1 | DFO BLQ BLQ BLQ BLQ BLQ BLQ: DFO | [14 empty] | N
221 | Alaska Village Elec Coop, Inc | 57057 | Quinhagak | AK | Bethel | UNIT3 | Petroleum Liquids | IC |  | S | X | X |  |  | 0.4 | 0.9 | 0.4 | 0.4 | 0.1 |  |  |  | RE | X | 12 | 1986 | 8 | 2019 | Y | Electric Utility | 1 | X T T T T T T: T; DFO BLQ BLQ BLQ BLQ BLQ BLQ: DFO |  |  |  | N | N |  | 10M | [7 empty] | N
221 | Alaska Village Elec Coop, Inc | 57058 | Pilot Station | AK | Wade Hampton | UNIT1 | Petroleum Liquids | IC |  | S | X | X |  |  | 0.4 | 0.9 | 0.4 | 0.4 | 0.1 |  |  |  | RE | X | 12 | 1998 | 4 | 2018 | Y | Electric Utility | 1 | X T T T T T T: T; DFO BLQ BLQ BLQ BLQ BLQ BLQ: DFO |  |  |  | N | N |  | 10M | [7 empty] | N
221 | Alaska Village Elec Coop, Inc | 57060 | Elim | AK | Nome | UNIT3 | Petroleum Liquids | IC |  | S | X | X |  |  | 1 | 0.9 | 0.5 | 0.5 | 0.1 |  |  |  | RE | X | 6 | 2003 | 6 | 2019 | Y | Electric Utility | 1 | X T T T T T T: T; DFO BLQ BLQ BLQ BLQ BLQ BLQ: DFO |  |  |  | N | N |  | 10M | [7 empty] | N
221 | Alaska Village Elec Coop, Inc | 57061 | St. Michael | AK | Nome | UNIT1 | Petroleum Liquids | IC |  | S | X | X |  |  | 0.5 | 0.9 | 0.5 | 0.5 | 0.1 |  |  |  | RE | X | 12 | 2005 | 8 | 2015 | N | Electric Utility | 1 | X T T T T T T: X; DFO BLQ BLQ BLQ BLQ BLQ BLQ: DFO |  |  |  | N |  |  | 10M | [7 empty] | N
221 | Alaska Village Elec Coop, Inc | 57061 | St. Michael | AK | Nome | UNIT2 | Petroleum Liquids | IC |  | S | X | X |  |  | 0.3 | 0.9 | 0.3 | 0.3 | 0.1 |  |  |  | RE | X | 3 | 2000 | 8 | 2015 | Y | Electric Utility | 1 | X T T T T T T: T; DFO BLQ BLQ BLQ BLQ BLQ BLQ: DFO |  |  |  | N |  |  | 10M | [7 empty] | N
221 | Alaska Village Elec Coop, Inc | 57061 | St. Michael | AK | Nome | UNIT3 | Petroleum Liquids | IC |  | S | X | X |  |  | 0.2 | 0.9 | 0.2 | 0.2 | 0.1 |  |  |  | RE | X | 12 | 1995 | 8 | 2015 | Y | Electric Utility | 1 | X T T T T T T: T; DFO BLQ BLQ BLQ BLQ BLQ BLQ: DFO |  |  |  | N |  |  | 10M | [7 empty] | N
221 | Alaska Village Elec Coop, Inc | 57062 | Gambell | AK | Nome | UNIT1 | Petroleum Liquids | IC |  | S | X | X |  |  | 0.3 | 0.9 | 0.3 | 0.3 | 0.1 |  |  |  | RE | X | 12 | 1985 | 8 | 2006 | Y | Electric Utility | 1 | X T T T T T T: T; DFO BLQ BLQ BLQ BLQ BLQ BLQ: DFO |  |  |  | N |  |  | 10M | [7 empty] | N
221 | Alaska Village Elec Coop, Inc | 57066 | Kasigluk | AK | Bethel | UNIT1 | Petroleum Liquids | IC |  | S | X | X |  |  | 0.4 | 0.9 | 0.4 | 0.4 | 0.1 |  |  |  | RE | X | 5 | 2006 | 12 | 2017 | Y | Electric Utility | 1 | X T T T T T T: T; DFO BLQ BLQ BLQ BLQ BLQ BLQ: DFO |  |  |  | N |  |  | 10M | [7 empty] | N
221 | Alaska Village Elec Coop, Inc | 57067 | Toksook Bay | AK | Bethel | UNIT1 | Petroleum Liquids | IC |  | S | X | X |  |  | 0.4 | 0.9 | 0.4 | 0.4 | 0.1 |  |  |  | RE | X | 8 | 2005 | 9 | 2019 | Y | Electric Utility | 1 | X T T T T T T: T; DFO BLQ BLQ BLQ BLQ BLQ BLQ: DFO |  |  |  | N | N |  | 10M | [7 empty] | N
59155 | Evergreen Wind, LLC | 57087 | Kahuku Wind Power LLC | HI | Honolulu | 2 | Batteries | BA |  | S | X | X |  |  | 15 |  | 15 | 15 |  | N |  |  | RE | X | 3 | 2011 | 8 | 2013 | N | IPP Non-CHP | 2 | X T T T T T T: X; DFO BLQ BLQ BLQ BLQ BLQ BLQ: MWH |  |  |  | N
59155 | Evergreen Wind, LLC | 57088 | Bowers Wind Project | ME | Penobscot | 1 | Onshore Wind Turbine | WT |  | S | X | X |  |  | 48 |  | 48 | 48 |  | N |  |  | IP | X |  |  |  |  | N | IPP Non-CHP | 2 | X T T T T T T: X; DFO BLQ BLQ BLQ BLQ BLQ BLQ: WND |  |  |  | N | N | 16
17609 | Southern California Edison Co | 57127 | Solar Photovoltaic Project #24 | CA | San Bernardino | SO24A | Solar Photovoltaic | PV |  | S | X | X |  |  | 0.5 |  | 0.5 | 0.5 |  |  |  |  | CN | X |  |  |  |  | N | Electric Utility | 1 | X T T T T T T: X; DFO BLQ BLQ BLQ BLQ BLQ BLQ: SUN |  |  |  | N
17609 | Southern California Edison Co | 57127 | Solar Photovoltaic Project #24 | CA | San Bernardino | SO24B | Solar Photovoltaic | PV |  | S | X | X |  |  | 0.5 |  | 0.5 | 0.5 |  |  |  |  | CN | X |  |  |  |  | N | Electric Utility | 1 | X T T T T T T: X; DFO BLQ BLQ BLQ BLQ BLQ BLQ: SUN |  |  |  | N
17609 | Southern California Edison Co | 57127 | Solar Photovoltaic Project #24 | CA | San Bernardino | SO24C | Solar Photovoltaic | PV |  | S | X | X |  |  | 0.5 |  | 0.5 | 0.5 |  |  |  |  | CN | X |  |  |  |  | N | Electric Utility | 1 | X T T T T T T: X; DFO BLQ BLQ BLQ BLQ BLQ BLQ: SUN |  |  |  | N
17609 | Southern California Edison Co | 57127 | Solar Photovoltaic Project #24 | CA | San Bernardino | SO24D | Solar Photovoltaic | PV |  | S | X | X |  |  | 0.5 |  | 0.5 | 0.5 |  |  |  |  | CN | X |  |  |  |  | N | Electric Utility | 1 | X T T T T T T: X; DFO BLQ BLQ BLQ BLQ BLQ BLQ: SUN |  |  |  | N
17609 | Southern California Edison Co | 57127 | Solar Photovoltaic Project #24 | CA | San Bernardino | SO24E | Solar Photovoltaic | PV |  | S | X | X |  |  | 0.5 |  | 0.5 | 0.5 |  |  |  |  | CN | X |  |  |  |  | N | Electric Utility | 1 | X T T T T T T: X; DFO BLQ BLQ BLQ BLQ BLQ BLQ: SUN |  |  |  | N
17609 | Southern California Edison Co | 57127 | Solar Photovoltaic Project #24 | CA | San Bernardino | SO24F | Solar Photovoltaic | PV |  | S | X | X |  |  | 0.5 |  | 0.5 | 0.5 |  |  |  |  | CN | X |  |  |  |  | N | Electric Utility | 1 | X T T T T T T: X; DFO BLQ BLQ BLQ BLQ BLQ BLQ: SUN |  |  |  | N
17609 | Southern California Edison Co | 57127 | Solar Photovoltaic Project #24 | CA | San Bernardino | SO24G | Solar Photovoltaic | PV |  | S | X | X |  |  | 0.5 |  | 0.5 | 0.5 |  |  |  |  | CN | X |  |  |  |  | N | Electric Utility | 1 | X T T T T T T: X; DFO BLQ BLQ BLQ BLQ BLQ BLQ: SUN |  |  |  | N
17609 | Southern California Edison Co | 57127 | Solar Photovoltaic Project #24 | CA | San Bernardino | SO24H | Solar Photovoltaic | PV |  | S | X | X |  |  | 0.5 |  | 0.5 | 0.5 |  |  |  |  | CN | X |  |  |  |  | N | Electric Utility | 1 | X T T T T T T: X; DFO BLQ BLQ BLQ BLQ BLQ BLQ: SUN |  |  |  | N
11217 | Los Angeles County Sanitation | 57163 | Calabasas Gas to Energy Facility | CA | Los Angeles | GEN2 | Landfill Gas | GT |  | S | X | X |  |  | 4.6 | 0.8 | 3.3 | 3.6 | 3 | N |  |  | RE | X | 7 | 2010 | 8 | 2018 | N | Commercial Non-CHP | 4 | X T T T T T T: X; DFO BLQ BLQ BLQ BLQ BLQ BLQ: LFG |  |  |  | N | N |  | 1H | [7 empty] | Y | Y | N
54842 | WM Renewable Energy LLC | 57164 | Waste Management Tri-Cities LFGTE | CA | Alameda | GEN1 | Landfill Gas | IC |  | S | X | X |  |  | 1.6 | 0.98 | 1.6 | 1.6 |  | N |  |  | CN | X |  |  |  |  | N | IPP Non-CHP | 2 | X T T T T T T: X; DFO BLQ BLQ BLQ BLQ BLQ BLQ: LFG |  |  |  | N | [10 empty] | N | N | N
54842 | WM Renewable Energy LLC | 57164 | Waste Management Tri-Cities LFGTE | CA | Alameda | GEN2 | Landfill Gas | IC |  | S | X | X |  |  | 1.6 | 0.98 | 1.6 | 1.6 |  | N |  |  | CN | X |  |  |  |  | N | IPP Non-CHP | 2 | X T T T T T T: X; DFO BLQ BLQ BLQ BLQ BLQ BLQ: LFG |  |  |  | N | [10 empty] | N | N | N
54842 | WM Renewable Energy LLC | 57164 | Waste Management Tri-Cities LFGTE | CA | Alameda | GEN3 | Landfill Gas | IC |  | S | X | X |  |  | 1.6 | 0.98 | 1.6 | 1.6 |  | N |  |  | CN | X |  |  |  |  | N | IPP Non-CHP | 2 | X T T T T T T: X; DFO BLQ BLQ BLQ BLQ BLQ BLQ: LFG |  |  |  | N | [10 empty] | N | N | N
56523 | Colorado Highlands Wind LLC | 57174 | Colorado Highlands Wind | CO | Logan | CHW3 | Onshore Wind Turbine | WT |  | S | X | X |  |  | 19.7 |  | 19.7 | 19.7 |  |  |  |  | CN | X |  |  |  |  | N | IPP Non-CHP | 2 | X T T T T T T: X; DFO BLQ BLQ BLQ BLQ BLQ BLQ: WND | [5 empty] | 11 | [8 empty] | N
7277 | Calpine Corporation | 57180 | Buckeye Geothermal Power Plant | CA | Lake | 1 | Geothermal | ST |  | S | X | X |  |  | 56.9 |  | 49.9 | 49.9 |  | N |  |  | IP | X |  |  |  |  | N | IPP Non-CHP | 2 | X T T T T T T: X; DFO BLQ BLQ BLQ BLQ BLQ BLQ: GEO |  |  |  | N | [10 empty] | N |  | N
7277 | Calpine Corporation | 57181 | Wild Horse Power Plant | CA | Sonoma | 1 | Geothermal | ST |  | S | X | X |  |  | 48 |  | 40 | 40 |  | N |  |  | IP | X |  |  |  |  | N | IPP Non-CHP | 2 | X T T T T T T: X; DFO BLQ BLQ BLQ BLQ BLQ BLQ: GEO |  |  |  | N | [10 empty] | N |  | N
57249 | EPP Renewable Energy | 57183 | PPL Glendon LFGTE Plant | PA | Northampton | 3 | Landfill Gas | IC |  | S | X | X |  |  | 1.6 |  | 1.6 | 1.6 |  | N |  |  | CN | X |  |  |  |  | N | IPP Non-CHP | 2 | X T T T T T T: X; DFO BLQ BLQ BLQ BLQ BLQ BLQ: LFG | [14 empty] | N
56545 | Pattern Operators LP | 57193 | Ripley Westfield Wind LLC | NY | Chautauqua | WTG | Onshore Wind Turbine | WT |  | W | X | X |  |  | 75 |  | 75 | 75 |  |  |  |  | CN | X |  |  |  |  | N | IPP Non-CHP | 2 | X T T T T T T: X; DFO BLQ BLQ BLQ BLQ BLQ BLQ: WND |  |  |  | N |  | 52
19558 | Homer Electric Assn Inc | 57206 | Soldotna | AK | Kenai Peninsula | 2 | Natural Gas Fired Combustion Turbine | GT |  | S | X | X |  |  | 50 |  | 44 | 49 |  |  |  |  | IP | X |  |  |  |  | N | Electric Utility | 1 | [11 empty] | N | [10 empty] | N | N | N | bar: X T T T T T T to DFO BLQ BLQ BLQ BLQ BLQ BLQ
13994 | Oglethorpe Power Corporation | 57209 | Rumble Road Energy Center | GA | Monroe | 3 | Natural Gas Fired Combined Cycle | CA |  | S | Y | X |  |  | 0 | 0 | [6 empty] | CN | X |  |  |  |  | N | Electric Utility | 1 | [11 empty] | N | bar: X T T T T T T to DFO BLQ BLQ BLQ BLQ BLQ BLQ
13994 | Oglethorpe Power Corporation | 57209 | Rumble Road Energy Center | GA | Monroe | 3A | Natural Gas Fired Combined Cycle | CT |  | S | X |  |  |  | 0 | [7 empty] | CN | X |  |  |  |  | N | Electric Utility | 1 | [11 empty] | N | bar: X T T T T T T to DFO BLQ BLQ BLQ BLQ BLQ BLQ
13994 | Oglethorpe Power Corporation | 57209 | Rumble Road Energy Center | GA | Monroe | 3B | Natural Gas Fired Combined Cycle | CT |  | S | X |  |  |  | 0 | [7 empty] | CN | X |  |  |  |  | N | Electric Utility | 1 | [11 empty] | N | bar: X T T T T T T to DFO BLQ BLQ BLQ BLQ BLQ BLQ
17609 | Southern California Edison Co | 57218 | Solar Photovoltaic Project #04 | CA | San Bernardino | S004A | Solar Photovoltaic | PV |  | S | X | X |  |  | 0.5 |  | 0.5 | 0.5 |  |  |  |  | CN | X |  |  |  |  | N | Electric Utility | 1 | X T T T T T T: X; DFO BLQ BLQ BLQ BLQ BLQ BLQ: SUN |  |  |  | N
17609 | Southern California Edison Co | 57218 | Solar Photovoltaic Project #04 | CA | San Bernardino | S004B | Solar Photovoltaic | PV |  | S | X | X |  |  | 0.5 |  | 0.5 | 0.5 |  |  |  |  | CN | X |  |  |  |  | N | Electric Utility | 1 | X T T T T T T: X; DFO BLQ BLQ BLQ BLQ BLQ BLQ: SUN |  |  |  | N
17609 | Southern California Edison Co | 57218 | Solar Photovoltaic Project #04 | CA | San Bernardino | S004C | Solar Photovoltaic | PV |  | S | X | X |  |  | 0.5 |  | 0.5 | 0.5 |  |  |  |  | CN | X |  |  |  |  | N | Electric Utility | 1 | X T T T T T T: X; DFO BLQ BLQ BLQ BLQ BLQ BLQ: SUN |  |  |  | N
17609 | Southern California Edison Co | 57222 | Solar Photovoltaic Project #08 | CA | San Bernardino | S008E | Solar Photovoltaic | PV |  | S | X | X |  |  | 0.5 |  | 0.5 | 0.5 |  |  |  |  | CN | X |  |  |  |  | N | Electric Utility | 1 | X T T T T T T: X; DFO BLQ BLQ BLQ BLQ BLQ BLQ: SUN |  |  |  | N
17609 | Southern California Edison Co | 57223 | Solar Photovoltaic Project #09 | CA | San Bernardino | S009C | Solar Photovoltaic | PV |  | S | X | X |  |  | 0.5 |  | 0.5 | 0.5 |  |  |  |  | CN | X |  |  |  |  | N | Electric Utility | 1 | X T T T T T T: X; DFO BLQ BLQ BLQ BLQ BLQ BLQ: SUN |  |  |  | N
17609 | Southern California Edison Co | 57224 | Solar Photovoltaic Project #10 | CA | San Bernardino | S010D | Solar Photovoltaic | PV |  | S | X | X |  |  | 0.5 |  | 0.5 | 0.5 |  |  |  |  | CN | X |  |  |  |  | N | Electric Utility | 1 | X T T T T T T: X; DFO BLQ BLQ BLQ BLQ BLQ BLQ: SUN |  |  |  | N
17609 | Southern California Edison Co | 57226 | Solar Photovoltaic Project #12 | CA | San Bernardino | S012B | Solar Photovoltaic | PV |  | S | X | X |  |  | 0.5 |  | 0.5 | 0.5 |  |  |  |  | CN | X |  |  |  |  | N | Electric Utility | 1 | X T T T T T T: X; DFO BLQ BLQ BLQ BLQ BLQ BLQ: SUN |  |  |  | N
17609 | Southern California Edison Co | 57228 | Solar Photovoltaic Project #14 | CA | San Bernardino | S014A | Solar Photovoltaic | PV |  | S | X | X |  |  | 0.5 |  | 0.5 | 0.5 |  |  |  |  | CN | X |  |  |  |  | N | Electric Utility | 1 | X T T T T T T: X; DFO BLQ BLQ BLQ BLQ BLQ BLQ: SUN |  |  |  | N
17609 | Southern California Edison Co | 57228 | Solar Photovoltaic Project #14 | CA | San Bernardino | S014B | Solar Photovoltaic | PV |  | S | X | X |  |  | 0.5 |  | 0.5 | 0.5 |  |  |  |  | CN | X |  |  |  |  | N | Electric Utility | 1 | X T T T T T T: X; DFO BLQ BLQ BLQ BLQ BLQ BLQ: SUN |  |  |  | N
17609 | Southern California Edison Co | 57228 | Solar Photovoltaic Project #14 | CA | San Bernardino | S014C | Solar Photovoltaic | PV |  | S | X | X |  |  | 0.5 |  | 0.5 | 0.5 |  |  |  |  | CN | X |  |  |  |  | N | Electric Utility | 1 | X T T T T T T: X; DFO BLQ BLQ BLQ BLQ BLQ BLQ: SUN |  |  |  | N
17609 | Southern California Edison Co | 57231 | Solar Photovoltaic Project #17 | CA | San Bernardino | S017H | Solar Photovoltaic | PV |  | S | X | X |  |  | 0.5 |  | 0.5 | 0.5 |  |  |  |  | CN | X |  |  |  |  | N | Electric Utility | 1 | X T T T T T T: X; DFO BLQ BLQ BLQ BLQ BLQ BLQ: SUN |  |  |  | N
17609 | Southern California Edison Co | 57232 | Solar Photovoltaic Project #18 | CA | San Bernardino | S018D | Solar Photovoltaic | PV |  | S | X | X |  |  | 0.5 |  | 0.5 | 0.5 |  |  |  |  | CN | X |  |  |  |  | N | Electric Utility | 1 | X T T T T T T: X; DFO BLQ BLQ BLQ BLQ BLQ BLQ: SUN |  |  |  | N
17609 | Southern California Edison Co | 57233 | Solar Photovoltaic Project #19 | CA | San Bernardino | S019A | Solar Photovoltaic | PV |  | S | X | X |  |  | 1 |  | 0.5 | 0.5 |  |  |  |  | CN | X |  |  |  |  | N | Electric Utility | 1 | X T T T T T T: X; DFO BLQ BLQ BLQ BLQ BLQ BLQ: SUN |  |  |  | N
17609 | Southern California Edison Co | 57233 | Solar Photovoltaic Project #19 | CA | San Bernardino | S019B | Solar Photovoltaic | PV |  | S | X | X |  |  | 0.5 |  | 0.5 | 0.5 |  |  |  |  | CN | X |  |  |  |  | N | Electric Utility | 1 | X T T T T T T: X; DFO BLQ BLQ BLQ BLQ BLQ BLQ: SUN |  |  |  | N
17609 | Southern California Edison Co | 57233 | Solar Photovoltaic Project #19 | CA | San Bernardino | S019C | Solar Photovoltaic | PV |  | S | X | X |  |  | 0.5 |  | 0.5 | 0.5 |  |  |  |  | CN | X |  |  |  |  | N | Electric Utility | 1 | X T T T T T T: X; DFO BLQ BLQ BLQ BLQ BLQ BLQ: SUN |  |  |  | N
17609 | Southern California Edison Co | 57233 | Solar Photovoltaic Project #19 | CA | San Bernardino | S019D | Solar Photovoltaic | PV |  | S | X | X |  |  | 0.5 |  | 0.5 | 0.5 |  |  |  |  | CN | X |  |  |  |  | N | Electric Utility | 1 | X T T T T T T: X; DFO BLQ BLQ BLQ BLQ BLQ BLQ: SUN |  |  |  | N
17609 | Southern California Edison Co | 57233 | Solar Photovoltaic Project #19 | CA | San Bernardino | S019E | Solar Photovoltaic | PV |  | S | X | X |  |  | 0.5 |  | 0.5 | 0.5 |  |  |  |  | CN | X |  |  |  |  | N | Electric Utility | 1 | X T T T T T T: X; DFO BLQ BLQ BLQ BLQ BLQ BLQ: SUN |  |  |  | N
17609 | Southern California Edison Co | 57233 | Solar Photovoltaic Project #19 | CA | San Bernardino | S019F | Solar Photovoltaic | PV |  | S | X | X |  |  | 0.5 |  | 0.5 | 0.5 |  |  |  |  | CN | X |  |  |  |  | N | Electric Utility | 1 | X T T T T T T: X; DFO BLQ BLQ BLQ BLQ BLQ BLQ: SUN |  |  |  | N
17609 | Southern California Edison Co | 57233 | Solar Photovoltaic Project #19 | CA | San Bernardino | S019G | Solar Photovoltaic | PV |  | S | X | X |  |  | 0.5 |  | 0.5 | 0.5 |  |  |  |  | CN | X |  |  |  |  | N | Electric Utility | 1 | X T T T T T T: X; DFO BLQ BLQ BLQ BLQ BLQ BLQ: SUN |  |  |  | N
17609 | Southern California Edison Co | 57233 | Solar Photovoltaic Project #19 | CA | San Bernardino | S019H | Solar Photovoltaic | PV |  | S | X | X |  |  | 0.5 |  | 0.5 | 0.5 |  |  |  |  | CN | X |  |  |  |  | N | Electric Utility | 1 | X T T T T T T: X; DFO BLQ BLQ BLQ BLQ BLQ BLQ: SUN |  |  |  | N
17609 | Southern California Edison Co | 57233 | Solar Photovoltaic Project #19 | CA | San Bernardino | S019I | Solar Photovoltaic | PV |  | S | X | X |  |  | 0.5 |  | 0.5 | 0.5 |  |  |  |  | CN | X |  |  |  |  | N | Electric Utility | 1 | X T T T T T T: X; DFO BLQ BLQ BLQ BLQ BLQ BLQ: SUN |  |  |  | N
17609 | Southern California Edison Co | 57234 | Solar Photovoltaic Project #20 | CA | San Bernardino | S020A | Solar Photovoltaic | PV |  | S | X | X |  |  | 0.5 |  | 0.5 | 0.5 |  |  |  |  | CN | X |  |  |  |  | N | Electric Utility | 1 | X T T T T T T: X; DFO BLQ BLQ BLQ BLQ BLQ BLQ: SUN |  |  |  | N
17609 | Southern California Edison Co | 57234 | Solar Photovoltaic Project #20 | CA | San Bernardino | S020B | Solar Photovoltaic | PV |  | S | X | X |  |  | 0.5 |  | 0.5 | 0.5 |  |  |  |  | CN | X |  |  |  |  | N | Electric Utility | 1 | X T T T T T T: X; DFO BLQ BLQ BLQ BLQ BLQ BLQ: SUN |  |  |  | N
17609 | Southern California Edison Co | 57234 | Solar Photovoltaic Project #20 | CA | San Bernardino | S020C | Solar Photovoltaic | PV |  | S | X | X |  |  | 0.5 |  | 0.5 | 0.5 |  |  |  |  | CN | X |  |  |  |  | N | Electric Utility | 1 | X T T T T T T: X; DFO BLQ BLQ BLQ BLQ BLQ BLQ: SUN |  |  |  | N
17609 | Southern California Edison Co | 57234 | Solar Photovoltaic Project #20 | CA | San Bernardino | S020D | Solar Photovoltaic | PV |  | S | X | X |  |  | 0.5 |  | 0.5 | 0.5 |  |  |  |  | CN | X |  |  |  |  | N | Electric Utility | 1 | X T T T T T T: X; DFO BLQ BLQ BLQ BLQ BLQ BLQ: SUN |  |  |  | N
17609 | Southern California Edison Co | 57234 | Solar Photovoltaic Project #20 | CA | San Bernardino | S020E | Solar Photovoltaic | PV |  | S | X | X |  |  | 0.5 |  | 0.5 | 0.5 |  |  |  |  | CN | X |  |  |  |  | N | Electric Utility | 1 | X T T T T T T: X; DFO BLQ BLQ BLQ BLQ BLQ BLQ: SUN |  |  |  | N
17609 | Southern California Edison Co | 57234 | Solar Photovoltaic Project #20 | CA | San Bernardino | S020F | Solar Photovoltaic | PV |  | S | X | X |  |  | 0.5 |  | 0.5 | 0.5 |  |  |  |  | CN | X |  |  |  |  | N | Electric Utility | 1 | X T T T T T T: X; DFO BLQ BLQ BLQ BLQ BLQ BLQ: SUN |  |  |  | N
17609 | Southern California Edison Co | 57234 | Solar Photovoltaic Project #20 | CA | San Bernardino | S020G | Solar Photovoltaic | PV |  | S | X | X |  |  | 0.5 |  | 0.5 | 0.5 |  |  |  |  | CN | X |  |  |  |  | N | Electric Utility | 1 | X T T T T T T: X; DFO BLQ BLQ BLQ BLQ BLQ BLQ: SUN |  |  |  | N
17609 | Southern California Edison Co | 57235 | Solar Photovoltaic Project #21 | CA | San Bernardino | S021A | Solar Photovoltaic | PV |  | S | X | X |  |  | 0.5 |  | 0.5 | 0.5 |  |  |  |  | CN | X |  |  |  |  | N | Electric Utility | 1 | X T T T T T T: X; DFO BLQ BLQ BLQ BLQ BLQ BLQ: SUN |  |  |  | N
17609 | Southern California Edison Co | 57235 | Solar Photovoltaic Project #21 | CA | San Bernardino | S021B | Solar Photovoltaic | PV |  | S | X | X |  |  | 0.5 |  | 0.5 | 0.5 |  |  |  |  | CN | X |  |  |  |  | N | Electric Utility | 1 | X T T T T T T: X; DFO BLQ BLQ BLQ BLQ BLQ BLQ: SUN |  |  |  | N
17609 | Southern California Edison Co | 57235 | Solar Photovoltaic Project #21 | CA | San Bernardino | S021C | Solar Photovoltaic | PV |  | S | X | X |  |  | 0.5 |  | 0.5 | 0.5 |  |  |  |  | CN | X |  |  |  |  | N | Electric Utility | 1 | X T T T T T T: X; DFO BLQ BLQ BLQ BLQ BLQ BLQ: SUN |  |  |  | N
17609 | Southern California Edison Co | 57235 | Solar Photovoltaic Project #21 | CA | San Bernardino | S021D | Solar Photovoltaic | PV |  | S | X | X |  |  | 0.5 |  | 0.5 | 0.5 |  |  |  |  | CN | X |  |  |  |  | N | Electric Utility | 1 | X T T T T T T: X; DFO BLQ BLQ BLQ BLQ BLQ BLQ: SUN |  |  |  | N
17609 | Southern California Edison Co | 57235 | Solar Photovoltaic Project #21 | CA | San Bernardino | S021E | Solar Photovoltaic | PV |  | S | X | X |  |  | 0.5 |  | 0.5 | 0.5 |  |  |  |  | CN | X |  |  |  |  | N | Electric Utility | 1 | X T T T T T T: X; DFO BLQ BLQ BLQ BLQ BLQ BLQ: SUN |  |  |  | N
17609 | Southern California Edison Co | 57236 | Solar Photovoltaic Project #23 | CA | San Bernardino | S023F | Solar Photovoltaic | PV |  | S | X | X |  |  | 0.5 |  | 0.5 | 0.5 |  |  |  |  | CN | X |  |  |  |  | N | Electric Utility | 1 | X T T T T T T: X; DFO BLQ BLQ BLQ BLQ BLQ BLQ: SUN |  |  |  | N
17609 | Southern California Edison Co | 57246 | Solar Photovoltaic Project #27 | CA | San Bernardino | S027E | Solar Photovoltaic | PV |  | S | X | X |  |  | 0.5 |  | 0.5 | 0.5 |  |  |  |  | CN | X |  |  |  |  | N | Electric Utility | 1 | X T T T T T T: X; DFO BLQ BLQ BLQ BLQ BLQ BLQ: SUN |  |  |  | N
17609 | Southern California Edison Co | 57246 | Solar Photovoltaic Project #27 | CA | San Bernardino | S027F | Solar Photovoltaic | PV |  | S | X | X |  |  | 0.5 |  | 0.5 | 0.5 |  |  |  |  | CN | X |  |  |  |  | N | Electric Utility | 1 | X T T T T T T: X; DFO BLQ BLQ BLQ BLQ BLQ BLQ: SUN |  |  |  | N
17609 | Southern California Edison Co | 57247 | Solar Photovoltaic Project #28 | CA | San Bernardino | S028H | Solar Photovoltaic | PV |  | S | X | X |  |  | 0.5 |  | 0.5 | 0.5 |  |  |  |  | CN | X |  |  |  |  | N | Electric Utility | 1 | X T T T T T T: X; DFO BLQ BLQ BLQ BLQ BLQ BLQ: SUN |  |  |  | N
56633 | Trishe Wind Minnesota | 57255 | Trishe Wind Minnesota | MN | Kandiyohi | 1 | Onshore Wind Turbine | WT |  | S | X | X |  |  | 40 |  | 40 | 40 |  | N |  |  | CN | X |  |  |  |  | N | IPP Non-CHP | 2 | X T T T T T T: X; DFO BLQ BLQ BLQ BLQ BLQ BLQ: WND |  |  |  | N |  | 20 | [8 empty] | N
56633 | Trishe Wind Minnesota | 57255 | Trishe Wind Minnesota | MN | Kandiyohi | 2 | Onshore Wind Turbine | WT |  | S | X | X |  |  | 300 |  | 300 | 300 |  | N |  |  | CN | X |  |  |  |  | N | IPP Non-CHP | 2 | X T T T T T T: X; DFO BLQ BLQ BLQ BLQ BLQ BLQ: WND |  |  |  | N |  | 300
56769 | Consolidated Edison Development Inc. | 57256 | PA Solar Park | PA | Carbon | 2 | Solar Photovoltaic | PV |  | S | X | X |  |  | 9.9 |  | 3.8 | 3.8 |  | N |  |  | CN | X |  |  |  |  | N | IPP Non-CHP | 2 | X T T T T T T: X; DFO BLQ BLQ BLQ BLQ BLQ BLQ: SUN |  |  |  | N
56625 | Flat Water Wind Farm LLC | 57283 | Flat Water Wind Farm LLC | NE | Richardson | WTG2 | Onshore Wind Turbine | WT |  | S | X | X |  |  | 6.9 |  | 6.9 | 6.9 |  | N |  |  | CN | X |  |  |  |  | N | IPP Non-CHP | 2 | DFO BLQ BLQ BLQ BLQ BLQ BLQ: WND |  |  |  | N |  | 3 | [8 empty] | N
59397 | NRG Solar Alpine | 57295 | Alpine Solar | CA | Los Angeles | 2 | Solar Photovoltaic | PV |  | S | X | X |  |  | 66 |  | 66 | 66 |  |  |  |  | IP | X |  |  |  |  | N | IPP Non-CHP | 2 | X T T T T T T: X; DFO BLQ BLQ BLQ BLQ BLQ BLQ: SUN
2770 | Terra-Gen Operating Co-Wind | 57301 | Dutch Wind Energy | CA | Riverside | DEC | Onshore Wind Turbine | WT |  | S | X | X |  |  | 8 |  | 8 | 8 | 0.1 | N |  |  | RE | X | 8 | 1994 | 2 | 2020 | N | IPP Non-CHP | 2 | X T T T T T T: X; DFO BLQ BLQ BLQ BLQ BLQ BLQ: WND |  |  |  | N | N | 20 | [8 empty] | N
11208 | Los Angeles Department of Water & Power | 57304 | Southern Owens Valley Solar Ranch | CA | Inyo | 1 | Solar Photovoltaic | PV |  | S | X | X |  |  | 200 |  | 200 | 200 |  | N |  |  | CN | X |  |  |  |  | N | Electric Utility | 1 | X T T T T T T: X; DFO BLQ BLQ BLQ BLQ BLQ BLQ: SUN |  |  |  | N | [10 empty] | N
11208 | Los Angeles Department of Water & Power | 57307 | Van Norman Bypass Solar Project | CA | Los Angeles | 1 | Solar Photovoltaic | PV |  | S | X | X |  |  | 2 |  | 2 | 2 |  | N |  |  | CN | X |  |  |  |  | N | Electric Utility | 1 | X T T T T T T: X; DFO BLQ BLQ BLQ BLQ BLQ BLQ: SUN |  |  |  | N
11208 | Los Angeles Department of Water & Power | 57312 | LATTC South Campus Solar | CA | Los Angeles | 1 | Solar Photovoltaic | PV |  | S | X | X |  |  | 1.1 |  | 1.1 | 1.1 |  | N |  |  | CN | X |  |  |  |  | N | IPP Non-CHP | 2 | X T T T T T T: X; DFO BLQ BLQ BLQ BLQ BLQ BLQ: SUN
56679 | Sierra SunTower LLC | 57323 | Sierra SunTower Solar Gen Station | CA | Los Angeles | UNIT1 | Solar Thermal without Energy Storage | ST |  | S | X | X |  |  | 7.5 | 0.8 | 3.2 | 2 |  | N |  |  | RE | X | 7 | 2009 | 12 | 2014 | N | IPP Non-CHP | 2 | X T T T T T T: X; DFO BLQ BLQ BLQ BLQ BLQ BLQ: SUN; DFO DFO DFO DFO DFO DFO DFO: SUN |  |  |  | N | [10 empty] | N
58992 | AgPower DCD, LLC | 57344 | Cargill Dry Creek Biofactory | ID | Twin Falls | GS1 | Other Waste Biomass | IC |  | S | X | X |  |  | 0.8 | 1 | 0.8 | 0.8 | 0.4 | N |  |  | RE | X | 10 | 2008 | 9 | 2020 | Y | Industrial CHP | 7 | X T T T T T T: T; DFO BLQ BLQ BLQ BLQ BLQ BLQ: OBG |  |  |  | N | N |  | 12H | [7 empty] | N | N | N
58992 | AgPower DCD, LLC | 57344 | Cargill Dry Creek Biofactory | ID | Twin Falls | GS2 | Other Waste Biomass | IC |  | S | X | X |  |  | 0.8 | 1 | 0.8 | 0.8 | 0.4 | N |  |  | RE | X | 10 | 2008 | 9 | 2020 | Y | Industrial CHP | 7 | X T T T T T T: T; DFO BLQ BLQ BLQ BLQ BLQ BLQ: OBG |  |  |  | N | N |  | 12H | [7 empty] | N | N | N
58992 | AgPower DCD, LLC | 57344 | Cargill Dry Creek Biofactory | ID | Twin Falls | GS3 | Other Waste Biomass | IC |  | S | X | X |  |  | 0.8 | 1 | 0.8 | 0.8 | 0.4 | N |  |  | RE | X | 10 | 2008 | 9 | 2020 | Y | Industrial CHP | 7 | X T T T T T T: T; DFO BLQ BLQ BLQ BLQ BLQ BLQ: OBG |  |  |  | N | N |  | 12H | [7 empty] | N | N | N
56694 | Thermo No 1 BE 01 LLC | 57353 | Thermo No 1 | UT | Beaver | 1 | Geothermal | BT |  | S | X | X |  |  | 14 |  | 11 | 11 |  | N |  |  | RE | X | 4 | 2009 | 3 | 2013 | N | IPP Non-CHP | 2 | X T T T T T T: X; DFO BLQ BLQ BLQ BLQ BLQ BLQ: GEO |  |  |  | N
63989 | Mas Durham Power, LLC | 57365 | Mas Durham Power, LLC | NC | Durham | 1C | Landfill Gas | IC |  | S | X | X |  |  | 1.1 | 0.8 | 1.1 | 1.1 | 0.7 | N |  |  | RE | X | 2 | 2010 | 10 | 2018 | N | IPP Non-CHP | 2 | X T T T T T T: X; DFO BLQ BLQ BLQ BLQ BLQ BLQ: LFG |  |  |  | N | N |  | 12H | [7 empty] | N | N | N
59396 | Agua Caliente Solar | 57373 | Agua Caliente Solar Project | AZ | Yuma | AGU01 | Solar Photovoltaic | PV |  | J | X | X |  |  | 290 |  | 290 | 290 |  | N |  |  | IP | X |  |  |  |  | N | IPP Non-CHP | 2 | X T T T T T T: X; DFO BLQ BLQ BLQ BLQ BLQ BLQ: SUN
24211 | Tucson Electric Power Co | 57391 | TAA Solar Facility | AZ | Pima | TAA1 | Solar Photovoltaic | PV |  | S | X | X |  |  | 2.8 |  | 2.8 |  |  | N |  |  | CN | X |  |  |  |  | N | Electric Utility | 1 | X T T T T T T: X; DFO BLQ BLQ BLQ BLQ BLQ BLQ: SUN |  |  |  | N | N
15399 | Avangrid Renewables LLC | 57398 | Lakeview Cogeneration LLC | OR | Lake | 1 | Other Waste Biomass | ST |  | S | X | X |  |  | 26.8 |  | 24 |  |  | N |  |  | CN | X |  |  |  |  | Y | IPP Non-CHP | 2 | DFO BLQ BLQ BLQ BLQ BLQ BLQ: OBS; DFO BIT BIT BIT BIT BIT BIT: DFO |  |  |  | N
54842 | WM Renewable Energy LLC | 57411 | Mahoning | OH | Mahoning | GEN6 | Landfill Gas | IC |  | S | X | X | MAHONILF | MAHONILF | 0.8 | 0.98 | 0.8 | 0.8 |  | N |  |  | CN | X |  |  |  |  | N | IPP Non-CHP | 2 | X T T T T T T: X; DFO BLQ BLQ BLQ BLQ BLQ BLQ: LFG |  |  |  | N | [10 empty] | N
56794 | CE Obsidian Energy LLC | 57477 | Black Rock I | CA | Imperial | G3201 | Geothermal | ST |  | S | X | X |  |  | 70 |  | 60 | 65 |  | N |  |  | IP | X |  |  |  |  | N | IPP Non-CHP | 2 | X T T T T T T: X; DFO BLQ BLQ BLQ BLQ BLQ BLQ: GEO |  |  |  | N | [10 empty] | N
56794 | CE Obsidian Energy LLC | 57478 | Black Rock II | CA | Imperial | G3202 | Geothermal | ST |  | S | X | X |  |  | 70 |  | 60 | 65 |  | N |  |  | IP | X |  |  |  |  | N | IPP Non-CHP | 2 | X T T T T T T: X; DFO BLQ BLQ BLQ BLQ BLQ BLQ: GEO |  |  |  | N | [10 empty] | N |  | N
56794 | CE Obsidian Energy LLC | 57479 | Black Rock III | CA | Imperial | G303 | Geothermal | ST |  | S | X | X |  |  | 70 |  | 60 | 65 |  | N |  |  | IP | X |  |  |  |  | N | IPP Non-CHP | 2 | X T T T T T T: X; DFO BLQ BLQ BLQ BLQ BLQ BLQ: GEO |  |  |  | N | [10 empty] | N | N | N
7801 | Gulf Power Co | 57502 | Perdido | FL | Escambia | 3 | Landfill Gas | IC |  | S | X | X |  |  | 1.6 |  | 1.5 | 1.5 |  |  |  |  | CN | X |  |  |  |  | N | Electric Utility | 1 | X T T T T T T: X; DFO BLQ BLQ BLQ BLQ BLQ BLQ: LFG |  |  |  | N | [10 empty] | N | N
56855 | Performance Services | 57518 | Purdue Energy Park | IN | Tippecanoe | 1 | Onshore Wind Turbine | WT |  | J | X | X |  |  | 20 |  | 20 | 20 |  | N |  |  | CN | X |  |  |  |  | N | IPP Non-CHP | 2 | X T T T T T T: X; DFO BLQ BLQ BLQ BLQ BLQ BLQ: WND |  |  |  | N | N | [5 empty] | N |  |  |  | N
56855 | Performance Services | 57518 | Purdue Energy Park | IN | Tippecanoe | 2 | Onshore Wind Turbine | WT |  | S | X | X |  |  | 19.2 |  | 19.2 | 19.2 |  | N |  |  | CN | X |  |  |  |  | N | IPP Non-CHP | 2 | X T T T T T T: X; DFO BLQ BLQ BLQ BLQ BLQ BLQ: WND |  |  |  | N | N | 11 | [8 empty] | N
14328 | Pacific Gas & Electric Co. | 57521 | Giffen | CA | Fresno | 2 | Solar Photovoltaic | PV |  | S | X | X |  |  | 10 |  | 10 | 10 |  | N |  |  | CN | X |  |  |  |  | N | Electric Utility | 1 | X T T T T T T: X; DFO BLQ BLQ BLQ BLQ BLQ BLQ: SUN |  |  |  | N
17609 | Southern California Edison Co | 57528 | Solar Photovoltaic Project #25 | CA | San Bernardino | S25A | Solar Photovoltaic | PV |  | S | X | X |  |  | 0.5 |  | 0.5 | 0.5 |  |  |  |  | CN | X |  |  |  |  | N | Electric Utility | 1 | X T T T T T T: X; DFO BLQ BLQ BLQ BLQ BLQ BLQ: SUN |  |  |  | N
17609 | Southern California Edison Co | 57528 | Solar Photovoltaic Project #25 | CA | San Bernardino | S25B | Solar Photovoltaic | PV |  | S | X | X |  |  | 0.5 |  | 0.5 | 0.5 |  |  |  |  | CN | X |  |  |  |  | N | Electric Utility | 1 | X T T T T T T: X; DFO BLQ BLQ BLQ BLQ BLQ BLQ: SUN |  |  |  | N
17609 | Southern California Edison Co | 57528 | Solar Photovoltaic Project #25 | CA | San Bernardino | S25C | Solar Photovoltaic | PV |  | S | X | X |  |  | 0.5 |  | 0.5 | 0.5 |  |  |  |  | CN | X |  |  |  |  | N | Electric Utility | 1 | X T T T T T T: X; DFO BLQ BLQ BLQ BLQ BLQ BLQ: SUN |  |  |  | N
17609 | Southern California Edison Co | 57528 | Solar Photovoltaic Project #25 | CA | San Bernardino | S25D | Solar Photovoltaic | PV |  | S | X | X |  |  | 0.5 |  | 0.5 | 0.5 |  |  |  |  | CN | X |  |  |  |  | N | Electric Utility | 1 | X T T T T T T: X; DFO BLQ BLQ BLQ BLQ BLQ BLQ: SUN |  |  |  | N
17609 | Southern California Edison Co | 57528 | Solar Photovoltaic Project #25 | CA | San Bernardino | S25E | Solar Photovoltaic | PV |  | S | X | X |  |  | 0.5 |  | 0.5 | 0.5 |  |  |  |  | CN | X |  |  |  |  | N | Electric Utility | 1 | X T T T T T T: X; DFO BLQ BLQ BLQ BLQ BLQ BLQ: SUN |  |  |  | N
17609 | Southern California Edison Co | 57528 | Solar Photovoltaic Project #25 | CA | San Bernardino | S25F | Solar Photovoltaic | PV |  | S | X | X |  |  | 0.5 |  | 0.5 | 0.5 |  |  |  |  | CN | X |  |  |  |  | N | Electric Utility | 1 | X T T T T T T: X; DFO BLQ BLQ BLQ BLQ BLQ BLQ: SUN |  |  |  | N
17609 | Southern California Edison Co | 57528 | Solar Photovoltaic Project #25 | CA | San Bernardino | S25G | Solar Photovoltaic | PV |  | S | X | X |  |  | 0.5 |  | 0.5 | 0.5 |  |  |  |  | CN | X |  |  |  |  | N | Electric Utility | 1 | X T T T T T T: X; DFO BLQ BLQ BLQ BLQ BLQ BLQ: SUN |  |  |  | N
17609 | Southern California Edison Co | 57528 | Solar Photovoltaic Project #25 | CA | San Bernardino | S25H | Solar Photovoltaic | PV | S25 | S | X | X |  |  | 0.5 |  | 0.5 | 0.5 |  |  |  |  | CN | X |  |  |  |  | N | Electric Utility | 1 | X T T T T T T: X; DFO BLQ BLQ BLQ BLQ BLQ BLQ: SUN |  |  |  | N
17609 | Southern California Edison Co | 57528 | Solar Photovoltaic Project #25 | CA | San Bernardino | S25I | Solar Photovoltaic | PV | S25 | S | X | X |  |  | 0.5 |  | 0.5 | 0.5 |  |  |  |  | CN | X |  |  |  |  | N | Electric Utility | 1 | X T T T T T T: X; DFO BLQ BLQ BLQ BLQ BLQ BLQ: SUN |  |  |  | N
17609 | Southern California Edison Co | 57532 | Solar Photovoltaic Project #30 | CA | San Bernardino | S30A | Solar Photovoltaic | PV | S30 | S | X | X |  |  | 0.5 |  | 0.5 | 0.5 |  |  |  |  | CN | X |  |  |  |  | N | Electric Utility | 1 | X T T T T T T: X; DFO BLQ BLQ BLQ BLQ BLQ BLQ: SUN |  |  |  | N
17609 | Southern California Edison Co | 57532 | Solar Photovoltaic Project #30 | CA | San Bernardino | S30B | Solar Photovoltaic | PV | S30 | S | X | X |  |  | 0.5 |  | 0.5 | 0.5 |  |  |  |  | CN | X |  |  |  |  | N | Electric Utility | 1 | X T T T T T T: X; DFO BLQ BLQ BLQ BLQ BLQ BLQ: SUN |  |  |  | N
17609 | Southern California Edison Co | 57532 | Solar Photovoltaic Project #30 | CA | San Bernardino | S30C | Solar Photovoltaic | PV | S30 | S | X | X |  |  | 0.5 |  | 0.5 | 0.5 |  |  |  |  | CN | X |  |  |  |  | N | Electric Utility | 1 | X T T T T T T: X; DFO BLQ BLQ BLQ BLQ BLQ BLQ: SUN |  |  |  | N
17609 | Southern California Edison Co | 57533 | Solar Photovoltaic Project #31 | CA | San Bernardino | S31A | Solar Photovoltaic | PV | S31 | S | X | X |  |  | 0.5 |  | 0.5 | 0.5 |  |  |  |  | CN | X |  |  |  |  | N | Electric Utility | 1 | X T T T T T T: X; DFO BLQ BLQ BLQ BLQ BLQ BLQ: SUN |  |  |  | N
17609 | Southern California Edison Co | 57533 | Solar Photovoltaic Project #31 | CA | San Bernardino | S31B | Solar Photovoltaic | PV | S31 | S | X | X |  |  | 0.5 |  | 0.5 | 0.5 |  |  |  |  | CN | X |  |  |  |  | N | Electric Utility | 1 | X T T T T T T: X; DFO BLQ BLQ BLQ BLQ BLQ BLQ: SUN |  |  |  | N
17609 | Southern California Edison Co | 57537 | Solar Photovoltaic Project #35 | CA | Kern | 35H | Solar Photovoltaic | PV | S35 | S | X | X |  |  | 0.5 |  | 0.5 | 0.5 |  |  |  |  | CN | X |  |  |  |  | N | Electric Utility | 1 | X T T T T T T: X; DFO BLQ BLQ BLQ BLQ BLQ BLQ: SUN |  |  |  | N
17609 | Southern California Edison Co | 57537 | Solar Photovoltaic Project #35 | CA | Kern | 35I | Solar Photovoltaic | PV | S35 | S | X | X |  |  | 0.5 |  | 0.5 | 0.5 |  |  |  |  | CN | X |  |  |  |  | N | Electric Utility | 1 | X T T T T T T: X; DFO BLQ BLQ BLQ BLQ BLQ BLQ: SUN |  |  |  | N
17609 | Southern California Edison Co | 57537 | Solar Photovoltaic Project #35 | CA | Kern | 35J | Solar Photovoltaic | PV | S35 | S | X | X |  |  | 0.5 |  | 0.5 | 0.5 |  |  |  |  | CN | X |  |  |  |  | N | Electric Utility | 1 | X T T T T T T: X; DFO BLQ BLQ BLQ BLQ BLQ BLQ: SUN |  |  |  | N
17609 | Southern California Edison Co | 57537 | Solar Photovoltaic Project #35 | CA | Kern | 35K | Solar Photovoltaic | PV | S35 | S | X | X |  |  | 0.5 |  | 0.5 | 0.5 |  |  |  |  | CN | X |  |  |  |  | N | Electric Utility | 1 | X T T T T T T: X; DFO BLQ BLQ BLQ BLQ BLQ BLQ: SUN |  |  |  | N
17609 | Southern California Edison Co | 57537 | Solar Photovoltaic Project #35 | CA | Kern | 35L | Solar Photovoltaic | PV | S35 | S | X | X |  |  | 0.5 |  | 0.5 | 0.5 |  |  |  |  | CN | X |  |  |  |  | N | Electric Utility | 1 | X T T T T T T: X; DFO BLQ BLQ BLQ BLQ BLQ BLQ: SUN |  |  |  | N
17609 | Southern California Edison Co | 57537 | Solar Photovoltaic Project #35 | CA | Kern | 35M | Solar Photovoltaic | PV | S35 | S | X | X |  |  | 0.5 |  | 0.5 | 0.5 |  |  |  |  | CN | X |  |  |  |  | N | Electric Utility | 1 | X T T T T T T: X; DFO BLQ BLQ BLQ BLQ BLQ BLQ: SUN |  |  |  | N
17609 | Southern California Edison Co | 57537 | Solar Photovoltaic Project #35 | CA | Kern | 35N | Solar Photovoltaic | PV | S35 | S | X | X |  |  | 0.5 |  | 0.5 | 0.5 |  |  |  |  | CN | X |  |  |  |  | N | Electric Utility | 1 | X T T T T T T: X; DFO BLQ BLQ BLQ BLQ BLQ BLQ: SUN |  |  |  | N
17609 | Southern California Edison Co | 57537 | Solar Photovoltaic Project #35 | CA | Kern | S35A | Solar Photovoltaic | PV | S35 | S | X | X |  |  | 0.5 |  | 0.5 | 0.5 |  |  |  |  | CN | X |  |  |  |  | N | Electric Utility | 1 | X T T T T T T: X; DFO BLQ BLQ BLQ BLQ BLQ BLQ: SUN |  |  |  | N
17609 | Southern California Edison Co | 57537 | Solar Photovoltaic Project #35 | CA | Kern | S35B | Solar Photovoltaic | PV | S35 | S | X | X |  |  | 0.5 |  | 0.5 | 0.5 |  |  |  |  | CN | X |  |  |  |  | N | Electric Utility | 1 | X T T T T T T: X; DFO BLQ BLQ BLQ BLQ BLQ BLQ: SUN |  |  |  | N
17609 | Southern California Edison Co | 57537 | Solar Photovoltaic Project #35 | CA | Kern | S35C | Solar Photovoltaic | PV | S35 | S | X | X |  |  | 0.5 |  | 0.5 | 0.5 |  |  |  |  | CN | X |  |  |  |  | N | Electric Utility | 1 | X T T T T T T: X; DFO BLQ BLQ BLQ BLQ BLQ BLQ: SUN |  |  |  | N
17609 | Southern California Edison Co | 57537 | Solar Photovoltaic Project #35 | CA | Kern | S35D | Solar Photovoltaic | PV | S35 | S | X | X |  |  | 0.5 |  | 0.5 | 0.5 |  |  |  |  | CN | X |  |  |  |  | N | Electric Utility | 1 | X T T T T T T: X; DFO BLQ BLQ BLQ BLQ BLQ BLQ: SUN |  |  |  | N
17609 | Southern California Edison Co | 57537 | Solar Photovoltaic Project #35 | CA | Kern | S35E | Solar Photovoltaic | PV | S35 | S | X | X |  |  | 0.5 |  | 0.5 | 0.5 |  |  |  |  | CN | X |  |  |  |  | N | Electric Utility | 1 | X T T T T T T: X; DFO BLQ BLQ BLQ BLQ BLQ BLQ: SUN |  |  |  | N
17609 | Southern California Edison Co | 57537 | Solar Photovoltaic Project #35 | CA | Kern | S35F | Solar Photovoltaic | PV | S35 | S | X | X |  |  | 0.5 |  | 0.5 | 0.5 |  |  |  |  | CN | X |  |  |  |  | N | Electric Utility | 1 | X T T T T T T: X; DFO BLQ BLQ BLQ BLQ BLQ BLQ: SUN |  |  |  | N
17609 | Southern California Edison Co | 57537 | Solar Photovoltaic Project #35 | CA | Kern | S35G | Solar Photovoltaic | PV | S35 | S | X | X |  |  | 0.5 |  | 0.5 | 0.5 |  |  |  |  | CN | X |  |  |  |  | N | Electric Utility | 1 | X T T T T T T: X; DFO BLQ BLQ BLQ BLQ BLQ BLQ: SUN |  |  |  | N
17609 | Southern California Edison Co | 57538 | Solar Photovoltaic Project #40 | CA | San Bernardino | S40A | Solar Photovoltaic | PV | S40 | S | X | X |  |  | 0.5 |  | 0.5 | 0.5 |  |  |  |  | CN | X |  |  |  |  | N | Electric Utility | 1 | X T T T T T T: X; DFO BLQ BLQ BLQ BLQ BLQ BLQ: SUN |  |  |  | N
17609 | Southern California Edison Co | 57538 | Solar Photovoltaic Project #40 | CA | San Bernardino | S40B | Solar Photovoltaic | PV | S40 | S | X | X |  |  | 0.5 |  | 0.5 | 0.5 |  |  |  |  | CN | X |  |  |  |  | N | Electric Utility | 1 | X T T T T T T: X; DFO BLQ BLQ BLQ BLQ BLQ BLQ: SUN |  |  |  | N
17609 | Southern California Edison Co | 57538 | Solar Photovoltaic Project #40 | CA | San Bernardino | S40C | Solar Photovoltaic | PV | S40 | S | X | X |  |  | 0.5 |  | 0.5 | 0.5 |  |  |  |  | CN | X |  |  |  |  | N | Electric Utility | 1 | X T T T T T T: X; DFO BLQ BLQ BLQ BLQ BLQ BLQ: SUN |  |  |  | N
17609 | Southern California Edison Co | 57538 | Solar Photovoltaic Project #40 | CA | San Bernardino | S40D | Solar Photovoltaic | PV | S40 | S | X | X |  |  | 0.5 |  | 0.5 | 0.5 |  |  |  |  | CN | X |  |  |  |  | N | Electric Utility | 1 | X T T T T T T: X; DFO BLQ BLQ BLQ BLQ BLQ BLQ: SUN |  |  |  | N
17609 | Southern California Edison Co | 57538 | Solar Photovoltaic Project #40 | CA | San Bernardino | S40E | Solar Photovoltaic | PV | S40 | S | X | X |  |  | 0.5 |  | 0.5 | 0.5 |  |  |  |  | CN | X |  |  |  |  | N | Electric Utility | 1 | X T T T T T T: X; DFO BLQ BLQ BLQ BLQ BLQ BLQ: SUN |  |  |  | N
17609 | Southern California Edison Co | 57538 | Solar Photovoltaic Project #40 | CA | San Bernardino | S40F | Solar Photovoltaic | PV | S40 | S | X | X |  |  | 0.5 |  | 0.5 | 0.5 |  |  |  |  | CN | X |  |  |  |  | N | Electric Utility | 1 | X T T T T T T: X; DFO BLQ BLQ BLQ BLQ BLQ BLQ: SUN |  |  |  | N
17609 | Southern California Edison Co | 57538 | Solar Photovoltaic Project #40 | CA | San Bernardino | S40G | Solar Photovoltaic | PV | S40 | S | X | X |  |  | 0.5 |  | 0.5 | 0.5 |  |  |  |  | CN | X |  |  |  |  | N | Electric Utility | 1 | X T T T T T T: X; DFO BLQ BLQ BLQ BLQ BLQ BLQ: SUN |  |  |  | N
17609 | Southern California Edison Co | 57538 | Solar Photovoltaic Project #40 | CA | San Bernardino | S40H | Solar Photovoltaic | PV | S40 | S | X | X |  |  | 0.5 |  | 0.5 | 0.5 |  |  |  |  | CN | X |  |  |  |  | N | Electric Utility | 1 | X T T T T T T: X; DFO BLQ BLQ BLQ BLQ BLQ BLQ: SUN |  |  |  | N
17609 | Southern California Edison Co | 57538 | Solar Photovoltaic Project #40 | CA | San Bernardino | S40I | Solar Photovoltaic | PV | S40 | S | X | X |  |  | 0.5 |  | 0.5 | 0.5 |  |  |  |  | CN | X |  |  |  |  | N | Electric Utility | 1 | X T T T T T T: X; DFO BLQ BLQ BLQ BLQ BLQ BLQ: SUN |  |  |  | N
17609 | Southern California Edison Co | 57538 | Solar Photovoltaic Project #40 | CA | San Bernardino | S40J | Solar Photovoltaic | PV | S40 | S | X | X |  |  | 0.5 |  | 0.5 | 0.5 |  |  |  |  | CN | X |  |  |  |  | N | Electric Utility | 1 | X T T T T T T: X; DFO BLQ BLQ BLQ BLQ BLQ BLQ: SUN |  |  |  | N
17609 | Southern California Edison Co | 57538 | Solar Photovoltaic Project #40 | CA | San Bernardino | S40K | Solar Photovoltaic | PV | S40 | S | X | X |  |  | 0.5 |  | 0.5 | 0.5 |  |  |  |  | CN | X |  |  |  |  | N | Electric Utility | 1 | X T T T T T T: X; DFO BLQ BLQ BLQ BLQ BLQ BLQ: SUN |  |  |  | N
17609 | Southern California Edison Co | 57538 | Solar Photovoltaic Project #40 | CA | San Bernardino | S40L | Solar Photovoltaic | PV | S40 | S | X | X |  |  | 0.5 |  | 0.5 | 0.5 |  |  |  |  | CN | X |  |  |  |  | N | Electric Utility | 1 | X T T T T T T: X; DFO BLQ BLQ BLQ BLQ BLQ BLQ: SUN |  |  |  | N
17609 | Southern California Edison Co | 57538 | Solar Photovoltaic Project #40 | CA | San Bernardino | S40M | Solar Photovoltaic | PV | S40 | S | X | X |  |  | 0.5 |  | 0.5 | 0.5 |  |  |  |  | CN | X |  |  |  |  | N | Electric Utility | 1 | X T T T T T T: X; DFO BLQ BLQ BLQ BLQ BLQ BLQ: SUN |  |  |  | N
17609 | Southern California Edison Co | 57538 | Solar Photovoltaic Project #40 | CA | San Bernardino | S40N | Solar Photovoltaic | PV | S40 | S | X | X |  |  | 0.5 |  | 0.5 | 0.5 |  |  |  |  | CN | X |  |  |  |  | N | Electric Utility | 1 | X T T T T T T: X; DFO BLQ BLQ BLQ BLQ BLQ BLQ: SUN |  |  |  | N
17609 | Southern California Edison Co | 57538 | Solar Photovoltaic Project #40 | CA | San Bernardino | S40O | Solar Photovoltaic | PV | S40 | S | X | X |  |  | 0.5 |  | 0.5 | 0.5 |  |  |  |  | CN | X |  |  |  |  | N | Electric Utility | 1 | X T T T T T T: X; DFO BLQ BLQ BLQ BLQ BLQ BLQ: SUN |  |  |  | N
17609 | Southern California Edison Co | 57538 | Solar Photovoltaic Project #40 | CA | San Bernardino | S40P | Solar Photovoltaic | PV | S40 | S | X | X |  |  | 0.5 |  | 0.5 | 0.5 |  |  |  |  | CN | X |  |  |  |  | N | Electric Utility | 1 | X T T T T T T: X; DFO BLQ BLQ BLQ BLQ BLQ BLQ: SUN |  |  |  | N
17609 | Southern California Edison Co | 57538 | Solar Photovoltaic Project #40 | CA | San Bernardino | S40Q | Solar Photovoltaic | PV | S40 | S | X | X |  |  | 0.5 |  | 0.5 | 0.5 |  |  |  |  | CN | X |  |  |  |  | N | Electric Utility | 1 | X T T T T T T: X; DFO BLQ BLQ BLQ BLQ BLQ BLQ: SUN |  |  |  | N
17609 | Southern California Edison Co | 57538 | Solar Photovoltaic Project #40 | CA | San Bernardino | S40R | Solar Photovoltaic | PV | S40 | S | X | X |  |  | 0.5 |  | 0.5 | 0.5 |  |  |  |  | CN | X |  |  |  |  | N | Electric Utility | 1 | X T T T T T T: X; DFO BLQ BLQ BLQ BLQ BLQ BLQ: SUN |  |  |  | N
17609 | Southern California Edison Co | 57538 | Solar Photovoltaic Project #40 | CA | San Bernardino | S40S | Solar Photovoltaic | PV | S40 | S | X | X |  |  | 0.5 |  | 0.5 | 0.5 |  |  |  |  | CN | X |  |  |  |  | N | Electric Utility | 1 | X T T T T T T: X; DFO BLQ BLQ BLQ BLQ BLQ BLQ: SUN |  |  |  | N
17609 | Southern California Edison Co | 57538 | Solar Photovoltaic Project #40 | CA | San Bernardino | S40T | Solar Photovoltaic | PV | S40 | S | X | X |  |  | 0.5 |  | 0.5 | 0.5 |  |  |  |  | CN | X |  |  |  |  | N | Electric Utility | 1 | X T T T T T T: X; DFO BLQ BLQ BLQ BLQ BLQ BLQ: SUN |  |  |  | N
17609 | Southern California Edison Co | 57539 | Solar Photovoltaic Project #41 | CA | San Bernardino | S41A | Solar Photovoltaic | PV | S41 | S | X | X |  |  | 0.5 |  | 0.5 | 0.5 |  |  |  |  | CN | X |  |  |  |  | N | Electric Utility | 1 | X T T T T T T: X; DFO BLQ BLQ BLQ BLQ BLQ BLQ: SUN |  |  |  | N
17609 | Southern California Edison Co | 57539 | Solar Photovoltaic Project #41 | CA | San Bernardino | S41B | Solar Photovoltaic | PV | S41 | S | X | X |  |  | 0.5 |  | 0.5 | 0.5 |  |  |  |  | CN | X |  |  |  |  | N | Electric Utility | 1 | X T T T T T T: X; DFO BLQ BLQ BLQ BLQ BLQ BLQ: SUN |  |  |  | N
17609 | Southern California Edison Co | 57539 | Solar Photovoltaic Project #41 | CA | San Bernardino | S41C | Solar Photovoltaic | PV | S41 | S | X | X |  |  | 0.5 |  | 0.5 | 0.5 |  |  |  |  | CN | X |  |  |  |  | N | Electric Utility | 1 | X T T T T T T: X; DFO BLQ BLQ BLQ BLQ BLQ BLQ: SUN |  |  |  | N
17609 | Southern California Edison Co | 57539 | Solar Photovoltaic Project #41 | CA | San Bernardino | S41D | Solar Photovoltaic | PV | S41 | S | X | X |  |  | 0.5 |  | 0.5 | 0.5 |  |  |  |  | CN | X |  |  |  |  | N | Electric Utility | 1 | X T T T T T T: X; DFO BLQ BLQ BLQ BLQ BLQ BLQ: SUN |  |  |  | N
17609 | Southern California Edison Co | 57539 | Solar Photovoltaic Project #41 | CA | San Bernardino | S41E | Solar Photovoltaic | PV | S41 | S | X | X |  |  | 0.5 |  | 0.5 | 0.5 |  |  |  |  | CN | X |  |  |  |  | N | Electric Utility | 1 | X T T T T T T: X; DFO BLQ BLQ BLQ BLQ BLQ BLQ: SUN |  |  |  | N
17609 | Southern California Edison Co | 57539 | Solar Photovoltaic Project #41 | CA | San Bernardino | S41F | Solar Photovoltaic | PV | S41 | S | X | X |  |  | 0.5 |  | 0.5 | 0.5 |  |  |  |  | CN | X |  |  |  |  | N | Electric Utility | 1 | X T T T T T T: X; DFO BLQ BLQ BLQ BLQ BLQ BLQ: SUN |  |  |  | N
17609 | Southern California Edison Co | 57539 | Solar Photovoltaic Project #41 | CA | San Bernardino | S41G | Solar Photovoltaic | PV | S41 | S | X | X |  |  | 0.5 |  | 0.5 | 0.5 |  |  |  |  | CN | X |  |  |  |  | N | Electric Utility | 1 | X T T T T T T: X; DFO BLQ BLQ BLQ BLQ BLQ BLQ: SUN |  |  |  | N
17609 | Southern California Edison Co | 57539 | Solar Photovoltaic Project #41 | CA | San Bernardino | S41H | Solar Photovoltaic | PV | S41 | S | X | X |  |  | 0.5 |  | 0.5 | 0.5 |  |  |  |  | CN | X |  |  |  |  | N | Electric Utility | 1 | X T T T T T T: X; DFO BLQ BLQ BLQ BLQ BLQ BLQ: SUN |  |  |  | N
17609 | Southern California Edison Co | 57539 | Solar Photovoltaic Project #41 | CA | San Bernardino | S41I | Solar Photovoltaic | PV | S41 | S | X | X |  |  | 0.5 |  | 0.5 | 0.5 |  |  |  |  | CN | X |  |  |  |  | N | Electric Utility | 1 | X T T T T T T: X; DFO BLQ BLQ BLQ BLQ BLQ BLQ: SUN |  |  |  | N
17609 | Southern California Edison Co | 57539 | Solar Photovoltaic Project #41 | CA | San Bernardino | S41J | Solar Photovoltaic | PV | S41 | S | X | X |  |  | 0.5 |  | 0.5 | 0.5 |  |  |  |  | CN | X |  |  |  |  | N | Electric Utility | 1 | X T T T T T T: X; DFO BLQ BLQ BLQ BLQ BLQ BLQ: SUN |  |  |  | N
17609 | Southern California Edison Co | 57539 | Solar Photovoltaic Project #41 | CA | San Bernardino | S41K | Solar Photovoltaic | PV | S41 | S | X | X |  |  | 0.5 |  | 0.5 | 0.5 |  |  |  |  | CN | X |  |  |  |  | N | Electric Utility | 1 | X T T T T T T: X; DFO BLQ BLQ BLQ BLQ BLQ BLQ: SUN |  |  |  | N
17609 | Southern California Edison Co | 57539 | Solar Photovoltaic Project #41 | CA | San Bernardino | S41L | Solar Photovoltaic | PV | S41 | S | X | X |  |  | 0.5 |  | 0.5 | 0.5 |  |  |  |  | CN | X |  |  |  |  | N | Electric Utility | 1 | X T T T T T T: X; DFO BLQ BLQ BLQ BLQ BLQ BLQ: SUN |  |  |  | N
17609 | Southern California Edison Co | 57539 | Solar Photovoltaic Project #41 | CA | San Bernardino | S41M | Solar Photovoltaic | PV | S41 | S | X | X |  |  | 0.5 |  | 0.5 | 0.5 |  |  |  |  | CN | X |  |  |  |  | N | Electric Utility | 1 | X T T T T T T: X; DFO BLQ BLQ BLQ BLQ BLQ BLQ: SUN |  |  |  | N
17609 | Southern California Edison Co | 57539 | Solar Photovoltaic Project #41 | CA | San Bernardino | S41N | Solar Photovoltaic | PV | S41 | S | X | X |  |  | 0.5 |  | 0.5 | 0.5 |  |  |  |  | CN | X |  |  |  |  | N | Electric Utility | 1 | X T T T T T T: X; DFO BLQ BLQ BLQ BLQ BLQ BLQ: SUN |  |  |  | N
17609 | Southern California Edison Co | 57539 | Solar Photovoltaic Project #41 | CA | San Bernardino | S41O | Solar Photovoltaic | PV | S41 | S | X | X |  |  | 0.5 |  | 0.5 | 0.5 |  |  |  |  | CN | X |  |  |  |  | N | Electric Utility | 1 | X T T T T T T: X; DFO BLQ BLQ BLQ BLQ BLQ BLQ: SUN |  |  |  | N
17609 | Southern California Edison Co | 57539 | Solar Photovoltaic Project #41 | CA | San Bernardino | S41P | Solar Photovoltaic | PV | S41 | S | X | X |  |  | 0.5 |  | 0.5 | 0.5 |  |  |  |  | CN | X |  |  |  |  | N | Electric Utility | 1 | X T T T T T T: X; DFO BLQ BLQ BLQ BLQ BLQ BLQ: SUN |  |  |  | N
17609 | Southern California Edison Co | 57539 | Solar Photovoltaic Project #41 | CA | San Bernardino | S41Q | Solar Photovoltaic | PV | S41 | S | X | X |  |  | 0.5 |  | 0.5 | 0.5 |  |  |  |  | CN | X |  |  |  |  | N | Electric Utility | 1 | X T T T T T T: X; DFO BLQ BLQ BLQ BLQ BLQ BLQ: SUN |  |  |  | N
17609 | Southern California Edison Co | 57539 | Solar Photovoltaic Project #41 | CA | San Bernardino | S41R | Solar Photovoltaic | PV | S41 | S | X | X |  |  | 0.5 |  | 0.5 | 0.5 |  |  |  |  | CN | X |  |  |  |  | N | Electric Utility | 1 | X T T T T T T: X; DFO BLQ BLQ BLQ BLQ BLQ BLQ: SUN |  |  |  | N
17609 | Southern California Edison Co | 57539 | Solar Photovoltaic Project #41 | CA | San Bernardino | S41S | Solar Photovoltaic | PV | S41 | S | X | X |  |  | 0.5 |  | 0.5 | 0.5 |  |  |  |  | CN | X |  |  |  |  | N | Electric Utility | 1 | X T T T T T T: X; DFO BLQ BLQ BLQ BLQ BLQ BLQ: SUN |  |  |  | N
17609 | Southern California Edison Co | 57539 | Solar Photovoltaic Project #41 | CA | San Bernardino | S41T | Solar Photovoltaic | PV | S41 | S | X | X |  |  | 0.5 |  | 0.5 | 0.5 |  |  |  |  | CN | X |  |  |  |  | N | Electric Utility | 1 | X T T T T T T: X; DFO BLQ BLQ BLQ BLQ BLQ BLQ: SUN |  |  |  | N
17609 | Southern California Edison Co | 57540 | Solar Photovoltaic Project #44 | CA | Riverside | S44A | Solar Photovoltaic | PV |  | S | X | X |  |  | 0.5 |  | 0.5 | 0.5 |  |  |  |  | RE | X | 2 | 2015 | 7 | 2019 | N | Electric Utility | 1 | X T T T T T T: X; DFO BLQ BLQ BLQ BLQ BLQ BLQ: SUN |  |  |  | N
17609 | Southern California Edison Co | 57540 | Solar Photovoltaic Project #44 | CA | Riverside | S44B | Solar Photovoltaic | PV |  | S | X | X |  |  | 0.5 |  | 0.5 | 0.5 |  |  |  |  | RE | X | 2 | 2015 | 7 | 2019 | N | Electric Utility | 1 | X T T T T T T: X; DFO BLQ BLQ BLQ BLQ BLQ BLQ: SUN |  |  |  | N
17609 | Southern California Edison Co | 57540 | Solar Photovoltaic Project #44 | CA | Riverside | S44C | Solar Photovoltaic | PV |  | S | X | X |  |  | 0.5 |  | 0.5 | 0.5 |  |  |  |  | RE | X | 2 | 2015 | 7 | 2019 | N | Electric Utility | 1 | X T T T T T T: X; DFO BLQ BLQ BLQ BLQ BLQ BLQ: SUN |  |  |  | N
17609 | Southern California Edison Co | 57540 | Solar Photovoltaic Project #44 | CA | Riverside | S44D | Solar Photovoltaic | PV |  | S | X | X |  |  | 0.5 |  | 0.5 | 0.5 |  |  |  |  | RE | X | 2 | 2015 | 7 | 2019 | N | Electric Utility | 1 | X T T T T T T: X; DFO BLQ BLQ BLQ BLQ BLQ BLQ: SUN |  |  |  | N
17609 | Southern California Edison Co | 57540 | Solar Photovoltaic Project #44 | CA | Riverside | S44E | Solar Photovoltaic | PV |  | S | X | X |  |  | 0.5 |  | 0.5 | 0.5 |  |  |  |  | RE | X | 2 | 2015 | 7 | 2019 | N | Electric Utility | 1 | X T T T T T T: X; DFO BLQ BLQ BLQ BLQ BLQ BLQ: SUN |  |  |  | N
17609 | Southern California Edison Co | 57540 | Solar Photovoltaic Project #44 | CA | Riverside | S44F | Solar Photovoltaic | PV |  | S | X | X |  |  | 0.5 |  | 0.5 | 0.5 |  |  |  |  | RE | X | 2 | 2015 | 7 | 2019 | N | Electric Utility | 1 | X T T T T T T: X; DFO BLQ BLQ BLQ BLQ BLQ BLQ: SUN |  |  |  | N
17609 | Southern California Edison Co | 57540 | Solar Photovoltaic Project #44 | CA | Riverside | S44G | Solar Photovoltaic | PV |  | S | X | X |  |  | 0.5 |  | 0.5 | 0.5 |  |  |  |  | RE | X | 2 | 2015 | 7 | 2019 | N | Electric Utility | 1 | X T T T T T T: X; DFO BLQ BLQ BLQ BLQ BLQ BLQ: SUN |  |  |  | N
17609 | Southern California Edison Co | 57540 | Solar Photovoltaic Project #44 | CA | Riverside | S44H | Solar Photovoltaic | PV |  | S | X | X |  |  | 0.5 |  | 0.5 | 0.5 |  |  |  |  | RE | X | 2 | 2015 | 7 | 2019 | N | Electric Utility | 1 | X T T T T T T: X; DFO BLQ BLQ BLQ BLQ BLQ BLQ: SUN |  |  |  | N
17609 | Southern California Edison Co | 57540 | Solar Photovoltaic Project #44 | CA | Riverside | S44I | Solar Photovoltaic | PV |  | S | X | X |  |  | 0.5 |  | 0.5 | 0.5 |  |  |  |  | RE | X | 2 | 2015 | 7 | 2019 | N | Electric Utility | 1 | X T T T T T T: X; DFO BLQ BLQ BLQ BLQ BLQ BLQ: SUN |  |  |  | N
17609 | Southern California Edison Co | 57540 | Solar Photovoltaic Project #44 | CA | Riverside | S44J | Solar Photovoltaic | PV |  | S | X | X |  |  | 0.5 |  | 0.5 | 0.5 |  |  |  |  | RE | X | 2 | 2015 | 7 | 2019 | N | Electric Utility | 1 | X T T T T T T: X; DFO BLQ BLQ BLQ BLQ BLQ BLQ: SUN |  |  |  | N
17609 | Southern California Edison Co | 57540 | Solar Photovoltaic Project #44 | CA | Riverside | S44K | Solar Photovoltaic | PV |  | S | X | X |  |  | 0.5 |  | 0.5 | 0.5 |  |  |  |  | RE | X | 2 | 2015 | 7 | 2019 | N | Electric Utility | 1 | X T T T T T T: X; DFO BLQ BLQ BLQ BLQ BLQ BLQ: SUN |  |  |  | N
17609 | Southern California Edison Co | 57540 | Solar Photovoltaic Project #44 | CA | Riverside | S44L | Solar Photovoltaic | PV |  | S | X | X |  |  | 0.5 |  | 0.5 | 0.5 |  |  |  |  | RE | X | 2 | 2015 | 7 | 2019 | N | Electric Utility | 1 | X T T T T T T: X; DFO BLQ BLQ BLQ BLQ BLQ BLQ: SUN |  |  |  | N
17609 | Southern California Edison Co | 57540 | Solar Photovoltaic Project #44 | CA | Riverside | S44M | Solar Photovoltaic | PV |  | S | X | X |  |  | 0.5 |  | 0.5 | 0.5 |  |  |  |  | RE | X | 2 | 2015 | 7 | 2019 | N | Electric Utility | 1 | X T T T T T T: X; DFO BLQ BLQ BLQ BLQ BLQ BLQ: SUN |  |  |  | N
17609 | Southern California Edison Co | 57540 | Solar Photovoltaic Project #44 | CA | Riverside | S44N | Solar Photovoltaic | PV |  | S | X | X |  |  | 0.5 |  | 0.5 | 0.5 |  |  |  |  | RE | X | 2 | 2015 | 7 | 2019 | N | Electric Utility | 1 | X T T T T T T: X; DFO BLQ BLQ BLQ BLQ BLQ BLQ: SUN |  |  |  | N
17609 | Southern California Edison Co | 57540 | Solar Photovoltaic Project #44 | CA | Riverside | S44O | Solar Photovoltaic | PV |  | S | X | X |  |  | 0.5 |  | 0.5 | 0.5 |  |  |  |  | RE | X | 2 | 2015 | 7 | 2019 | N | Electric Utility | 1 | X T T T T T T: X; DFO BLQ BLQ BLQ BLQ BLQ BLQ: SUN |  |  |  | N
17609 | Southern California Edison Co | 57540 | Solar Photovoltaic Project #44 | CA | Riverside | S44P | Solar Photovoltaic | PV |  | S | X | X |  |  | 0.5 |  | 0.5 | 0.5 |  |  |  |  | RE | X | 2 | 2015 | 7 | 2019 | N | Electric Utility | 1 | X T T T T T T: X; DFO BLQ BLQ BLQ BLQ BLQ BLQ: SUN |  |  |  | N
17609 | Southern California Edison Co | 57541 | Solar Photovoltaic Project #45 | CA | Riverside | S45A | Solar Photovoltaic | PV |  | S | X | X |  |  | 0.5 |  | 0.5 | 0.5 |  |  |  |  | CN | X |  |  |  |  | N | Electric Utility | 1 | X T T T T T T: X; DFO BLQ BLQ BLQ BLQ BLQ BLQ: SUN |  |  |  | N
17609 | Southern California Edison Co | 57541 | Solar Photovoltaic Project #45 | CA | Riverside | S45B | Solar Photovoltaic | PV |  | S | X | X |  |  | 0.5 |  | 0.5 | 0.5 |  |  |  |  | CN | X |  |  |  |  | N | Electric Utility | 1 | X T T T T T T: X; DFO BLQ BLQ BLQ BLQ BLQ BLQ: SUN |  |  |  | N
17609 | Southern California Edison Co | 57541 | Solar Photovoltaic Project #45 | CA | Riverside | S45C | Solar Photovoltaic | PV |  | S | X | X |  |  | 0.5 |  | 0.5 | 0.5 |  |  |  |  | CN | X |  |  |  |  | N | Electric Utility | 1 | X T T T T T T: X; DFO BLQ BLQ BLQ BLQ BLQ BLQ: SUN |  |  |  | N
17609 | Southern California Edison Co | 57541 | Solar Photovoltaic Project #45 | CA | Riverside | S45D | Solar Photovoltaic | PV |  | S | X | X |  |  | 0.5 |  | 0.5 | 0.5 |  |  |  |  | CN | X |  |  |  |  | N | Electric Utility | 1 | X T T T T T T: X; DFO BLQ BLQ BLQ BLQ BLQ BLQ: SUN |  |  |  | N
17609 | Southern California Edison Co | 57541 | Solar Photovoltaic Project #45 | CA | Riverside | S45E | Solar Photovoltaic | PV |  | S | X | X |  |  | 0.5 |  | 0.5 | 0.5 |  |  |  |  | CN | X |  |  |  |  | N | Electric Utility | 1 | X T T T T T T: X; DFO BLQ BLQ BLQ BLQ BLQ BLQ: SUN |  |  |  | N
17609 | Southern California Edison Co | 57541 | Solar Photovoltaic Project #45 | CA | Riverside | S45F | Solar Photovoltaic | PV |  | S | X | X |  |  | 0.5 |  | 0.5 | 0.5 |  |  |  |  | CN | X |  |  |  |  | N | Electric Utility | 1 | X T T T T T T: X; DFO BLQ BLQ BLQ BLQ BLQ BLQ: SUN |  |  |  | N
17609 | Southern California Edison Co | 57541 | Solar Photovoltaic Project #45 | CA | Riverside | S45G | Solar Photovoltaic | PV |  | S | X | X |  |  | 0.5 |  | 0.5 | 0.5 |  |  |  |  | CN | X |  |  |  |  | N | Electric Utility | 1 | X T T T T T T: X; DFO BLQ BLQ BLQ BLQ BLQ BLQ: SUN |  |  |  | N
17609 | Southern California Edison Co | 57541 | Solar Photovoltaic Project #45 | CA | Riverside | S45H | Solar Photovoltaic | PV |  | S | X | X |  |  | 0.5 |  | 0.5 | 0.5 |  |  |  |  | CN | X |  |  |  |  | N | Electric Utility | 1 | X T T T T T T: X; DFO BLQ BLQ BLQ BLQ BLQ BLQ: SUN |  |  |  | N
17609 | Southern California Edison Co | 57541 | Solar Photovoltaic Project #45 | CA | Riverside | S45I | Solar Photovoltaic | PV |  | S | X | X |  |  | 0.5 |  | 0.5 | 0.5 |  |  |  |  | CN | X |  |  |  |  | N | Electric Utility | 1 | X T T T T T T: X; DFO BLQ BLQ BLQ BLQ BLQ BLQ: SUN |  |  |  | N
17609 | Southern California Edison Co | 57541 | Solar Photovoltaic Project #45 | CA | Riverside | S45J | Solar Photovoltaic | PV |  | S | X | X |  |  | 0.5 |  | 0.5 | 0.5 |  |  |  |  | CN | X |  |  |  |  | N | Electric Utility | 1 | X T T T T T T: X; DFO BLQ BLQ BLQ BLQ BLQ BLQ: SUN |  |  |  | N
17609 | Southern California Edison Co | 57541 | Solar Photovoltaic Project #45 | CA | Riverside | S45K | Solar Photovoltaic | PV |  | S | X | X |  |  | 0.5 |  | 0.5 | 0.5 |  |  |  |  | CN | X |  |  |  |  | N | Electric Utility | 1 | X T T T T T T: X; DFO BLQ BLQ BLQ BLQ BLQ BLQ: SUN |  |  |  | N
17609 | Southern California Edison Co | 57541 | Solar Photovoltaic Project #45 | CA | Riverside | S45L | Solar Photovoltaic | PV |  | S | X | X |  |  | 0.5 |  | 0.5 | 0.5 |  |  |  |  | CN | X |  |  |  |  | N | Electric Utility | 1 | X T T T T T T: X; DFO BLQ BLQ BLQ BLQ BLQ BLQ: SUN |  |  |  | N
17609 | Southern California Edison Co | 57543 | Solar Photovoltaic Project #47 | CA | Los Angeles | S47A | Solar Photovoltaic | PV |  | S | X | X |  |  | 0.5 |  | 0.5 | 0.5 |  |  |  |  | CN | X |  |  |  |  | N | Electric Utility | 1 | X T T T T T T: X; DFO BLQ BLQ BLQ BLQ BLQ BLQ: SUN |  |  |  | N
17609 | Southern California Edison Co | 57543 | Solar Photovoltaic Project #47 | CA | Los Angeles | S47B | Solar Photovoltaic | PV |  | S | X | X |  |  | 0.5 |  | 0.5 | 0.5 |  |  |  |  | CN | X |  |  |  |  | N | Electric Utility | 1 | X T T T T T T: X; DFO BLQ BLQ BLQ BLQ BLQ BLQ: SUN |  |  |  | N
17609 | Southern California Edison Co | 57545 | Solar Photovoltaic Project #46 | CA | Kern | S46A | Solar Photovoltaic | PV |  | S | X | X |  |  | 0.5 |  | 0.5 | 0.5 |  |  |  |  | CN | X |  |  |  |  | N | Electric Utility | 1 | X T T T T T T: X; DFO BLQ BLQ BLQ BLQ BLQ BLQ: SUN |  |  |  | N
17609 | Southern California Edison Co | 57545 | Solar Photovoltaic Project #46 | CA | Kern | S46B | Solar Photovoltaic | PV |  | S | X | X |  |  | 0.5 |  | 0.5 | 0.5 |  |  |  |  | CN | X |  |  |  |  | N | Electric Utility | 1 | X T T T T T T: X; DFO BLQ BLQ BLQ BLQ BLQ BLQ: SUN |  |  |  | N
17609 | Southern California Edison Co | 57545 | Solar Photovoltaic Project #46 | CA | Kern | S46C | Solar Photovoltaic | PV |  | S | X | X |  |  | 0.5 |  | 0.5 | 0.5 |  |  |  |  | CN | X |  |  |  |  | N | Electric Utility | 1 | X T T T T T T: X; DFO BLQ BLQ BLQ BLQ BLQ BLQ: SUN |  |  |  | N
17609 | Southern California Edison Co | 57545 | Solar Photovoltaic Project #46 | CA | Kern | S46D | Solar Photovoltaic | PV |  | S | X | X |  |  | 0.5 |  | 0.5 | 0.5 |  |  |  |  | CN | X |  |  |  |  | N | Electric Utility | 1 | X T T T T T T: X; DFO BLQ BLQ BLQ BLQ BLQ BLQ: SUN |  |  |  | N
17609 | Southern California Edison Co | 57545 | Solar Photovoltaic Project #46 | CA | Kern | S46E | Solar Photovoltaic | PV |  | S | X | X |  |  | 0.5 |  | 0.5 | 0.5 |  |  |  |  | CN | X |  |  |  |  | N | Electric Utility | 1 | X T T T T T T: X; DFO BLQ BLQ BLQ BLQ BLQ BLQ: SUN |  |  |  | N
17609 | Southern California Edison Co | 57545 | Solar Photovoltaic Project #46 | CA | Kern | S46F | Solar Photovoltaic | PV |  | S | X | X |  |  | 0.5 |  | 0.5 | 0.5 |  |  |  |  | CN | X |  |  |  |  | N | Electric Utility | 1 | X T T T T T T: X; DFO BLQ BLQ BLQ BLQ BLQ BLQ: SUN |  |  |  | N
17609 | Southern California Edison Co | 57545 | Solar Photovoltaic Project #46 | CA | Kern | S46G | Solar Photovoltaic | PV |  | S | X | X |  |  | 0.5 |  | 0.5 | 0.5 |  |  |  |  | CN | X |  |  |  |  | N | Electric Utility | 1 | X T T T T T T: X; DFO BLQ BLQ BLQ BLQ BLQ BLQ: SUN |  |  |  | N
61219 | Longroad Energy Services LLC | 57546 | Milford Wind Corridor Phase III | UT | Beaver | 1 | Onshore Wind Turbine | WT |  | S | X | X |  |  | 100 |  | 100 | 100 |  | N |  |  | IP | X |  |  |  |  | N | IPP Non-CHP | 2 | DFO BLQ BLQ BLQ BLQ BLQ BLQ: WND |  |  |  | N | N | 50
56905 | Algonquin Power Sanger LLC | 57564 | Algonquin Power Sanger LLC | CA | Fresno | STG | Natural Gas Fired Combined Cycle | CA |  | S | N | X |  |  | 12.5 |  | 12.5 | 12.5 |  |  |  |  | RE | X | 11 | 1990 | 3 | 2012 | N | IPP Non-CHP | 2 | [11 empty] | N | [10 empty] | N | bar: X T T T T T T to DFO BLQ BLQ BLQ BLQ BLQ BLQ
58270 | GE Wind Energy LLC | 57566 | GE - Tehachapi | CA | Kern | 1.6PR | Onshore Wind Turbine | WT |  | S | X | X |  |  | 1.6 |  | 1.6 | 1.6 |  | N |  |  | RE | X | 3 | 2011 | 9 | 2013 | N | IPP Non-CHP | 2 | X T T T T T T: X; DFO BLQ BLQ BLQ BLQ BLQ BLQ: WND |  |  |  | N | N | 1 | [8 empty] | N
58270 | GE Wind Energy LLC | 57566 | GE - Tehachapi | CA | Kern | 1.7SF | Onshore Wind Turbine | WT |  | S | X | X |  |  | 1.8 |  | 1.8 | 1.8 | 1.8 | N |  |  | RE | X | 5 | 2014 | 12 | 2019 | N | IPP Non-CHP | 2 | X T T T T T T: X; DFO BLQ BLQ BLQ BLQ BLQ BLQ: WND |  |  |  | N | N | 1 | [8 empty] | N
56935 | Number Nine Wind Farm LLC | 57612 | Number Nine Wind Farm | ME | Aroostook | GEN1 | Onshore Wind Turbine | WT |  | S | X | X |  |  | 250 |  | 250 | 250 |  |  |  |  | CN | X |  |  |  |  | N | IPP Non-CHP | 2 | DFO BLQ BLQ BLQ BLQ BLQ BLQ: WND | [5 empty] | 125
56939 | Lexington Chenoa Wind Farm II LLC | 57622 | Bright Stalk Wind Farm II | IL | McLean | GEN1 | Onshore Wind Turbine | WT |  | S | X | X |  |  | 205.2 |  | 205.2 | 205.2 |  |  |  |  | IP | X |  |  |  |  | N | IPP Non-CHP | 2 | DFO BLQ BLQ BLQ BLQ BLQ BLQ: WND |  |  |  | N |  | 56 | [8 empty] | N
56953 | Bos Dairy, LLC | 57625 | Bos Dairy, LLC | IN | Jasper | BOS1 | Other Waste Biomass | IC |  | W | X | X | NIPS,WVPA | NIPS,WVPA | 0.4 | 0.97 | 0.3 | 0.3 | 0.2 | N |  |  | RE | X | 1 | 2005 | 8 | 2015 | N | Industrial Non-CHP | 6 | X T T T T T T: X; DFO BLQ BLQ BLQ BLQ BLQ BLQ: OBG |  |  |  | Y | N |  | 10M | [7 empty] | N | N | N
56953 | Bos Dairy, LLC | 57625 | Bos Dairy, LLC | IN | Jasper | BOS2 | Natural Gas Internal Combustion Engine | IC |  | W | X | X |  |  | 0.7 | 0.97 | 0.6 | 0.6 | 0.2 | N |  |  | RE | X | 2 | 2011 | 2 | 2020 | N | Industrial Non-CHP | 6 | [11 empty] | Y | N |  | 10M | [7 empty] | N | N | N | bar: X T T T T T T to DFO BLQ BLQ BLQ BLQ BLQ BLQ
56953 | Bos Dairy, LLC | 57625 | Bos Dairy, LLC | IN | Jasper | BOS3 | Natural Gas Internal Combustion Engine | IC |  | W | X | X |  |  | 0.4 | 0.97 | 0.3 | 0.3 | 0.2 | N |  |  | RE | X | 12 | 2011 | 3 | 2020 | N | Industrial Non-CHP | 6 | [11 empty] | Y | N |  | 10M | [7 empty] | N | N | bar: X T T T T T T to DFO BLQ BLQ BLQ BLQ BLQ BLQ
60545 | City of Auburn, New York | 57636 | Auburn LFG Energy Facility | NY | Cayuga | 2 | Landfill Gas | IC |  | S | X | X |  |  | 1.1 | 1 | 1.1 | 1.1 | 0.5 |  |  |  | RE | X | 1 | 2010 | 4 | 2014 | N | IPP Non-CHP | 2 | X T T T T T T: X; DFO BLQ BLQ BLQ BLQ BLQ BLQ: LFG; DFO BIT BIT BIT BIT BIT BIT: NG |  |  |  | N | N |  | OVER | [7 empty] | Y | Y | N
56972 | Vestas Towers America, Inc | 57643 | Vestas Towers America, Inc. | CO | Pueblo | V112 | Onshore Wind Turbine | WT |  |  | X | X |  |  | 3 |  | 3 | 3 |  | N |  |  | CN | X |  |  |  |  | N | Industrial Non-CHP | 6 | X T T T T T T: X; DFO BLQ BLQ BLQ BLQ BLQ BLQ: WND | [5 empty] | 1
56771 | Black Hills Service Company LLC | 57703 | Cheyenne Prairie Generating Station | WY | Laramie | 02B | Natural Gas Fired Combustion Turbine | GT |  | W | X | X |  |  | 40 | 0.85 | 40 | 40 |  | N |  |  | IP | X |  |  |  |  | N | Electric Utility | 1 | [22 empty] | N | N | N | bar: X T T T T T T to DFO BLQ BLQ BLQ BLQ BLQ BLQ
56771 | Black Hills Service Company LLC | 57703 | Cheyenne Prairie Generating Station | WY | Laramie | 03A | Natural Gas Fired Combustion Turbine | GT |  | W | X | X |  |  | 40 | 0.85 | 40 | 40 |  | N |  |  | IP | X |  |  |  |  | N | Electric Utility | 1 | [11 empty] | N | N | [9 empty] | N | N | N | bar: X T T T T T T to DFO BLQ BLQ BLQ BLQ BLQ BLQ
11208 | Los Angeles Department of Water & Power | 57730 | Lopez Canyon | CA | Los Angeles | 1 | Landfill Gas | GT |  | W | X | X |  |  | 1.5 | 1 | 1.5 | 1.5 | 0.3 | N |  |  | RE | X | 8 | 2002 | 4 | 2015 | N | IPP Non-CHP | 2 | X T T T T T T: X; DFO BLQ BLQ BLQ BLQ BLQ BLQ: LFG | [6 empty] | 10M
57054 | Suzlon Project VIII LLC | 57741 | Suzlon Project VIII LLC | TX | Hartley | S128 | Onshore Wind Turbine | WT |  | S | X | X | SPS.SUZLON8 | N/A | 2.6 |  | 2.6 | 2.6 | 0 |  |  |  | CN | X |  |  |  |  | N | IPP Non-CHP | 2 | DFO BLQ BLQ BLQ BLQ BLQ BLQ: WND |  |  |  | N | N | 1 | 10M | [7 empty] | N
57054 | Suzlon Project VIII LLC | 57741 | Suzlon Project VIII LLC | TX | Hartley | SP95 | Onshore Wind Turbine | WT |  | S | X | X | SPS.SUZLON8 | N/A | 2.1 |  | 2.1 | 2.1 | 0 | N |  |  | RE | X | 10 | 2011 | 4 | 2015 | N | IPP Non-CHP | 2 | X T T T T T T: X; DFO BLQ BLQ BLQ BLQ BLQ BLQ: WND |  |  |  | N | N | 1 | 1H | [7 empty] | N
61012 | AES Distributed Energy | 57765 | Arizona Western College PV | AZ | Yuma | GV1 | Solar Photovoltaic | PV |  | S | X | X |  |  | 0.5 |  | 0.5 | 0.5 |  | N |  |  | RE | X | 11 | 2011 | 10 | 2014 | N | IPP Non-CHP | 2 | X T T T T T T: X; DFO BLQ BLQ BLQ BLQ BLQ BLQ: SUN
61012 | AES Distributed Energy | 57765 | Arizona Western College PV | AZ | Yuma | GV2 | Solar Photovoltaic | PV |  | S | X | X |  |  | 0.5 |  | 0.5 | 0.5 |  | N |  |  | RE | X | 11 | 2011 | 10 | 2014 | N | IPP Non-CHP | 2 | X T T T T T T: X; DFO BLQ BLQ BLQ BLQ BLQ BLQ: SUN
57108 | The County of Sonoma | 57793 | Sonoma County Fuel Cell | CA | Sonoma | FC-1 | Other Natural Gas | FC |  | S | X | X |  |  | 1.4 |  | 1.4 | 1.4 | 0 | N |  |  | RE | X | 12 | 2010 | 12 | 2020 | Y | Commercial CHP | 5 | [11 empty] | N | N |  | OVER | [7 empty] | N | bar: X T T T T T T to DFO BLQ BLQ BLQ BLQ BLQ BLQ; DFO DFO DFO DFO DFO DFO DFO
57109 | St Joseph Energy Center LLC | 57794 | St Joseph Energy Center | IN | St Joseph | 1 | Natural Gas Fired Combined Cycle | CC |  | S | Y | N | SJEC | SJEC | 670 | 0.85 | 642 | 670 | 350 |  |  |  | IP | X |  |  |  |  | N | IPP Non-CHP | 2 | [11 empty] | N | N |  | 12H | [7 empty] | N | N | bar: DFO BLQ BLQ BLQ BLQ BLQ BLQ
57109 | St Joseph Energy Center LLC | 57794 | St Joseph Energy Center | IN | St Joseph | CT3 | Natural Gas Fired Combined Cycle | CT | CC02 | S | X | Y |  |  | 238 | 0.85 | 237 | 237 |  |  |  |  | IP | X |  |  |  |  | N | IPP Non-CHP | 2 | [22 empty] | U | N | U | bar: DFO BLQ BLQ BLQ BLQ BLQ BLQ
57109 | St Joseph Energy Center LLC | 57794 | St Joseph Energy Center | IN | St Joseph | CT4 | Natural Gas Fired Combined Cycle | CT | CC02 | S | X | Y |  |  | 238 | 0.85 | 237 | 237 |  |  |  |  | IP | X |  |  |  |  | N | IPP Non-CHP | 2 | [22 empty] | U | N | N | bar: DFO BLQ BLQ BLQ BLQ BLQ BLQ
57109 | St Joseph Energy Center LLC | 57794 | St Joseph Energy Center | IN | St Joseph | ST2 | Natural Gas Fired Combined Cycle | CA | CC02 | S | Y | X |  |  | 260 | 0.85 | 232 | 232 |  | N |  |  | IP | X |  |  |  |  | N | IPP Non-CHP | 2 | [22 empty] | U | N | N | bar: DFO BLQ BLQ BLQ BLQ BLQ BLQ
57123 | Middlebury College Biomass | 57804 | Middlebury College | VT | Addison | 1 | Wood/Wood Waste Biomass | ST |  | S | X | X |  |  | 0.2 | 0.8 | 0.1 | 0.1 | 0.2 | N |  |  | RE | X | 1 | 1980 | 10 | 2011 | Y | Commercial CHP | 5 | X T T T T T T: B; DFO BLQ BLQ BLQ BLQ BLQ BLQ: WDS; DFO BIT BIT BIT BIT BIT BIT: NG; DFO WDS WDS WDS WDS DFO DFO: DFO |  |  |  | Y | N |  | 12H | [7 empty] | Y | N | Y
56778 | Bloom Energy 2009 PPA | 57807 | Coca Cola American Canyon | CA | Napa | COK01 | Other Natural Gas | FC |  | S | X | X |  |  | 1.1 |  | 1 | 1 | 1 | N |  |  | RE | X | 9 | 2011 | 11 | 2020 | N | IPP Non-CHP | 2 | X T T T T T T: X; DFO BLQ BLQ BLQ BLQ BLQ BLQ: NG; DFO BIT BIT BIT BIT BIT BIT: OBG |  |  |  | N |  |  | 12H
57146 | Tulsa LFG LLC | 57828 | Tulsa LFG LLC | OK | Osage | GEN2 | Landfill Gas | IC |  | S | X | X |  |  | 1.6 | 0.8 | 1.4 | 1.4 | 0.2 | N |  |  | RE | X | 2 | 2013 | 11 | 2016 | N | IPP Non-CHP | 2 | X T T T T T T: X; DFO BLQ BLQ BLQ BLQ BLQ BLQ: LFG |  |  |  | N | N |  | 12H | [7 empty] | N
57148 | Glendale Energy LLC | 57829 | Glendale Energy Power Plant | AZ | Maricopa | GLEN1 | Landfill Gas | IC |  | S | X | X |  |  | 1.4 | 1 | 1.4 | 1.4 | 1.4 | N |  |  | RE | X | 1 | 2010 | 6 | 2019 | N | IPP Non-CHP | 2 | X T T T T T T: X; DFO BLQ BLQ BLQ BLQ BLQ BLQ: LFG |  |  |  | N | N |  | 1H | [7 empty] | N | N | N
57148 | Glendale Energy LLC | 57829 | Glendale Energy Power Plant | AZ | Maricopa | GLEN2 | Landfill Gas | IC |  | S | X | X |  |  | 1.4 | 1 | 1.4 | 1.4 | 1.4 | N |  |  | RE | X | 1 | 2010 | 6 | 2019 | N | IPP Non-CHP | 2 | X T T T T T T: X; DFO BLQ BLQ BLQ BLQ BLQ BLQ: LFG |  |  |  | N | N |  | 1H | [7 empty] | N | N | N
40211 | Wabash Valley Power Assn, Inc | 57842 | Wabash Valley Power IGCC | IN | Vigo | 1 | Petroleum Coke | CA | CC1 | S | N | X |  |  | 112.5 | 0.8 | 85 | 85 | 55 | N |  |  | RE | X | 12 | 1953 | 5 | 2016 | N | Electric Utility | 1 | X | SGP | OTH | NG |  |  |  | NG |  |  |  | Y | N |  | OVER |  | N |  |  | Y |  |  | N | N | N
57172 | SC Landfill Energy LLC | 57843 | SC Landfill Energy LLC | NJ | Salem | GEN1 | Landfill Gas | IC |  | S | X | X |  |  | 1.9 | 1 | 1.8 | 1.8 | 1 | N |  |  | RE | X | 12 | 2008 | 6 | 2020 | N | IPP Non-CHP | 2 | X T T T T T T: X; DFO BLQ BLQ BLQ BLQ BLQ BLQ: LFG |  |  |  | N | N |  | 10M | [7 empty] | N | N | N
57173 | AC Landfill Energy LLC | 57845 | AC Landfill Energy LLC | NJ | Atlantic | UNIT3 | Landfill Gas | IC |  | S | X | X |  |  | 1.9 | 1 | 1.8 | 1.8 | 1 | N |  |  | RE | X | 3 | 2005 | 12 | 2016 | N | IPP Non-CHP | 2 | X T T T T T T: X; DFO BLQ BLQ BLQ BLQ BLQ BLQ: LFG |  |  |  | N | N |  | 10M | [7 empty] | N | N
57174 | SX Landfill Energy LLC | 57846 | SX Landfill Energy LLC | NJ | Sussex | UNIT1 | Landfill Gas | IC |  | S | X | X |  |  | 1.6 | 1 | 1.5 | 1.5 | 0.8 | N |  |  | RE | X | 6 | 2011 | 6 | 2020 | N | IPP Non-CHP | 2 | X T T T T T T: X; DFO BLQ BLQ BLQ BLQ BLQ BLQ: LFG |  |  |  |  | N |  | 10M | [7 empty] | N
57174 | SX Landfill Energy LLC | 57846 | SX Landfill Energy LLC | NJ | Sussex | UNIT2 | Landfill Gas | IC |  | S | X | X |  |  | 1.6 | 1 | 1.5 | 1.5 | 0.8 | N |  |  | RE | X | 6 | 2011 | 6 | 2020 | N | IPP Non-CHP | 2 | X T T T T T T: X; DFO BLQ BLQ BLQ BLQ BLQ BLQ: LFG |  |  |  |  | N |  | 10M | [7 empty] | N
57175 | BC Landfill Energy LLC | 57847 | BC Landfill Energy LLC | NJ | Burlington | UNIT1 | Landfill Gas | IC |  | S | X | X |  |  | 1.5 | 1 | 1.4 | 1.4 | 0.7 | N |  |  | RE | X | 8 | 2007 | 6 | 2020 | N | IPP Non-CHP | 2 | X T T T T T T: X; DFO BLQ BLQ BLQ BLQ BLQ BLQ: LFG |  |  |  | N | N |  | 10M | [7 empty] | N | N | N
57175 | BC Landfill Energy LLC | 57847 | BC Landfill Energy LLC | NJ | Burlington | UNIT2 | Landfill Gas | IC |  | S | X | X |  |  | 1.5 | 1 | 1.4 | 1.4 | 0.7 | N |  |  | RE | X | 8 | 2007 | 6 | 2020 | N | IPP Non-CHP | 2 | X T T T T T T: X; DFO BLQ BLQ BLQ BLQ BLQ BLQ: LFG |  |  |  | N | N |  | 10M | [7 empty] | N | N | N
57175 | BC Landfill Energy LLC | 57847 | BC Landfill Energy LLC | NJ | Burlington | UNIT3 | Landfill Gas | IC |  | S | X | X |  |  | 1.5 | 1 | 1.4 | 1.4 | 0.7 | N |  |  | RE | X | 8 | 2007 | 6 | 2020 | N | IPP Non-CHP | 2 | X T T T T T T: X; DFO BLQ BLQ BLQ BLQ BLQ BLQ: LFG |  |  |  | N | N |  | 10M | [7 empty] | N | N | N
57175 | BC Landfill Energy LLC | 57847 | BC Landfill Energy LLC | NJ | Burlington | UNIT4 | Landfill Gas | IC |  | S | X | X |  |  | 1.5 | 1 | 1.4 | 1.4 | 0.7 | N |  |  | RE | X | 8 | 2007 | 6 | 2020 | N | IPP Non-CHP | 2 | X T T T T T T: X; DFO BLQ BLQ BLQ BLQ BLQ BLQ: LFG |  |  |  | N | N |  | 10M | [7 empty] | N | N | N
57175 | BC Landfill Energy LLC | 57847 | BC Landfill Energy LLC | NJ | Burlington | UNIT5 | Landfill Gas | IC |  | S | X | X |  |  | 1.5 | 1 | 1.4 | 1.4 | 0.7 | N |  |  | RE | X | 8 | 2007 | 6 | 2020 | N | IPP Non-CHP | 2 | X T T T T T T: X; DFO BLQ BLQ BLQ BLQ BLQ BLQ: LFG |  |  |  | N | N |  | 10M | [7 empty] | N | N | N
61944 | Goldman Sachs Renewable Power Group | 57848 | WC Landfill Energy LLC | NJ | Warren | GEN1 | Landfill Gas | IC |  | J | X | X |  |  | 2 | 1 |  |  |  | N |  |  | RE | X | 11 | 2006 | 12 | 2016 | N | IPP Non-CHP | 2 | X T T T T T T: X; DFO BLQ BLQ BLQ BLQ BLQ BLQ: LFG | [6 empty] | 10M | [7 empty] | N
11208 | Los Angeles Department of Water & Power | 57854 | North Hollywood | CA | Los Angeles | 2T3 | Conventional Hydroelectric | HY |  | S | X | X |  |  | 0.5 | 0.86 | 0.5 | 0.5 | 0.5 | N |  |  | RE | X | 1 | 1993 | 2 | 2016 | N | Commercial Non-CHP | 4 | X T T T T T T: X; DFO BLQ BLQ BLQ BLQ BLQ BLQ: WAT |  |  |  | N | N | 0 | 10M | [7 empty] | N
6455 | Duke Energy Florida, LLC | 57894 | Levy Nuclear Plant | FL | Levy | LNP1 | Nuclear | ST |  | S | X | X |  |  | 1250 |  | 1092 | 1120 |  |  |  |  | CN | X |  |  |  |  | N | Electric Utility | 1 | X T T T T T T: X; DFO BLQ BLQ BLQ BLQ BLQ BLQ: NUC |  |  |  | N
6455 | Duke Energy Florida, LLC | 57894 | Levy Nuclear Plant | FL | Levy | LNP2 | Nuclear | ST |  | S | X | X |  |  | 1250 |  | 1092 | 1120 |  |  |  |  | CN | X |  |  |  |  | N | Electric Utility | 1 | X T T T T T T: X; DFO BLQ BLQ BLQ BLQ BLQ BLQ: NUC |  |  |  | N
15399 | Avangrid Renewables LLC | 57920 | Dolan Springs | AZ | Mohave | 1 | Onshore Wind Turbine | WT |  | S | X | X |  |  | 300 |  | 300 | 300 |  | N |  |  | CN | X |  |  |  |  | N | IPP Non-CHP | 2 | X T T T T T T: X; DFO BLQ BLQ BLQ BLQ BLQ BLQ: WND |  |  |  | N |  | 175
15399 | Avangrid Renewables LLC | 57921 | Kettleman Solar | CA | Kings | 1 | Solar Photovoltaic | PV |  | S | X | X |  |  | 22 |  | 22 | 22 |  | N |  |  | CN | X |  |  |  |  | N | IPP Non-CHP | 2 | X T T T T T T: X; DFO BLQ BLQ BLQ BLQ BLQ BLQ: SUN |  |  |  | N
15399 | Avangrid Renewables LLC | 57922 | Dry Lake Solar | AZ | Navajo | 1 | Solar Photovoltaic | PV |  | S | X | X |  |  | 50 |  | 50 | 50 |  | N |  |  | CN | X |  |  |  |  | N | IPP Non-CHP | 2 | X T T T T T T: X; DFO BLQ BLQ BLQ BLQ BLQ BLQ: SUN |  |  |  | N
15399 | Avangrid Renewables LLC | 57923 | Tierra Bonita Solar | CA | Los Angeles | 1 | Solar Photovoltaic | PV |  | S | X | X |  |  | 22 |  | 22 | 22 |  | N |  |  | CN | X |  |  |  |  | N | IPP Non-CHP | 2 | X T T T T T T: X; DFO BLQ BLQ BLQ BLQ BLQ BLQ: SUN |  |  |  | N
15399 | Avangrid Renewables LLC | 57924 | Klamath Solar | OR | Klamath | 1 | Solar Photovoltaic | PV |  | S | X | X |  |  | 5 |  | 5 | 5 |  | N |  |  | CN | X |  |  |  |  | N | IPP Non-CHP | 2 | X T T T T T T: X; DFO BLQ BLQ BLQ BLQ BLQ BLQ: SUN |  |  |  | N
57317 | Wausau Paper Middletown | 57940 | Wausau Paper Middletown | OH | Butler | G3 | Conventional Steam Coal | ST |  | S | X | X |  |  | 7.5 | 0.8 | 7.5 | 7.5 | 0.1 | N |  |  | RE | X | 4 | 1986 | 9 | 2019 | Y | Industrial CHP | 7 | X T T T T T T: T; DFO BLQ BLQ BLQ BLQ BLQ BLQ: BIT; DFO BIT BIT BIT BIT BIT BIT: DFO; DFO DFO DFO DFO DFO DFO DFO: DFO |  |  |  | N | N |  | 12H |  | Y |  |  | Y |  |  | N |  | N
57315 | Western Sugar Cooperative | 57967 | Western Sugar Coop - Torrington | WY | Goshen | GEGEN | Natural Gas Steam Turbine | ST |  | W | X | X |  |  | 2 | 0.8 | 2 | 2 | 1 | N |  |  | RE | X | 10 | 1978 | 2 | 2019 | Y | Industrial CHP | 7 | X T T T T T T: T; DFO BLQ BLQ BLQ BLQ BLQ BLQ: NG; DFO BIT BIT BIT BIT BIT BIT: SUB; DFO DFO DFO DFO DFO DFO DFO: SUB |  |  |  | N | N |  | 12H |  | N | Y |  | Y |  |  | N
57414 | Eli Lilly and Company | 58043 | Lilly Technical Center | IN | Marion | 5 | All Other | ST |  | S | X | X |  |  | 1 | 0.8 | 1 | 1 | 0.6 | N |  |  | RE | X | 6 | 1996 | 12 | 2018 | N | Industrial Non-CHP | 6 | X T T T T T T: X; DFO BLQ BLQ BLQ BLQ BLQ BLQ: PUR; DFO DFO DFO DFO DFO DFO DFO: PUR |  |  |  | N | N |  | OVER | [7 empty] | N | N | N
57440 | SABIC IP Mt. Vernon, LLC | 58063 | SABIC Innovative Plastics Mt. Vernon | IN | Posey | 1 | Conventional Steam Coal | ST |  | S | X | X |  |  | 5.5 | 0.8 | 3 | 3 | 2 | N |  |  | RE | X | 6 | 1996 | 1 | 2017 | Y | Industrial CHP | 7 | X T T T T T T: B; DFO BLQ BLQ BLQ BLQ BLQ BLQ: BIT; DFO BIT BIT BIT BIT BIT BIT: NG; DFO DFO DFO DFO DFO DFO DFO: NG |  |  |  | N | N |  | 12H |  | N |  | N | N |  |  | N | N | N
57463 | Kimberly-Clark Worldwide Inc | 58083 | Fullerton Mill CHP | CA | Orange | GTG1 | Natural Gas Fired Combined Cycle | CT | CC1 | S | X | N |  |  | 19 | 0.8 | 12 | 13 | 6 | N |  |  | RE | X | 7 | 2002 | 2 | 2020 | Y | Industrial CHP | 7 | [11 empty] | N | N |  | 1H | [7 empty] | N | N | N | bar: X T T T T T T to DFO BLQ BLQ BLQ BLQ BLQ BLQ
57463 | Kimberly-Clark Worldwide Inc | 58083 | Fullerton Mill CHP | CA | Orange | STG1 | Natural Gas Fired Combined Cycle | CA | CC1 | S | N | X |  |  | 2 | 0.8 | 1 | 1 | 0.1 | N |  |  | RE | X | 7 | 2002 | 2 | 2020 | Y | Industrial CHP | 7 | [11 empty] | N | N |  | 1H | [7 empty] | N | N | N | bar: X T T T T T T to DFO BLQ BLQ BLQ BLQ BLQ BLQ
57494 | TDX North Slope Generating Inc. | 58117 | TNSG South Plant | AK | North Slope | 12 | Natural Gas Internal Combustion Engine | IC |  | S | X | X |  |  | 0.6 | 0.8 | 0.6 | 0.6 | 0.2 | N |  |  | RE | X | 8 | 2010 | 1 | 2012 | N | Electric Utility | 1 | [11 empty] | N | N |  | 10M | [7 empty] | N | N | N | bar: X T T T T T T to DFO BLQ BLQ BLQ BLQ BLQ BLQ
58109 | President & Trustees of Williams College | 58160 | Williams College - Campus CHP | MA | Berkshire | GEN3 | Natural Gas Internal Combustion Engine | IC |  | S | X | X |  |  | 1.2 | 0.9 | 1.2 | 1.2 |  | N |  |  | CN | X |  |  |  |  | Y | Commercial CHP | 5 | [22 empty] | N | N | N | bar: DFO BLQ BLQ BLQ BLQ BLQ BLQ
58109 | President & Trustees of Williams College | 58160 | Williams College - Campus CHP | MA | Berkshire | GEN6 | Petroleum Liquids | IC |  | S | X | X |  |  | 2 | 0.9 | 2 | 2 |  | N |  |  | CN | X |  |  |  |  | N | Commercial CHP | 5 | DFO BLQ BLQ BLQ BLQ BLQ BLQ: DFO | [6 empty] | 1H | [7 empty] | N | N | N
58133 | Mercy Medical Center | 58163 | Mercy Medical Center | NY | Nassau | 1 | Petroleum Liquids | IC |  | S | X | X |  |  | 0.1 | 0.8 | 0.1 | 0.1 | 0.1 | N |  |  | RE | X | 1 | 1959 | 9 | 2020 | N | Commercial Non-CHP | 4 | X T T T T T T: X; DFO BLQ BLQ BLQ BLQ BLQ BLQ: DFO |  |  |  | N | N |  | 10M | [7 empty] | N
58133 | Mercy Medical Center | 58163 | Mercy Medical Center | NY | Nassau | 2 | Petroleum Liquids | IC |  | S | X | X |  |  | 0.4 | 0.8 | 0.4 | 0.4 | 0.4 | N |  |  | RE | X | 1 | 1992 | 12 | 2015 | N | Commercial Non-CHP | 4 | X T T T T T T: X; DFO BLQ BLQ BLQ BLQ BLQ BLQ: DFO |  |  |  | N | N |  | 10M | [7 empty] | N | N
58133 | Mercy Medical Center | 58163 | Mercy Medical Center | NY | Nassau | 3 | Petroleum Liquids | IC |  | S | X | X |  |  | 0.4 | 0.8 | 0.4 | 0.4 | 0.4 | N |  |  | RE | X | 1 | 1963 | 12 | 2018 | N | Commercial Non-CHP | 4 | X T T T T T T: X; DFO BLQ BLQ BLQ BLQ BLQ BLQ: DFO |  |  |  | N | N |  | 10M | [7 empty] | N
58133 | Mercy Medical Center | 58163 | Mercy Medical Center | NY | Nassau | 4 | Petroleum Liquids | IC |  | S | X | X |  |  | 0.7 | 0.8 | 0.7 | 0.7 | 0.7 | N |  |  | RE | X | 1 | 1985 | 10 | 2020 | N | Commercial Non-CHP | 4 | X T T T T T T: X; DFO BLQ BLQ BLQ BLQ BLQ BLQ: DFO |  |  |  | N | N |  | 10M | [7 empty] | N
58133 | Mercy Medical Center | 58163 | Mercy Medical Center | NY | Nassau | 5 | Petroleum Liquids | IC |  | S | X | X |  |  | 0.3 | 0.8 | 0.3 | 0.3 | 0.3 | N |  |  | RE | X | 1 | 1977 | 12 | 2020 | N | Commercial Non-CHP | 4 | X T T T T T T: X; DFO BLQ BLQ BLQ BLQ BLQ BLQ: DFO |  |  |  | N | N |  | 10M | [7 empty] | N
58133 | Mercy Medical Center | 58163 | Mercy Medical Center | NY | Nassau | 6 | Petroleum Liquids | IC |  | S | X | X |  |  | 0.2 | 0.8 | 0.2 | 0.2 | 0.2 | N |  |  | RE | X | 1 | 1995 | 10 | 2020 | N | Commercial Non-CHP | 4 | X T T T T T T: X; DFO BLQ BLQ BLQ BLQ BLQ BLQ: DFO |  |  |  | N | N |  | 10M | [7 empty] | N
58133 | Mercy Medical Center | 58163 | Mercy Medical Center | NY | Nassau | 7 | Petroleum Liquids | IC |  | S | X | X |  |  | 0.3 | 0.8 | 0.3 | 0.3 | 0.3 | N |  |  | RE | X | 1 | 1999 | 7 | 2020 | N | Commercial Non-CHP | 4 | X T T T T T T: X; DFO BLQ BLQ BLQ BLQ BLQ BLQ: DFO | [6 empty] | 10M | [7 empty] | N
58105 | University of Redlands | 58168 | Energy Center | CA | San Bernardino | EC01 | Natural Gas Internal Combustion Engine | IC |  | S | X | X |  |  | 1.5 | 0.8 | 1.5 | 1.5 | 1.1 |  |  |  | RE | X | 2 | 2007 | 2 | 2019 | Y | Commercial CHP | 5 | [11 empty] | N | N |  | 10M | [7 empty] | N |  | N | bar: X T T T T T T to DFO BLQ BLQ BLQ BLQ BLQ BLQ
58100 | Middle Tennessee State University | 58179 | MTSU Power Co-Gen Plant | TN | Rutherford | SG-01 | Petroleum Liquids | IC |  | S | X | X |  |  | 2 | 0.8 | 2 | 2 | 0.3 | N |  |  | RE | X | 9 | 2004 | 11 | 2016 | N | Commercial CHP | 5 | X T T T T T T: X; DFO BLQ BLQ BLQ BLQ BLQ BLQ: DFO |  |  |  | N | N |  | 10M | [7 empty] | N | N | N
58100 | Middle Tennessee State University | 58179 | MTSU Power Co-Gen Plant | TN | Rutherford | SG-02 | Petroleum Liquids | IC |  | S | X | X |  |  | 2 | 0.8 | 2 | 2 | 0.3 | N |  |  | RE | X | 9 | 2004 | 11 | 2016 | N | Commercial CHP | 5 | X T T T T T T: X; DFO BLQ BLQ BLQ BLQ BLQ BLQ: DFO |  |  |  | N | N |  | 10M | [7 empty] | N | N | N
58100 | Middle Tennessee State University | 58179 | MTSU Power Co-Gen Plant | TN | Rutherford | SG-03 | Petroleum Liquids | IC |  | S | X | X |  |  | 2 | 0.8 | 2 | 2 | 0.3 | N |  |  | RE | X | 9 | 2004 | 11 | 2016 | N | Commercial CHP | 5 | X T T T T T T: X; DFO BLQ BLQ BLQ BLQ BLQ BLQ: DFO |  |  |  | N | N |  | 10M | [8 empty] | N
58100 | Middle Tennessee State University | 58179 | MTSU Power Co-Gen Plant | TN | Rutherford | SG-04 | Petroleum Liquids | IC |  | S | X | X |  |  | 2 | 0.8 | 2 | 2 | 0.3 | N |  |  | RE | X | 9 | 2004 | 11 | 2016 | N | Commercial CHP | 5 | X T T T T T T: X; DFO BLQ BLQ BLQ BLQ BLQ BLQ: DFO |  |  |  | N | N |  | 10M | [8 empty] | N
58100 | Middle Tennessee State University | 58179 | MTSU Power Co-Gen Plant | TN | Rutherford | SG-05 | Petroleum Liquids | IC |  | S | X | X |  |  | 2 | 0.8 | 2 | 2 | 0.3 | N |  |  | RE | X | 9 | 2004 | 11 | 2016 | N | Commercial CHP | 5 | X T T T T T T: X; DFO BLQ BLQ BLQ BLQ BLQ BLQ: DFO |  |  |  | N | N |  | 10M | [8 empty] | N
58157 | Prairie Horizon Agri Energy LLC | 58183 | Prairie Horizon Agri Energy | KS | Phillips | T5687 | Natural Gas Steam Turbine | ST |  | S | X | X |  |  | 1.8 | 0.8 | 0.9 | 0.9 |  | N |  |  | RE | X | 10 | 2008 | 6 | 2013 | Y | Industrial CHP | 7 | [11 empty] | N | N |  | 12H | [8 empty] | N | N | bar: X T T T T T T to DFO BLQ BLQ BLQ BLQ BLQ BLQ
58153 | US Magnesium | 58191 | US Magnesium | UT | Tooele | GT4 | Natural Gas Fired Combustion Turbine | GT |  | S | X | X |  |  | 30 | 0.75 | 24 | 30 |  |  |  |  | CN | X |  |  |  |  | N | Industrial CHP | 7 | [22 empty] | N | bar: X T T T T T T to DFO BLQ BLQ BLQ BLQ BLQ BLQ
58159 | Penn State University | 58194 | West Campus Steam Plant | PA | Centre | WC 2 | Conventional Steam Coal | ST |  | S | X | X |  |  | 2.5 | 0.8 | 0.5 | 1 | 0.5 | N |  |  | RE | X | 1 | 1938 | 3 | 2015 | Y | Commercial CHP | 5 | X T T T T T T: T; DFO BLQ BLQ BLQ BLQ BLQ BLQ: BIT; DFO BIT BIT BIT BIT BIT BIT: NG; DFO DFO DFO DFO DFO DFO DFO: NG |  |  |  | N | N |  | 12H |  |  | Y |  | Y |  |  |  | Y | N
58159 | Penn State University | 58194 | West Campus Steam Plant | PA | Centre | WC 3 | Conventional Steam Coal | ST |  | S | X | X |  |  | 3.5 | 0.8 | 0.6 | 2.8 | 0.5 | N |  |  | RE | X | 1 | 1949 | 3 | 2015 | Y | Commercial CHP | 5 | X T T T T T T: T; DFO BLQ BLQ BLQ BLQ BLQ BLQ: BIT; DFO BIT BIT BIT BIT BIT BIT: NG; DFO DFO DFO DFO DFO DFO DFO: NG |  |  |  | N | N |  | 12H |  |  | Y |  | Y |  |  |  | N | N
58173 | Almatis Burnside Inc. | 58200 | Burnside Alumina Plant | LA | Ascension | GEN1 | Natural Gas Steam Turbine | ST |  | S | X | X |  |  | 4 | 0.9 | 4 | 4 | 0.5 | N |  |  | RE | X | 12 | 1957 | 8 | 2020 | Y | Industrial CHP | 7 | [11 empty] | N | N |  | 12H | [7 empty] | N | N | N | bar: X T T T T T T to DFO BLQ BLQ BLQ BLQ BLQ BLQ; DFO DFO DFO DFO DFO DFO DFO
58173 | Almatis Burnside Inc. | 58200 | Burnside Alumina Plant | LA | Ascension | GEN2 | Natural Gas Steam Turbine | ST |  | S | X | X |  |  | 4 | 0.9 | 4 | 4 | 0.5 | N |  |  | RE | X | 12 | 1957 | 8 | 2020 | Y | Industrial CHP | 7 | [11 empty] | N | N |  | 12H | [7 empty] | N | N | N | bar: X T T T T T T to DFO BLQ BLQ BLQ BLQ BLQ BLQ; DFO DFO DFO DFO DFO DFO DFO
58173 | Almatis Burnside Inc. | 58200 | Burnside Alumina Plant | LA | Ascension | GEN3 | Natural Gas Steam Turbine | ST |  | S | X | X |  |  | 4 | 0.9 | 4 | 4 | 0.5 | N |  |  | RE | X | 12 | 1957 | 8 | 2020 | Y | Industrial CHP | 7 | [11 empty] | N | N |  | 12H | [7 empty] | N | N | N | bar: X T T T T T T to DFO BLQ BLQ BLQ BLQ BLQ BLQ; DFO DFO DFO DFO DFO DFO DFO
56791 | Hudson Ranch Power I LLC | 58211 | Hudson Ranch Power II LLC | CA | Imperial | HR2 | Geothermal | ST |  | S | X | X |  |  | 55 |  | 49 | 55 | 15 | N |  |  | CN | X |  |  |  |  | N | IPP Non-CHP | 2 | X T T T T T T: X; DFO BLQ BLQ BLQ BLQ BLQ BLQ: GEO |  |  |  | N | N |  | OVER | [7 empty] | N | N
5416 | Duke Energy Carolinas, LLC | 58212 | Buzzard Roost GT | SC | Greenwood | 10 | Natural Gas Fired Combustion Turbine | GT |  | W | X | X |  |  | 17.8 | [7 empty] | RE | X | 6 | 1971 | 10 | 2012 | N | Electric Utility | 1 | X T T T T T T: X; DFO BLQ BLQ BLQ BLQ BLQ BLQ: NG; DFO BIT BIT BIT BIT BIT BIT: DFO |  |  |  | N | N | [10 empty] | Y | Y
5416 | Duke Energy Carolinas, LLC | 58212 | Buzzard Roost GT | SC | Greenwood | 11 | Natural Gas Fired Combustion Turbine | GT |  | S | X | X |  |  | 17.8 | [7 empty] | RE | X | 6 | 1971 | 10 | 2012 | N | Electric Utility | 1 | X T T T T T T: X; DFO BLQ BLQ BLQ BLQ BLQ BLQ: NG; DFO BIT BIT BIT BIT BIT BIT: DFO |  |  |  | N | N | [10 empty] | Y | Y
5416 | Duke Energy Carolinas, LLC | 58212 | Buzzard Roost GT | SC | Greenwood | 12 | Natural Gas Fired Combustion Turbine | GT |  | S | X | X |  |  | 17.8 | [7 empty] | RE | X | 6 | 1971 | 10 | 2012 | N | Electric Utility | 1 | X T T T T T T: X; DFO BLQ BLQ BLQ BLQ BLQ BLQ: NG; DFO BIT BIT BIT BIT BIT BIT: DFO |  |  |  | N | N | [10 empty] | Y | Y
5416 | Duke Energy Carolinas, LLC | 58212 | Buzzard Roost GT | SC | Greenwood | 13 | Natural Gas Fired Combustion Turbine | GT |  | S | X | X |  |  | 17.8 | [7 empty] | RE | X | 6 | 1971 | 10 | 2012 | N | Electric Utility | 1 | X T T T T T T: X; DFO BLQ BLQ BLQ BLQ BLQ BLQ: NG; DFO BIT BIT BIT BIT BIT BIT: DFO |  |  |  | N | N | [10 empty] | Y | Y
5416 | Duke Energy Carolinas, LLC | 58212 | Buzzard Roost GT | SC | Greenwood | 14 | Natural Gas Fired Combustion Turbine | GT |  | S | X | X |  |  | 17.8 | [7 empty] | RE | X | 6 | 1971 | 10 | 2012 | N | Electric Utility | 1 | X T T T T T T: X; DFO BLQ BLQ BLQ BLQ BLQ BLQ: NG; DFO BIT BIT BIT BIT BIT BIT: DFO |  |  |  | N | N | [10 empty] | Y | Y
5416 | Duke Energy Carolinas, LLC | 58212 | Buzzard Roost GT | SC | Greenwood | 15 | Natural Gas Fired Combustion Turbine | GT |  | S | X | X |  |  | 17.8 | [7 empty] | RE | X | 7 | 1971 | 10 | 2012 | N | Electric Utility | 1 | X T T T T T T: X; DFO BLQ BLQ BLQ BLQ BLQ BLQ: NG; DFO BIT BIT BIT BIT BIT BIT: DFO |  |  |  | N | N | [10 empty] | Y | Y
5416 | Duke Energy Carolinas, LLC | 58212 | Buzzard Roost GT | SC | Greenwood | 6 | Natural Gas Fired Combustion Turbine | GT |  | S | X | X |  |  | 22.7 | [7 empty] | RE | X | 4 | 1971 | 10 | 2012 | N | Electric Utility | 1 | X T T T T T T: X; DFO BLQ BLQ BLQ BLQ BLQ BLQ: NG; DFO BIT BIT BIT BIT BIT BIT: DFO |  |  |  | N | N | [10 empty] | Y | Y
5416 | Duke Energy Carolinas, LLC | 58212 | Buzzard Roost GT | SC | Greenwood | 7 | Natural Gas Fired Combustion Turbine | GT |  | S | X | X |  |  | 22.7 | [7 empty] | RE | X | 5 | 1971 | 10 | 2012 | N | Electric Utility | 1 | X T T T T T T: X; DFO BLQ BLQ BLQ BLQ BLQ BLQ: NG; DFO BIT BIT BIT BIT BIT BIT: DFO |  |  |  | N | N | [10 empty] | Y | Y
5416 | Duke Energy Carolinas, LLC | 58212 | Buzzard Roost GT | SC | Greenwood | 8 | Natural Gas Fired Combustion Turbine | GT |  | S | X | X |  |  | 22.7 | [7 empty] | RE | X | 8 | 1971 | 10 | 2012 | N | Electric Utility | 1 | X T T T T T T: X; DFO BLQ BLQ BLQ BLQ BLQ BLQ: NG; DFO BIT BIT BIT BIT BIT BIT: DFO |  |  |  | N | N | [10 empty] | Y | Y
5416 | Duke Energy Carolinas, LLC | 58212 | Buzzard Roost GT | SC | Greenwood | 9 | Natural Gas Fired Combustion Turbine | GT |  | S | X | X |  |  | 22.7 | [7 empty] | RE | X | 9 | 1971 | 10 | 2012 | N | Electric Utility | 1 | X T T T T T T: X; DFO BLQ BLQ BLQ BLQ BLQ BLQ: NG; DFO BIT BIT BIT BIT BIT BIT: DFO |  |  |  | N | N | [10 empty] | Y | Y
11204 | Los Alamos County | 58256 | Los Alamos PV Site | NM | Los Alamos | 2 | Batteries | BA |  | S | X | X |  |  | 1 |  | 1 | 1 | 0.1 | N |  |  | RE | X | 9 | 2012 | 11 | 2019 | N | Electric Utility | 1 | X T T T T T T: X; DFO BLQ BLQ BLQ BLQ BLQ BLQ: MWH | [6 empty] | 10M
11204 | Los Alamos County | 58256 | Los Alamos PV Site | NM | Los Alamos | 3 | Batteries | BA |  | S | X | X |  |  | 0.8 |  | 0.8 | 0.8 | 0 | N |  |  | RE | X | 9 | 2012 | 11 | 2019 | N | Electric Utility | 1 | X T T T T T T: X; DFO BLQ BLQ BLQ BLQ BLQ BLQ: MWH | [6 empty] | 10M
11204 | Los Alamos County | 58256 | Los Alamos PV Site | NM | Los Alamos | 4 | Solar Photovoltaic | PV |  | S | X | X |  |  | 1 |  | 1 |  |  | N |  |  | CN | X |  |  |  |  | N | Electric Utility | 1 | X T T T T T T: X; DFO BLQ BLQ BLQ BLQ BLQ BLQ: SUN
58247 | National Centers for Animal Health | 58265 | NCAH Central Utility Plant | IA | Story | EP-2 | Petroleum Liquids | IC |  | W | X | X |  |  | 0.6 | 0.8 | 0.6 | 0.6 | 0.2 | N |  |  | RE | X | 6 | 1996 | 9 | 2014 | N | Commercial CHP | 5 | X T T T T T T: X; DFO BLQ BLQ BLQ BLQ BLQ BLQ: DFO; DFO DFO DFO DFO DFO DFO DFO: DFO |  |  |  | N | N |  | 10M | [7 empty] | N | N | N
58247 | National Centers for Animal Health | 58265 | NCAH Central Utility Plant | IA | Story | S-7A | Natural Gas Fired Combustion Turbine | GT |  | W | X | X |  |  | 1 | 1 | 1 | 1 | 0.5 | N |  |  | RE | X | 5 | 2000 | 1 | 2018 | Y | Commercial CHP | 5 | [11 empty] | N | N |  | 1H | [7 empty] | N | N | N | bar: X T T T T T T to DFO BLQ BLQ BLQ BLQ BLQ BLQ; DFO DFO DFO DFO DFO DFO DFO
19541 | University of North Carolina | 58268 | UNC-CH LFG Facility | NC | Orange | LFG1 | Landfill Gas | IC |  | S | X | X |  |  | 1 | 0.8 | 1 | 1 | 1 | N |  |  | RE | X | 1 | 2013 | 7 | 2020 | N | Commercial Non-CHP | 4 | X T T T T T T: X; DFO BLQ BLQ BLQ BLQ BLQ BLQ: LFG; DFO DFO DFO DFO DFO DFO DFO: LFG |  |  |  | N | N |  | 1H | [7 empty] | N | N | N
15473 | Public Service Co of NM | 58284 | La Luz Energy Center | NM | Valencia | 0002 | Natural Gas Fired Combustion Turbine | GT |  | S | X | X |  |  | 42.3 | 0.85 | 40.2 | 42.3 |  | N |  |  | CN | X |  |  |  |  | N | Electric Utility | 1 | [22 empty] | N | N | N | bar: X T T T T T T to DFO BLQ BLQ BLQ BLQ BLQ BLQ
50158 | Innovative Energy Systems Inc | 58295 | SREC Bath LFGTE | NY | Steuben | GEN1 | Landfill Gas | IC |  | W | X | X |  |  | 1.6 | 0.8 | 1.6 | 1.6 | 0.8 | N |  |  | RE | X | 11 | 2010 | 4 | 2019 | N | IPP Non-CHP | 2 | X T T T T T T: X; DFO BLQ BLQ BLQ BLQ BLQ BLQ: LFG |  |  |  | N | N |  | 1H | [7 empty] | N | N | N
50158 | Innovative Energy Systems Inc | 58295 | SREC Bath LFGTE | NY | Steuben | GEN2 | Landfill Gas | IC |  | W | X | X |  |  | 1.6 | 0.8 | 1.6 | 1.6 | 0.8 | N |  |  | RE | X | 11 | 2010 | 4 | 2019 | N | IPP Non-CHP | 2 | X T T T T T T: X; DFO BLQ BLQ BLQ BLQ BLQ BLQ: LFG |  |  |  | N | N |  | 1H | [7 empty] | N | N | N
58300 | Ameresco Select Inc | 58365 | CJTS Energy Center | CT | Middlesex | UNIT1 | Other Natural Gas | FC |  | S | X | X |  |  | 0.2 |  | 0.2 | 0.2 | 0.1 |  |  |  | RE | X | 11 | 2001 | 7 | 2014 | Y | Commercial Non-CHP | 4 | [11 empty] | N | N |  | 12H | [7 empty] | N | bar: X T T T T T T to DFO BLQ BLQ BLQ BLQ BLQ BLQ
58300 | Ameresco Select Inc | 58365 | CJTS Energy Center | CT | Middlesex | UNIT2 | Other Natural Gas | FC |  | S | X | X |  |  | 0.2 |  | 0.2 | 0.2 | 0.1 |  |  |  | RE | X | 11 | 2001 | 7 | 2014 | Y | Commercial Non-CHP | 4 | [11 empty] | N | N |  | 12H | [7 empty] | N | bar: X T T T T T T to DFO BLQ BLQ BLQ BLQ BLQ BLQ
58300 | Ameresco Select Inc | 58365 | CJTS Energy Center | CT | Middlesex | UNIT3 | Other Natural Gas | FC |  | S | X | X |  |  | 0.2 |  | 0.2 | 0.2 | 0.1 |  |  |  | RE | X | 11 | 2001 | 7 | 2014 | Y | Commercial Non-CHP | 4 | [11 empty] | N | N |  | 12H | [7 empty] | N | bar: X T T T T T T to DFO BLQ BLQ BLQ BLQ BLQ BLQ
58300 | Ameresco Select Inc | 58365 | CJTS Energy Center | CT | Middlesex | UNIT4 | Other Natural Gas | FC |  | S | X | X |  |  | 0.2 |  | 0.2 | 0.2 | 0.1 |  |  |  | RE | X | 11 | 2001 | 4 | 2013 | Y | Commercial Non-CHP | 4 | [11 empty] | N | N |  | 12H | [7 empty] | N | bar: X T T T T T T to DFO BLQ BLQ BLQ BLQ BLQ BLQ
58300 | Ameresco Select Inc | 58365 | CJTS Energy Center | CT | Middlesex | UNIT5 | Other Natural Gas | FC |  | S | X | X |  |  | 0.2 |  | 0.2 | 0.2 | 0.1 |  |  |  | RE | X | 11 | 2001 | 7 | 2014 | Y | Commercial Non-CHP | 4 | [11 empty] | N | N |  | 12H | [7 empty] | N | bar: X T T T T T T to DFO BLQ BLQ BLQ BLQ BLQ BLQ
58300 | Ameresco Select Inc | 58365 | CJTS Energy Center | CT | Middlesex | UNIT6 | Other Natural Gas | FC |  | S | X | X |  |  | 0.2 |  | 0.2 | 0.2 | 0.1 |  |  |  | RE | X | 11 | 2001 | 4 | 2013 | Y | Commercial Non-CHP | 4 | [11 empty] | N | N |  | 12H | [7 empty] | N | bar: X T T T T T T to DFO BLQ BLQ BLQ BLQ BLQ BLQ
58384 | Clemson University - Main Campus | 58400 | Central Energy Facility | SC | Pickens | GT02 | Natural Gas Fired Combustion Turbine | GT |  | S | X | X |  |  | 4.5 | 0.86 | 2.5 | 2.5 | 0.3 | N |  |  | RE | X | 5 | 2000 | 7 | 2018 | N | Commercial Non-CHP | 4 | [11 empty] | N | N |  | 1H | [7 empty] | N | N | bar: X T T T T T T to DFO BLQ BLQ BLQ BLQ BLQ BLQ
16572 | Salt River Project | 58413 | Copper Crossing Energy Center | AZ | Pinal | CCGS1 | Natural Gas Fired Combustion Turbine | GT |  | S | X | X |  |  | 116 |  | 98 | 105 |  | N |  |  | CN | X |  |  |  |  | N | Electric Utility | 1 | [11 empty] | N |  |  | 10M | [7 empty] | N | N | N | bar: X T T T T T T to DFO BLQ BLQ BLQ BLQ BLQ BLQ
16572 | Salt River Project | 58413 | Copper Crossing Energy Center | AZ | Pinal | CCGS2 | Natural Gas Fired Combustion Turbine | GT |  | S | X | X |  |  | 116 |  | 98 | 105 |  | N |  |  | CN | X |  |  |  |  | N | Electric Utility | 1 | [11 empty] | N | [10 empty] | N | N | N | bar: X T T T T T T to DFO BLQ BLQ BLQ BLQ BLQ BLQ
16572 | Salt River Project | 58413 | Copper Crossing Energy Center | AZ | Pinal | CCGS3 | Natural Gas Fired Combustion Turbine | GT |  | S | X | X |  |  | 241 |  | 226 | 232 |  | N |  |  | CN | X |  |  |  |  | N | Electric Utility | 1 | [22 empty] | N | N | N | bar: X T T T T T T to DFO BLQ BLQ BLQ BLQ BLQ BLQ
16572 | Salt River Project | 58413 | Copper Crossing Energy Center | AZ | Pinal | CCGS4 | Natural Gas Fired Combustion Turbine | GT |  | S | X | X |  |  | 241 |  | 226 | 232 |  | N |  |  | CN | X |  |  |  |  | N | Electric Utility | 1 | [22 empty] | N | N | N | bar: X T T T T T T to DFO BLQ BLQ BLQ BLQ BLQ BLQ
16572 | Salt River Project | 58413 | Copper Crossing Energy Center | AZ | Pinal | CCGS5 | Natural Gas Fired Combustion Turbine | GT |  | S | X | X |  |  | 241 |  | 226 | 232 |  | N |  |  | CN | X |  |  |  |  | N | Electric Utility | 1 | [22 empty] | N | N | N | bar: X T T T T T T to DFO BLQ BLQ BLQ BLQ BLQ BLQ
16572 | Salt River Project | 58413 | Copper Crossing Energy Center | AZ | Pinal | CCGS6 | Natural Gas Fired Combustion Turbine | GT |  | S | X | X |  |  | 241 |  | 226 | 232 |  | N |  |  | CN | X |  |  |  |  | N | Electric Utility | 1 | [22 empty] | N | N | N | bar: X T T T T T T to DFO BLQ BLQ BLQ BLQ BLQ BLQ
16572 | Salt River Project | 58413 | Copper Crossing Energy Center | AZ | Pinal | CCGS7 | Natural Gas Fired Combustion Turbine | GT |  | S | X | X |  |  | 241 |  | 226 | 232 |  | N |  |  | CN | X |  |  |  |  | N | Electric Utility | 1 | [22 empty] | N | N | N | bar: X T T T T T T to DFO BLQ BLQ BLQ BLQ BLQ BLQ
16572 | Salt River Project | 58413 | Copper Crossing Energy Center | AZ | Pinal | CCGS8 | Natural Gas Fired Combustion Turbine | GT |  | S | X | X |  |  | 241 |  | 226 | 232 |  | N |  |  | CN | X |  |  |  |  | N | Electric Utility | 1 | [22 empty] | N | N | N | bar: X T T T T T T to DFO BLQ BLQ BLQ BLQ BLQ BLQ
16572 | Salt River Project | 58413 | Copper Crossing Energy Center | AZ | Pinal | CCGS9 | Natural Gas Fired Combustion Turbine | GT |  | S | X | X | [7 empty] | N |  |  | CN | X |  |  |  |  | N | Electric Utility | 1 | bar: X T T T T T T to DFO BLQ BLQ BLQ BLQ BLQ BLQ
58416 | California State University, Northridge | 58422 | CSU Northridge Plant | CA | Los Angeles | 63 | Other Natural Gas | FC |  | S | X | X |  |  | 0.3 |  | 0.3 | 0.3 | 0 | N |  |  | RE | X | 1 | 2007 | 8 | 2018 | Y | Commercial Non-CHP | 4 | [11 empty] | N | N |  | OVER | [7 empty] | N | bar: X T T T T T T to DFO BLQ BLQ BLQ BLQ BLQ BLQ
58416 | California State University, Northridge | 58422 | CSU Northridge Plant | CA | Los Angeles | 64 | Other Natural Gas | FC |  | S | X | X |  |  | 0.3 |  | 0.3 | 0.3 | 0 | N |  |  | RE | X | 1 | 2007 | 8 | 2018 | Y | Commercial Non-CHP | 4 | [11 empty] | N | N |  | OVER | [7 empty] | N | bar: X T T T T T T to DFO BLQ BLQ BLQ BLQ BLQ BLQ
58416 | California State University, Northridge | 58422 | CSU Northridge Plant | CA | Los Angeles | 65 | Other Natural Gas | FC |  | S | X | X |  |  | 0.3 |  | 0.3 | 0.3 | 0 | N |  |  | RE | X | 1 | 2007 | 8 | 2018 | Y | Commercial Non-CHP | 4 | [11 empty] | N | N |  | OVER | [7 empty] | N | bar: X T T T T T T to DFO BLQ BLQ BLQ BLQ BLQ BLQ
58416 | California State University, Northridge | 58422 | CSU Northridge Plant | CA | Los Angeles | 67 | Other Natural Gas | FC |  | S | X | X |  |  | 0.3 |  | 0.3 | 0.3 | 0 | N |  |  | RE | X | 1 | 2007 | 8 | 2018 | Y | Commercial Non-CHP | 4 | [11 empty] | N | N |  | OVER | [7 empty] | N | bar: X T T T T T T to DFO BLQ BLQ BLQ BLQ BLQ BLQ
58416 | California State University, Northridge | 58422 | CSU Northridge Plant | CA | Los Angeles | CP1 | Natural Gas Fired Combustion Turbine | GT |  | S | X | X |  |  | 0.2 | 0.8 | 0.2 | 0.2 | 0 | N |  |  | RE | X | 12 | 2001 | 8 | 2018 | Y | Commercial Non-CHP | 4 | [11 empty] | N | N |  | 10M | [7 empty] | N | N | N | bar: X T T T T T T to DFO BLQ BLQ BLQ BLQ BLQ BLQ
57369 | Apple, Inc | 58466 | Mesa Solar Array | AZ | Maricopa | MSA1 | Solar Photovoltaic | PV |  | S | X | X |  |  | 4 |  | 4 | 4 |  | N |  |  | RE | X | 3 | 2013 | 3 | 2016 | N | Commercial Non-CHP | 4 | X T T T T T T: X; DFO BLQ BLQ BLQ BLQ BLQ BLQ: SUN |  |  |  | N
58544 | Sierra Nevada Brewing Co | 58585 | Sierra Nevada Brewing Co Hybrid | CA | Butte | FCE | Other Natural Gas | FC |  | S | X | X |  |  | 1 |  | 1 | 1 | 0.1 | N |  |  | RE | X | 5 | 2005 | 5 | 2015 | Y | Industrial CHP | 7 | [11 empty] | N | N |  | OVER | [7 empty] | N | bar: X T T T T T T to DFO BLQ BLQ BLQ BLQ BLQ BLQ
58549 | County of Alameda GSA | 58625 | Santa Rita Jail Hybrid | CA | Alameda | SRJFC | Other Natural Gas | FC |  | W | X | X |  |  | 1 |  | 1 | 1 |  | N |  |  | RE | X | 5 | 2006 | 12 | 2013 | Y | IPP CHP | 3 | [11 empty] | N | N |  | OVER | [7 empty] | N | bar: DFO BLQ BLQ BLQ BLQ BLQ BLQ
58549 | County of Alameda GSA | 58625 | Santa Rita Jail Hybrid | CA | Alameda | SRJPV | Solar Photovoltaic | PV |  | S | X | X |  |  | 0.8 |  | 0.7 | 0.5 |  | N |  |  | RE | X | 9 | 2001 | 1 | 2014 | N | IPP CHP | 3 | X T T T T T T: X; DFO BLQ BLQ BLQ BLQ BLQ BLQ: SUN |  |  |  | N | N | [5 empty] | N |  |  |  | N
10071 | Kauai Island Utility Cooperative | 58640 | KRS II Koloa Solar | HI | Kauai | BESS3 | Batteries | BA |  | S | X | X |  |  | 1.5 |  | 1.5 | 1.5 | 0 |  |  |  | RE | X | 6 | 2014 | 5 | 2018 | N | Electric Utility | 1 | X T T T T T T: X; DFO BLQ BLQ BLQ BLQ BLQ BLQ: MWH | [6 empty] | 10M
58605 | Holsum Elm Dairy | 58663 | Holsum Elm Dairy | WI | Calumet | GEN1 | Other Waste Biomass | IC |  | S | X | X |  |  | 0.6 | 1 | 0.6 | 0.6 | 0.2 | N |  |  | RE | X | 10 | 2006 | 12 | 2019 | Y | Industrial CHP | 7 | X T T T T T T: T; DFO BLQ BLQ BLQ BLQ BLQ BLQ: OBG |  |  |  | N | N |  | 10M |  |  |  | N |  |  |  | N | N | N
58605 | Holsum Elm Dairy | 58663 | Holsum Elm Dairy | WI | Calumet | GEN2 | Other Waste Biomass | IC |  | S | X | X |  |  | 0.6 | 1 | 0.6 | 0.6 | 0.2 | N |  |  | RE | X | 10 | 2006 | 12 | 2019 | Y | Industrial CHP | 7 | X T T T T T T: T; DFO BLQ BLQ BLQ BLQ BLQ BLQ: OBG |  |  |  | N | N |  | 10M |  |  |  | N |  |  |  | N | N | N
58653 | Oxbow Creek Energy LLC | 58714 | Oxbow Creek | PA | Wyoming | 1 | Natural Gas Internal Combustion Engine | IC |  | S | X | X |  |  | 7 | 0.8 | 6.8 | 6.8 |  |  |  |  | CN | X |  |  |  |  | N | IPP Non-CHP | 2 | [11 empty] | N | N | [9 empty] | N | N | N | bar: DFO BLQ BLQ BLQ BLQ BLQ BLQ
58653 | Oxbow Creek Energy LLC | 58714 | Oxbow Creek | PA | Wyoming | 2 | Natural Gas Internal Combustion Engine | IC |  | S | X | X |  |  | 7 | 0.8 | 6.8 | 6.8 |  |  |  |  | CN | X |  |  |  |  | N | IPP Non-CHP | 2 | [22 empty] | N | N | N | bar: DFO BLQ BLQ BLQ BLQ BLQ BLQ
58653 | Oxbow Creek Energy LLC | 58714 | Oxbow Creek | PA | Wyoming | 3 | Natural Gas Internal Combustion Engine | IC |  | S | X | X |  |  | 7 | 0.8 | 6.8 | 6.8 |  |  |  |  | CN | X |  |  |  |  | N | IPP Non-CHP | 2 | [22 empty] | N | N | N | bar: DFO BLQ BLQ BLQ BLQ BLQ BLQ
58658 | Sunlight Partners | 58723 | Colin Solar | NC | Rutherford | PV1 | Solar Photovoltaic | PV |  | S | X | X |  |  | 4 |  | 4 | 4 |  | N |  |  | CN | X |  |  |  |  | N | IPP Non-CHP | 2 | X T T T T T T: X; DFO BLQ BLQ BLQ BLQ BLQ BLQ: SUN
58658 | Sunlight Partners | 58724 | Duck Solar | NC | Rutherford | PV1 | Solar Photovoltaic | PV |  | S | X | X |  |  | 5 |  | 5 | 5 |  | N |  |  | CN | X |  |  |  |  | N | IPP Non-CHP | 2 | X T T T T T T: X; DFO BLQ BLQ BLQ BLQ BLQ BLQ: SUN
58658 | Sunlight Partners | 58727 | Hawkins Solar | NC | Rockingham | PV1 | Solar Photovoltaic | PV |  | S | X | X |  |  | 5 |  | 5 | 5 |  | N |  |  | CN | X |  |  |  |  | N | IPP Non-CHP | 2 | X T T T T T T: X; DFO BLQ BLQ BLQ BLQ BLQ BLQ: SUN
58658 | Sunlight Partners | 58728 | Katherine Solar | NC | Alamance | PV1 | Solar Photovoltaic | PV |  | S | X | X |  |  | 5 |  | 5 | 5 |  | N |  |  | CN | X |  |  |  |  | N | IPP Non-CHP | 2 | X T T T T T T: X; DFO BLQ BLQ BLQ BLQ BLQ BLQ: SUN
58658 | Sunlight Partners | 58733 | Austin Solar | NC | Catawba | PV1 | Solar Photovoltaic | PV |  | S | X | X |  |  | 2 |  | 2 | 2 |  | N |  |  | CN | X |  |  |  |  | N | IPP Non-CHP | 2 | X T T T T T T: X; DFO BLQ BLQ BLQ BLQ BLQ BLQ: SUN
58658 | Sunlight Partners | 58737 | Binks Solar | NC | Orange | PV1 | Solar Photovoltaic | PV |  | S | X | X |  |  | 4 |  | 4 | 4 |  | N |  |  | CN | X |  |  |  |  | N | IPP Non-CHP | 2 | X T T T T T T: X; DFO BLQ BLQ BLQ BLQ BLQ BLQ: SUN
58658 | Sunlight Partners | 58743 | RJ Solar | NC | Catawba | PV1 | Solar Photovoltaic | PV |  | S | X | X |  |  | 5 |  | 5 | 5 |  | N |  |  | CN | X |  |  |  |  | N | IPP Non-CHP | 2 | X T T T T T T: X; DFO BLQ BLQ BLQ BLQ BLQ BLQ: SUN |  |  |  | N
58658 | Sunlight Partners | 58744 | Shadow Solar | NC | Rutherford | PV1 | Solar Photovoltaic | PV |  | S | X | X |  |  | 3 |  | 3 | 3 |  | N |  |  | CN | X |  |  |  |  | N | IPP Non-CHP | 2 | X T T T T T T: X; DFO BLQ BLQ BLQ BLQ BLQ BLQ: SUN |  |  |  | N
17650 | Southern Power Co | 58766 | Wake Wind Energy Center | TX | Crosby | 2 | Onshore Wind Turbine | WT |  | S | X | X |  |  | 125 |  | 125 | 125 |  | N |  |  | CN | X |  |  |  |  | N | IPP Non-CHP | 2 | X T T T T T T: X; DFO BLQ BLQ BLQ BLQ BLQ BLQ: WND |  |  |  | N |  | 59
17650 | Southern Power Co | 58766 | Wake Wind Energy Center | TX | Crosby | 3 | Onshore Wind Turbine | WT |  | S | X | X |  |  | 61.1 |  | 61.1 | 61.1 |  | N |  |  | CN | X |  |  |  |  | N | IPP Non-CHP | 2 | X T T T T T T: X; DFO BLQ BLQ BLQ BLQ BLQ BLQ: WND |  |  |  | N |  | 33
49893 | Invenergy Services LLC | 58767 | Buckeye Wind Energy Center | KS | Ellis | 2 | Onshore Wind Turbine | WT |  | S | X | X |  |  | 70.3 |  | 70.3 | 70.3 |  | N |  |  | CN | X |  |  |  |  | N | IPP Non-CHP | 2 | X T T T T T T: X; DFO BLQ BLQ BLQ BLQ BLQ BLQ: WND |  |  |  | N |  | 38
49893 | Invenergy Services LLC | 58767 | Buckeye Wind Energy Center | KS | Ellis | 3 | Onshore Wind Turbine | WT |  | S | X | X |  |  | 105.5 |  | 105.5 | 105.5 |  | N |  |  | CN | X |  |  |  |  | N | IPP Non-CHP | 2 | X T T T T T T: X; DFO BLQ BLQ BLQ BLQ BLQ BLQ: WND |  |  |  | N |  | 57
56215 | RWE Renewables Americas LLC | 58776 | Buckeye Wind Farm | OH | Champaign | 1 | Onshore Wind Turbine | WT |  | S | X | X |  |  | 99 |  | 99 | 99 |  | N |  |  | CN | X |  |  |  |  | N | IPP Non-CHP | 2 | X T T T T T T: X; DFO BLQ BLQ BLQ BLQ BLQ BLQ: WND |  |  |  | N |  | 50
56215 | RWE Renewables Americas LLC | 58778 | Coyote Crest Wind Farm | WA | Lewis | 1 | Onshore Wind Turbine | WT |  | S | X | X |  |  | 127.5 |  | 127.5 | 127.5 |  | N |  |  | CN | X |  |  |  |  | N | IPP Non-CHP | 2 | X T T T T T T: X; DFO BLQ BLQ BLQ BLQ BLQ BLQ: WND |  |  |  | N |  | 47
56215 | RWE Renewables Americas LLC | 58779 | Allegany Wind Farm | NY | Cattaraugus | 1 | Onshore Wind Turbine | WT |  | S | X | X |  |  | 72.5 |  | 72.5 | 72.5 |  | N |  |  | CN | X |  |  |  |  | N | IPP Non-CHP | 2 | X T T T T T T: X; DFO BLQ BLQ BLQ BLQ BLQ BLQ: WND |  |  |  | N |  | 29
58684 | Hop Bottom Energy LLC | 58800 | Hop Bottom | PA | Susquehanna | 1 | Natural Gas Internal Combustion Engine | IC |  | S | X | X |  |  | 7 | 0.8 | 6.8 | 6.8 |  |  |  |  | CN | X |  |  |  |  | N | IPP Non-CHP | 2 | [11 empty] | N | N | [9 empty] | N | N | N | bar: DFO BLQ BLQ BLQ BLQ BLQ BLQ
58684 | Hop Bottom Energy LLC | 58800 | Hop Bottom | PA | Susquehanna | 2 | Natural Gas Internal Combustion Engine | IC |  | S | X | X |  |  | 7 | 0.8 | 6.8 | 6.8 |  |  |  |  | CN | X |  |  |  |  | N | IPP Non-CHP | 2 | [22 empty] | N | N | N | bar: DFO BLQ BLQ BLQ BLQ BLQ BLQ
58684 | Hop Bottom Energy LLC | 58800 | Hop Bottom | PA | Susquehanna | 3 | Natural Gas Internal Combustion Engine | IC |  | S | X | X |  |  | 7 | 0.8 | 6.8 | 6.8 |  |  |  |  | CN | X |  |  |  |  | N | IPP Non-CHP | 2 | [22 empty] | N | N | N | bar: DFO BLQ BLQ BLQ BLQ BLQ BLQ
58684 | Hop Bottom Energy LLC | 58800 | Hop Bottom | PA | Susquehanna | GEN1 | Natural Gas Internal Combustion Engine | IC |  | S | X | X | 49668 | 49668 | 4.4 | 0.8 | 4.2 | 4.2 |  |  |  |  | CN | X |  |  |  |  | N | IPP Non-CHP | 2 | [23 empty] | N | N | bar: X T T T T T T to DFO BLQ BLQ BLQ BLQ BLQ BLQ
58684 | Hop Bottom Energy LLC | 58800 | Hop Bottom | PA | Susquehanna | GEN2 | Natural Gas Internal Combustion Engine | IC |  | S | X | X | 49668 | 49668 | 4.4 | 0.8 | 4.2 | 4.2 |  |  |  |  | CN | X |  |  |  |  | N | IPP Non-CHP | 2 | [23 empty] | N | N | bar: X T T T T T T to DFO BLQ BLQ BLQ BLQ BLQ BLQ
58684 | Hop Bottom Energy LLC | 58800 | Hop Bottom | PA | Susquehanna | GEN3 | Natural Gas Internal Combustion Engine | IC |  | S | X | X | 49668 | 49668 | 4.4 | 0.8 | 4.2 | 4.2 |  |  |  |  | CN | X |  |  |  |  | N | IPP Non-CHP | 2 | [23 empty] | N | N | bar: X T T T T T T to DFO BLQ BLQ BLQ BLQ BLQ BLQ
58684 | Hop Bottom Energy LLC | 58800 | Hop Bottom | PA | Susquehanna | GEN4 | Natural Gas Internal Combustion Engine | IC |  | S | X | X | 49668 | 49668 | 4.4 | 0.8 | 4.2 | 4.2 |  |  |  |  | CN | X |  |  |  |  | N | IPP Non-CHP | 2 | [23 empty] | N | N | bar: X T T T T T T to DFO BLQ BLQ BLQ BLQ BLQ BLQ
58684 | Hop Bottom Energy LLC | 58800 | Hop Bottom | PA | Susquehanna | GEN5 | Natural Gas Internal Combustion Engine | IC |  | S | X | X | 49668 | 49668 | 4.4 | 0.8 | 4.2 | 4.2 |  |  |  |  | CN | X |  |  |  |  | N | IPP Non-CHP | 2 | [11 empty] | N | N | [10 empty] | N | N | bar: X T T T T T T to DFO BLQ BLQ BLQ BLQ BLQ BLQ
58694 | Leyline Renewable Energy, LLC | 58804 | McCaskey Solar Farm, LLC | NC | Martin | INV1 | Solar Photovoltaic | PV |  | S | X | X |  |  | 0.3 |  | 0.3 | 0.3 |  | N |  |  | CN | X |  |  |  |  | N | IPP Non-CHP | 2 | X T T T T T T: X; DFO BLQ BLQ BLQ BLQ BLQ BLQ: SUN |  |  |  | N | [10 empty] | N
58694 | Leyline Renewable Energy, LLC | 58804 | McCaskey Solar Farm, LLC | NC | Martin | INV2 | Solar Photovoltaic | PV |  | S | X | X |  |  | 0.3 |  | 0.3 | 0.3 |  | N |  |  | CN | X |  |  |  |  | N | IPP Non-CHP | 2 | X T T T T T T: X; DFO BLQ BLQ BLQ BLQ BLQ BLQ: SUN |  |  |  | N | [10 empty] | N
58694 | Leyline Renewable Energy, LLC | 58804 | McCaskey Solar Farm, LLC | NC | Martin | INV3 | Solar Photovoltaic | PV |  | S | X | X |  |  | 0.3 |  | 0.3 | 0.3 |  | N |  |  | CN | X |  |  |  |  | N | IPP Non-CHP | 2 | X T T T T T T: X; DFO BLQ BLQ BLQ BLQ BLQ BLQ: SUN |  |  |  | N | [10 empty] | N
58694 | Leyline Renewable Energy, LLC | 58804 | McCaskey Solar Farm, LLC | NC | Martin | INV4 | Solar Photovoltaic | PV |  | S | X | X |  |  | 0.3 |  | 0.3 | 0.3 |  | N |  |  | CN | X |  |  |  |  | N | IPP Non-CHP | 2 | X T T T T T T: X; DFO BLQ BLQ BLQ BLQ BLQ BLQ: SUN |  |  |  | N
58694 | Leyline Renewable Energy, LLC | 58804 | McCaskey Solar Farm, LLC | NC | Martin | INV5 | Solar Photovoltaic | PV |  | S | X | X |  |  | 0.3 |  | 0.3 | 0.3 |  | N |  |  | CN | X |  |  |  |  | N | IPP Non-CHP | 2 | X T T T T T T: X; DFO BLQ BLQ BLQ BLQ BLQ BLQ: SUN |  |  |  | N
58694 | Leyline Renewable Energy, LLC | 58804 | McCaskey Solar Farm, LLC | NC | Martin | INV6 | Solar Photovoltaic | PV |  | S | X | X |  |  | 0.3 |  | 0.3 | 0.3 |  | N |  |  | CN | X |  |  |  |  | N | IPP Non-CHP | 2 | X T T T T T T: X; DFO BLQ BLQ BLQ BLQ BLQ BLQ: SUN |  |  |  | N
58694 | Leyline Renewable Energy, LLC | 58804 | McCaskey Solar Farm, LLC | NC | Martin | INV7 | Solar Photovoltaic | PV |  | S | X | X |  |  | 0.3 |  | 0.3 | 0.3 |  | N |  |  | CN | X |  |  |  |  | N | IPP Non-CHP | 2 | X T T T T T T: X; DFO BLQ BLQ BLQ BLQ BLQ BLQ: SUN |  |  |  | N
58694 | Leyline Renewable Energy, LLC | 58804 | McCaskey Solar Farm, LLC | NC | Martin | INV8 | Solar Photovoltaic | PV |  | S | X | X |  |  | 0.3 |  | 0.3 | 0.3 |  | N |  |  | CN | X |  |  |  |  | N | IPP Non-CHP | 2 | X T T T T T T: X; DFO BLQ BLQ BLQ BLQ BLQ BLQ: SUN |  |  |  | N
58686 | Alpaca Energy LLC | 58813 | Alpaca | PA | Bradford | GEN1 | Natural Gas Internal Combustion Engine | IC |  | S | X | X | 1067157917 | 1067157917 | 4.4 | 0.8 | 4.2 | 4.2 |  | N |  |  | CN | X |  |  |  |  | N | IPP Non-CHP | 2 | [11 empty] | N | N | [9 empty] | N | N | N | bar: X T T T T T T to DFO BLQ BLQ BLQ BLQ BLQ BLQ
58686 | Alpaca Energy LLC | 58813 | Alpaca | PA | Bradford | GEN2 | Natural Gas Internal Combustion Engine | IC |  | S | X | X | 1067157917 | 1067157917 | 4.4 | 0.8 | 4.2 | 4.2 |  | N |  |  | CN | X |  |  |  |  | N | IPP Non-CHP | 2 | [22 empty] | N | N | N | bar: X T T T T T T to DFO BLQ BLQ BLQ BLQ BLQ BLQ
58686 | Alpaca Energy LLC | 58813 | Alpaca | PA | Bradford | GEN3 | Natural Gas Internal Combustion Engine | IC |  | S | X | X | 1067157917 | 1067157917 | 4.4 | 0.8 | 4.2 | 4.2 |  | N |  |  | CN | X |  |  |  |  | N | IPP Non-CHP | 2 | [22 empty] | N | N | N | bar: X T T T T T T to DFO BLQ BLQ BLQ BLQ BLQ BLQ
58686 | Alpaca Energy LLC | 58813 | Alpaca | PA | Bradford | GEN4 | Natural Gas Internal Combustion Engine | IC |  | S | X | X | 1067157917 | 1067157917 | 4.4 | 0.8 | 4.2 | 4.2 |  | N |  |  | CN | X |  |  |  |  | N | IPP Non-CHP | 2 | [23 empty] | N | N | bar: X T T T T T T to DFO BLQ BLQ BLQ BLQ BLQ BLQ
58686 | Alpaca Energy LLC | 58813 | Alpaca | PA | Bradford | GEN5 | Natural Gas Internal Combustion Engine | IC |  | S | X | X | 1067157917 | 1067157917 | 4.4 | 0.8 | 4.2 | 4.2 |  | N |  |  | CN | X |  |  |  |  | N | IPP Non-CHP | 2 | [23 empty] | N | N | bar: X T T T T T T to DFO BLQ BLQ BLQ BLQ BLQ BLQ
58687 | Bayles Energy LLC | 58816 | Bayles | PA | Greene | 1 | Natural Gas Internal Combustion Engine | IC |  | S | X | X |  |  | 7 | 0.8 | 6.8 | 6.8 |  |  |  |  | CN | X |  |  |  |  | N | IPP Non-CHP | 2 | [22 empty] | N | N | N | bar: DFO BLQ BLQ BLQ BLQ BLQ BLQ
58687 | Bayles Energy LLC | 58816 | Bayles | PA | Greene | 2 | Natural Gas Internal Combustion Engine | IC |  | S | X | X |  |  | 7 | 0.8 | 6.8 | 6.8 |  |  |  |  | CN | X |  |  |  |  | N | IPP Non-CHP | 2 | [22 empty] | N | N | N | bar: DFO BLQ BLQ BLQ BLQ BLQ BLQ
58687 | Bayles Energy LLC | 58816 | Bayles | PA | Greene | 3 | Natural Gas Internal Combustion Engine | IC |  | S | X | X |  |  | 7 | 0.8 | 6.8 | 6.8 |  |  |  |  | CN | X |  |  |  |  | N | IPP Non-CHP | 2 | [22 empty] | N | N | N | bar: DFO BLQ BLQ BLQ BLQ BLQ BLQ
58687 | Bayles Energy LLC | 58816 | Bayles | PA | Greene | GEN1 | Natural Gas Internal Combustion Engine | IC |  | S | X | X | 5021273 | 5021273 | 4.4 | 0.8 | 4.2 | 4.2 |  |  |  |  | CN | X |  |  |  |  | N | IPP Non-CHP | 2 | [23 empty] | N | N | bar: X T T T T T T to DFO BLQ BLQ BLQ BLQ BLQ BLQ
58687 | Bayles Energy LLC | 58816 | Bayles | PA | Greene | GEN2 | Natural Gas Internal Combustion Engine | IC |  | S | X | X | 5021273 | 5021273 | 4.4 | 0.8 | 4.2 | 4.2 |  |  |  |  | CN | X |  |  |  |  | N | IPP Non-CHP | 2 | [23 empty] | N | N | bar: X T T T T T T to DFO BLQ BLQ BLQ BLQ BLQ BLQ
58687 | Bayles Energy LLC | 58816 | Bayles | PA | Greene | GEN3 | Natural Gas Internal Combustion Engine | IC |  | S | X | X | 5021273 | 5021273 | 4.4 | 0.8 | 4.2 | 4.2 |  |  |  |  | CN | X |  |  |  |  | N | IPP Non-CHP | 2 | [23 empty] | N | N | bar: DFO BLQ BLQ BLQ BLQ BLQ BLQ
58687 | Bayles Energy LLC | 58816 | Bayles | PA | Greene | GEN4 | Natural Gas Internal Combustion Engine | IC |  | S | X | X | 5021273 | 5021273 | 4.4 | 0.8 | 4.2 | 4.2 |  |  |  |  | CN | X |  |  |  |  | N | IPP Non-CHP | 2 | [11 empty] | N | N | [10 empty] | N | N | bar: X T T T T T T to DFO BLQ BLQ BLQ BLQ BLQ BLQ
58687 | Bayles Energy LLC | 58816 | Bayles | PA | Greene | GEN5 | Natural Gas Internal Combustion Engine | IC |  | S | X | X | 5021273 | 5021273 | 4.4 | 0.8 | 4.2 | 4.2 |  |  |  |  | CN | X |  |  |  |  | N | IPP Non-CHP | 2 | [23 empty] | N | N | bar: X T T T T T T to DFO BLQ BLQ BLQ BLQ BLQ BLQ
58689 | Milan Energy LLC | 58818 | Milan | PA | Bradford | GEN1 | Natural Gas Internal Combustion Engine | IC |  | S | X | X | 123900907 | 123900907 | 4.4 | 0.8 | 4.2 | 4.2 |  |  |  |  | CN | X |  |  |  |  | N | IPP Non-CHP | 2 | [23 empty] | N | N | bar: X T T T T T T to DFO BLQ BLQ BLQ BLQ BLQ BLQ
58689 | Milan Energy LLC | 58818 | Milan | PA | Bradford | GEN2 | Natural Gas Internal Combustion Engine | IC |  | S | X | X | 123900907 | 123900907 | 4.4 | 0.8 | 4.2 | 4.2 |  |  |  |  | CN | X |  |  |  |  | N | IPP Non-CHP | 2 | [23 empty] | N | N | bar: X T T T T T T to DFO BLQ BLQ BLQ BLQ BLQ BLQ
58689 | Milan Energy LLC | 58818 | Milan | PA | Bradford | GEN3 | Natural Gas Internal Combustion Engine | IC |  | S | X | X | 123900907 | 123900907 | 4.4 | 0.8 | 4.2 | 4.2 |  |  |  |  | CN | X |  |  |  |  | N | IPP Non-CHP | 2 | [23 empty] | N | N | bar: X T T T T T T to DFO BLQ BLQ BLQ BLQ BLQ BLQ
58689 | Milan Energy LLC | 58818 | Milan | PA | Bradford | GEN4 | Natural Gas Internal Combustion Engine | IC |  | S | X | X | 123900907 | 123900907 | 4.4 | 0.8 | 4.2 | 4.2 |  |  |  |  | CN | X |  |  |  |  | N | IPP Non-CHP | 2 | [11 empty] | N | N | [10 empty] | N | N | bar: X T T T T T T to DFO BLQ BLQ BLQ BLQ BLQ BLQ
58689 | Milan Energy LLC | 58818 | Milan | PA | Bradford | GEN5 | Natural Gas Internal Combustion Engine | IC |  | S | X | X | 123900907 | 123900907 | 4.4 | 0.8 | 4.2 | 4.2 |  |  |  |  | CN | X |  |  |  |  | N | IPP Non-CHP | 2 | [23 empty] | N | N | bar: X T T T T T T to DFO BLQ BLQ BLQ BLQ BLQ BLQ
58692 | Florey Knob LLC | 58821 | Florey Knobb | PA | Wyoming | 1 | Natural Gas Internal Combustion Engine | IC |  | S | X | X |  |  | 7 | 0.8 | 6.8 | 6.8 |  |  |  |  | CN | X |  |  |  |  | N | IPP Non-CHP | 2 | [11 empty] | N | N | [9 empty] | N | N | N | bar: DFO BLQ BLQ BLQ BLQ BLQ BLQ
58692 | Florey Knob LLC | 58821 | Florey Knobb | PA | Wyoming | 2 | Natural Gas Internal Combustion Engine | IC |  | S | X | X |  |  | 7 | 0.8 | 6.8 | 6.8 |  |  |  |  | CN | X |  |  |  |  | N | IPP Non-CHP | 2 | [22 empty] | N | N | N | bar: DFO BLQ BLQ BLQ BLQ BLQ BLQ
58692 | Florey Knob LLC | 58821 | Florey Knobb | PA | Wyoming | 3 | Natural Gas Internal Combustion Engine | IC |  | S | X | X |  |  | 7 | 0.8 | 6.8 | 6.8 |  |  |  |  | CN | X |  |  |  |  | N | IPP Non-CHP | 2 | [22 empty] | N | N | N | bar: DFO BLQ BLQ BLQ BLQ BLQ BLQ
58692 | Florey Knob LLC | 58821 | Florey Knobb | PA | Wyoming | GEN1 | Natural Gas Internal Combustion Engine | IC |  | S | X | X | 1047963 | 1047963 | 4.4 | 0.8 | 4.2 | 4.2 |  |  |  |  | CN | X |  |  |  |  | N | IPP Non-CHP | 2 | [22 empty] | N | N | N | bar: X T T T T T T to DFO BLQ BLQ BLQ BLQ BLQ BLQ
58692 | Florey Knob LLC | 58821 | Florey Knobb | PA | Wyoming | GEN2 | Natural Gas Internal Combustion Engine | IC |  | S | X | X | 1047963 | 1047963 | 4.4 | 0.8 | 4.2 | 4.2 |  |  |  |  | CN | X |  |  |  |  | N | IPP Non-CHP | 2 | [22 empty] | N | N | N | bar: X T T T T T T to DFO BLQ BLQ BLQ BLQ BLQ BLQ
58692 | Florey Knob LLC | 58821 | Florey Knobb | PA | Wyoming | GEN3 | Natural Gas Internal Combustion Engine | IC |  | S | X | X | 1047963 | 1047963 | 4.4 | 0.8 | 4.2 | 4.2 |  |  |  |  | CN | X |  |  |  |  | N | IPP Non-CHP | 2 | [22 empty] | N | N | N | bar: X T T T T T T to DFO BLQ BLQ BLQ BLQ BLQ BLQ
58692 | Florey Knob LLC | 58821 | Florey Knobb | PA | Wyoming | GEN4 | Natural Gas Internal Combustion Engine | IC |  | S | X | X | 1047963 | 1047963 | 4.4 | 0.8 | 4.2 | 4.2 |  |  |  |  | CN | X |  |  |  |  | N | IPP Non-CHP | 2 | [22 empty] | N | N | N | bar: X T T T T T T to DFO BLQ BLQ BLQ BLQ BLQ BLQ
58692 | Florey Knob LLC | 58821 | Florey Knobb | PA | Wyoming | GEN5 | Natural Gas Internal Combustion Engine | IC |  | S | X | X | 1047963 | 1047963 | 4.4 | 0.8 | 4.2 | 4.2 |  |  |  |  | CN | X |  |  |  |  | N | IPP Non-CHP | 2 | [11 empty] | N | N | [9 empty] | N | N | N | bar: X T T T T T T to DFO BLQ BLQ BLQ BLQ BLQ BLQ
58761 | White Camp Solar LLC | 58888 | White Camp Solar | TX | Kent | WCAMP | Solar Photovoltaic | PV |  | S | X | X |  |  | 100 |  | 100 | 100 |  | N |  |  | IP | X |  |  |  |  | N | IPP Non-CHP | 2 | X T T T T T T: X; DFO BLQ BLQ BLQ BLQ BLQ BLQ: SUN
56545 | Pattern Operators LP | 58894 | Summit Ridge I Wind Farm | OR | Wasco | SRWF | Onshore Wind Turbine | WT |  | S | X | X |  |  | 192 |  | 192 | 192 |  | N |  |  | CN | X |  |  |  |  | N | IPP Non-CHP | 2 | X T T T T T T: X; DFO BLQ BLQ BLQ BLQ BLQ BLQ: WND |  |  |  | N | N | 64 | [8 empty] | N
58796 | Trishe Wind Colorado | 58928 | Trishe Wind Colorado | CO | Phillips | 1 | Onshore Wind Turbine | WT |  | S | X | X |  |  | 30 |  | 30 | 30 |  | N |  |  | CN | X |  |  |  |  | N | IPP Non-CHP | 2 | X T T T T T T: X; DFO BLQ BLQ BLQ BLQ BLQ BLQ: WND |  |  |  | N |  | 15
58809 | Simonds Saw LLC | 58945 | Simonds | MA | Middlesex | GEN 1 | Natural Gas Internal Combustion Engine | IC |  | S | X | X |  |  | 0.6 | 0.99 | 0.6 | 0.6 | 0.4 | N |  |  | RE | X | 12 | 2011 | 12 | 2019 | Y | IPP CHP | 3 | [11 empty] | N | N |  | 1H | [7 empty] | N | N | N | bar: X T T T T T T to DFO BLQ BLQ BLQ BLQ BLQ BLQ
58809 | Simonds Saw LLC | 58945 | Simonds | MA | Middlesex | GEN 2 | Natural Gas Internal Combustion Engine | IC |  | S | X | X |  |  | 0.6 | 0.99 | 0.6 | 0.6 | 0.4 | N |  |  | RE | X | 12 | 2011 | 12 | 2019 | Y | IPP CHP | 3 | [11 empty] | N | N |  | 1H | [7 empty] | N | N | N | bar: X T T T T T T to DFO BLQ BLQ BLQ BLQ BLQ BLQ
58809 | Simonds Saw LLC | 58945 | Simonds | MA | Middlesex | GEN 3 | Natural Gas Internal Combustion Engine | IC |  | S | X | X |  |  | 0.6 | 0.99 | 0.6 | 0.6 | 0.4 | N |  |  | RE | X | 12 | 2011 | 12 | 2019 | Y | IPP CHP | 3 | [11 empty] | N | N |  | 1H | [7 empty] | N | N | N | bar: X T T T T T T to DFO BLQ BLQ BLQ BLQ BLQ BLQ
58845 | Pine Tree Landfill | 58993 | Pine Tree Landfill Gas to Energy | ME | Penobscot | 3201 | Landfill Gas | IC |  | S | X | X |  |  | 1.1 | 0.8 | 0.9 | 0.9 | 0.5 | N |  |  | RE | X | 1 | 2008 | 3 | 2020 | N | IPP Non-CHP | 2 | X T T T T T T: X; DFO BLQ BLQ BLQ BLQ BLQ BLQ: LFG |  |  |  | N | N |  | 12H | [7 empty] | N | N | N
58847 | NRG California Peaker Operations LLC | 59002 | Carlsbad Energy Center | CA | San Diego | CEC11 | Natural Gas Fired Combustion Turbine | GT |  | S | X | X |  |  | 105.5 |  | 105.5 | 105.5 |  |  |  |  | CN | X |  |  |  |  | N | IPP Non-CHP | 2 | [11 empty] | N | N | [9 empty] | N | N | N | bar: X T T T T T T to DFO BLQ BLQ BLQ BLQ BLQ BLQ
58849 | Mariah del Este LLC | 59006 | Mariah East | TX | Parmer | MARN | Onshore Wind Turbine | WT |  | S | X | X |  |  | 152.5 |  | 152.5 | 152.5 | 0 | N |  |  | CN | X |  |  |  |  | N | IPP Non-CHP | 2 | DFO BLQ BLQ BLQ BLQ BLQ BLQ: WND |  |  |  | N | N | 58 | [8 empty] | N
58850 | Mariah del Sur LLC | 59007 | Mariah South | TX | Parmer | MAR S | Onshore Wind Turbine | WT |  | S | X | X | Mariah_all | Mariah_all | 210.4 |  | 210.4 | 210.4 |  | N |  |  | IP | X |  |  |  |  | N | IPP Non-CHP | 2 | X T T T T T T: X; DFO BLQ BLQ BLQ BLQ BLQ BLQ: WND |  |  |  | N | N | 100 | [8 empty] | N
58860 | Southbridge Recycling and Disposal Park | 59011 | Southbridge Landfill Gas-to-Energy | MA | Worcester | CAT2 | Landfill Gas | IC |  | S | X | X |  |  | 1.6 | 0.8 | 1.5 | 1.5 |  | N |  |  | CN | X |  |  |  |  | N | IPP Non-CHP | 2 | X T T T T T T: X; DFO BLQ BLQ BLQ BLQ BLQ BLQ: LFG | [14 empty] | N | N | N
61038 | Cube District Energy, LLC | 59036 | Onslow Energy | NC | Onslow | GEN 1 | Solar Photovoltaic | PV |  | S | X | X |  |  | 1.5 |  | 1.5 | 1.5 |  | N |  |  | CN | X |  |  |  |  | N | IPP Non-CHP | 2 | X T T T T T T: X; DFO BLQ BLQ BLQ BLQ BLQ BLQ: SUN
56215 | RWE Renewables Americas LLC | 59062 | Vici Wind Farm | OK | Dewey | VICI | Onshore Wind Turbine | WT |  | S | X | X |  |  | 180 |  | 180 | 180 |  | N |  |  | CN | X |  |  |  |  | N | IPP Non-CHP | 2 | X T T T T T T: X; DFO BLQ BLQ BLQ BLQ BLQ BLQ: WND | [5 empty] | 90 | [8 empty] | N
56215 | RWE Renewables Americas LLC | 59064 | Stella Wind Farm II | TX | Kenedy | WT1 | Onshore Wind Turbine | WT |  | S | X | X |  |  | 200 |  | 200 | 200 |  | N |  |  | CN | X |  |  |  |  | N | IPP Non-CHP | 2 | X T T T T T T: X; DFO BLQ BLQ BLQ BLQ BLQ BLQ: WND | [5 empty] | 100 | [8 empty] | N
56215 | RWE Renewables Americas LLC | 59067 | Grandview Wind Farm III LLC | TX | Carson | GVIII | Onshore Wind Turbine | WT |  | S | X | X |  |  | 188 |  | 188 | 188 |  | N |  |  | CN | X |  |  |  |  | N | IPP Non-CHP | 2 | X T T T T T T: X; DFO BLQ BLQ BLQ BLQ BLQ BLQ: WND | [5 empty] | 106 | [8 empty] | N
56215 | RWE Renewables Americas LLC | 59069 | Wildcat Wind Farm II LLC` | IN | Grant | WCII | Onshore Wind Turbine | WT |  | S | X | X |  |  | 210 |  | 210 | 210 |  | N |  |  | CN | X |  |  |  |  | N | IPP Non-CHP | 2 | X T T T T T T: X; DFO BLQ BLQ BLQ BLQ BLQ BLQ: WND | [14 empty] | N
58893 | Xeres Ventures LLC | 59074 | SC 1 Data Center, Phase 2 | CA | Santa Clara | EG8A | Petroleum Liquids | IC |  | S | X | X |  |  | 2.2 | 0.97 | 2.2 | 2.2 | 0 | N |  |  | RE | X | 9 | 2011 | 4 | 2020 | N | Commercial Non-CHP | 4 | X T T T T T T: X; DFO BLQ BLQ BLQ BLQ BLQ BLQ: DFO |  |  |  | N | N |  | 10M | [7 empty] | N | N | N
58960 | Timberline Energy LLC | 59143 | Front Range Project | CO | Weld | FR-2 | Landfill Gas | IC |  | S | X | X |  |  | 1.6 | 0.8 | 1.5 | 1.5 |  | N |  |  | CN | X |  |  |  |  | N | IPP Non-CHP | 2 | X T T T T T T: X; DFO BLQ BLQ BLQ BLQ BLQ BLQ: LFG | [14 empty] | N | N | N
58969 | Harvest Power Orlando LLC | 59151 | Harvest Power Orlando | FL | Orange | CHP 1 | Other Waste Biomass | IC |  | S | X | X |  |  | 1.6 | 0.8 | 1.6 | 1.6 | 0.8 | N |  |  | RE | X | 12 | 2013 | 7 | 2020 | Y | Commercial CHP | 5 | X T T T T T T: T; DFO BLQ BLQ BLQ BLQ BLQ BLQ: OBG |  |  |  | N | N |  | 1H | [7 empty] | N | N | N
58969 | Harvest Power Orlando LLC | 59151 | Harvest Power Orlando | FL | Orange | CHP 2 | Other Waste Biomass | IC |  | S | X | X |  |  | 1.6 | 0.8 | 1.6 | 1.6 | 0.8 | N |  |  | RE | X | 12 | 2013 | 7 | 2020 | Y | Commercial CHP | 5 | X T T T T T T: T; DFO BLQ BLQ BLQ BLQ BLQ BLQ: OBG |  |  |  | N | N |  | 1H | [7 empty] | N | N | N
12199 | Montana-Dakota Utilities Co | 59196 | Portable Generator 1 | ND | Mckenzie | IC1 | Petroleum Liquids | IC |  | S | X | X |  |  | 1.8 | 0.9 | 2 | 2 | 0.1 | N |  |  | RE | X | 2 | 2005 | 3 | 2018 | N | Electric Utility | 1 | X T T T T T T: X; DFO BLQ BLQ BLQ BLQ BLQ BLQ: DFO |  |  |  | N |  |  | 1H | [7 empty] | N
59010 | Rhubarb One LLC | 59216 | Rhubarb One | NC | Robeson | PV1 | Solar Photovoltaic | PV |  | S | X | X |  |  | 5 |  | 5 | 5 |  |  |  |  | CN | X |  |  |  |  | N | IPP Non-CHP | 2 | X T T T T T T: X; DFO BLQ BLQ BLQ BLQ BLQ BLQ: SUN
60040 | Hale Wind Energy | 59247 | Hale Community Wind Farm | TX | Hale | HALE2 | Onshore Wind Turbine | WT |  | S | X | X |  |  | 240 |  | 240 | 240 |  | N |  |  | CN | X |  |  |  |  | N | IPP Non-CHP | 2 | X T T T T T T: X; DFO BLQ BLQ BLQ BLQ BLQ BLQ: WND | [5 empty] | 120
59093 | Hidden View Dairy, LLC | 59260 | Hidden View Dairy, LLC | IN | Jasper | HV2 | Other Waste Biomass | IC |  | W | X | X | NIPS.WVPA | NIPS.WVPA | 0.4 | 0.98 | 0.3 | 0.3 | 0.3 | N |  |  | RE | X | 2 | 2007 | 5 | 2016 | N | Industrial Non-CHP | 6 | X T T T T T T: X; DFO BLQ BLQ BLQ BLQ BLQ BLQ: OBG |  |  |  | Y | N | 0 | 10M | [7 empty] | N | N | N
58661 | Sustainable Power Group, LLC | 59263 | Con Dios Solar 3 | CA | San Bernardino | COND3 | Solar Photovoltaic | PV |  | S | X | X |  |  | 1.5 |  | 1.5 | 1.5 |  | N |  |  | CN | X |  |  |  |  | N | IPP Non-CHP | 2 | X T T T T T T: X; DFO BLQ BLQ BLQ BLQ BLQ BLQ: SUN
58661 | Sustainable Power Group, LLC | 59264 | Con Dios Solar 11 | CA | San Bernardino | CON11 | Solar Photovoltaic | PV |  | S | X | X |  |  | 1.5 |  | 1.5 | 1.5 |  | N |  |  | CN | X |  |  |  |  | N | IPP Non-CHP | 2 | X T T T T T T: X; DFO BLQ BLQ BLQ BLQ BLQ BLQ: SUN
57128 | Bloom Energy | 59281 | eBay - South Jordan | UT | Salt Lake | EBY00 | Other Natural Gas | FC |  | W | X | X |  |  | 6 |  | 6 | 6 | 0 | N |  |  | RE | X | 9 | 2013 | 7 | 2020 | N | IPP Non-CHP | 2 | [12 empty] | N |  | OVER | bar: X T T T T T T to DFO BLQ BLQ BLQ BLQ BLQ BLQ
57128 | Bloom Energy | 59281 | eBay - South Jordan | UT | Salt Lake | EBY03 | Other Natural Gas | FC |  | W | X | X |  |  | 3.8 |  | 3.8 | 3.8 | 0.4 | N |  |  | RE | X | 3 | 2015 | 7 | 2020 | N | IPP Non-CHP | 2 | [12 empty] | N |  | OVER | bar: X T T T T T T to DFO BLQ BLQ BLQ BLQ BLQ BLQ
57128 | Bloom Energy | 59282 | Green Machine | MD | Anne Arundel | BBX00 | Other Natural Gas | FC |  | W | X | X |  |  | 1.7 |  | 1.6 | 1.6 | 0 | N |  |  | RE | X | 6 | 2013 | 9 | 2016 | N | IPP Non-CHP | 2 | [11 empty] | N | N |  | OVER | bar: X T T T T T T to DFO BLQ BLQ BLQ BLQ BLQ BLQ
59098 | Northwest Ohio Wind, LLC | 59296 | Northwest Ohio Wind | OH | Paulding | NWOH2 | Onshore Wind Turbine | WT |  | S | X | X |  |  | 100 |  | 100 | 100 |  | N |  |  | CN | X |  |  |  |  | N | IPP Non-CHP | 2 | X T T T T T T: X; DFO BLQ BLQ BLQ BLQ BLQ BLQ: WND | [5 empty] | 75 | [8 empty] | N
59137 | Palmer Renewable Energy | 59336 | Palmer Renewable Energy | MA | Hampden | PRE | Wood/Wood Waste Biomass | ST |  | S | X | X |  |  | 42 |  | 42 | 42 |  | N |  |  | CN | X |  |  |  |  | N | IPP Non-CHP | 2 | X T T T T T T: X; DFO BLQ BLQ BLQ BLQ BLQ BLQ: WDS |  |  |  |  | N | [9 empty] | N | N | N
59173 | City of Tulare Water Pollution Control | 59395 | City of Tulare Water Facility | CA | Tulare | C2550 | Other Waste Biomass | IC |  | S | X | X |  |  | 0.5 | 0.85 | 0.4 | 0.4 | 0.2 | N |  |  | RE | X | 1 | 1991 | 12 | 2018 | N | Commercial Non-CHP | 4 | X T T T T T T: X; DFO BLQ BLQ BLQ BLQ BLQ BLQ: OBG; DFO BIT BIT BIT BIT BIT BIT: NG |  |  |  | N | N |  | 10M |  |  |  | N |  |  |  | Y | Y | N
59173 | City of Tulare Water Pollution Control | 59395 | City of Tulare Water Facility | CA | Tulare | DFC30 | Other Waste Biomass | FC |  | S | X | X |  |  | 1.4 |  | 1.1 | 1.1 | 0.7 | N |  |  | RE | X | 9 | 2007 | 8 | 2017 | Y | Commercial Non-CHP | 4 | DFO BLQ BLQ BLQ BLQ BLQ BLQ: OBG; DFO BIT BIT BIT BIT BIT BIT: NG |  |  |  | N | N |  | 12H | [7 empty] | Y
59173 | City of Tulare Water Pollution Control | 59395 | City of Tulare Water Facility | CA | Tulare | PV302 | Solar Photovoltaic | PV |  | S | X | X |  |  | 0.1 |  | 0.1 | 0.1 |  | N |  |  | RE | X | 10 | 2007 | 12 | 2016 | N | Commercial Non-CHP | 4 | X T T T T T T: X; DFO BLQ BLQ BLQ BLQ BLQ BLQ: SUN |  |  |  | N | N | [9 empty] | N
59192 | Amity Energy, LLC | 59418 | Amity Energy LLC | PA | Washington | 1 | Natural Gas Internal Combustion Engine | IC |  | S | X | X |  |  | 7 | 0.8 | 6.8 | 6.8 |  |  |  |  | CN | X |  |  |  |  | N | IPP Non-CHP | 2 | [11 empty] | N | N | [9 empty] | N | N | N | bar: DFO BLQ BLQ BLQ BLQ BLQ BLQ
59192 | Amity Energy, LLC | 59418 | Amity Energy LLC | PA | Washington | 2 | Natural Gas Internal Combustion Engine | IC |  | S | X | X |  |  | 7 | 0.8 | 6.8 | 6.8 |  |  |  |  | CN | X |  |  |  |  | N | IPP Non-CHP | 2 | [22 empty] | N | N | N | bar: DFO BLQ BLQ BLQ BLQ BLQ BLQ
59192 | Amity Energy, LLC | 59418 | Amity Energy LLC | PA | Washington | 3 | Natural Gas Internal Combustion Engine | IC |  | S | X | X |  |  | 7 | 0.8 | 6.8 | 6.8 |  |  |  |  | CN | X |  |  |  |  | N | IPP Non-CHP | 2 | [22 empty] | N | N | N | bar: DFO BLQ BLQ BLQ BLQ BLQ BLQ
59192 | Amity Energy, LLC | 59418 | Amity Energy LLC | PA | Washington | GEN1 | Natural Gas Internal Combustion Engine | IC |  | S | X | X |  |  | 4.4 |  | 4.2 | 4.2 |  |  |  |  | CN | X |  |  |  |  | N | IPP Non-CHP | 2 | bar: X T T T T T T to DFO BLQ BLQ BLQ BLQ BLQ BLQ
59192 | Amity Energy, LLC | 59418 | Amity Energy LLC | PA | Washington | GEN2 | Natural Gas Internal Combustion Engine | IC |  | S | X | X |  |  | 4.4 |  | 4.2 | 4.2 |  |  |  |  | CN | X |  |  |  |  | N | IPP Non-CHP | 2 | bar: X T T T T T T to DFO BLQ BLQ BLQ BLQ BLQ BLQ
59192 | Amity Energy, LLC | 59418 | Amity Energy LLC | PA | Washington | GEN3 | Natural Gas Internal Combustion Engine | IC |  | S | X | X |  |  | 4.4 |  | 4.2 | 4.2 |  |  |  |  | CN | X |  |  |  |  | N | IPP Non-CHP | 2 | bar: X T T T T T T to DFO BLQ BLQ BLQ BLQ BLQ BLQ
59192 | Amity Energy, LLC | 59418 | Amity Energy LLC | PA | Washington | GEN4 | Natural Gas Internal Combustion Engine | IC |  | S | X | X |  |  | 4.4 |  | 4.2 | 4.2 |  |  |  |  | CN | X |  |  |  |  | N | IPP Non-CHP | 2 | bar: X T T T T T T to DFO BLQ BLQ BLQ BLQ BLQ BLQ
59192 | Amity Energy, LLC | 59418 | Amity Energy LLC | PA | Washington | GEN5 | Natural Gas Internal Combustion Engine | IC |  | S | X | X |  |  | 4.4 |  | 4.2 | 4.2 |  |  |  |  | CN | X |  |  |  |  | N | IPP Non-CHP | 2 | bar: X T T T T T T to DFO BLQ BLQ BLQ BLQ BLQ BLQ
59218 | East. Michigan Univ. Heating Plant | 59452 | East. Michigan Univ. Heating Plant | MI | Washtenaw | COGEN | Natural Gas Fired Combustion Turbine | GT |  | S | X | X |  |  | 3.5 | 0.8 | 4.1 | 4.5 | 0.3 | N |  |  | RE | X | 10 | 1987 | 4 | 2016 | Y | Commercial CHP | 5 | [11 empty] | N | N |  | 1H | [7 empty] | N | N | bar: X T T T T T T to DFO BLQ BLQ BLQ BLQ BLQ BLQ
59219 | Albany Medical Center | 59453 | Albany Medical Ctr Cogen Plant | NY | Albany | GTG1 | Natural Gas Fired Combustion Turbine | GT |  | S | X | X |  |  | 4.6 | 0.8 | 4 | 5.3 | 4 | N |  |  | RE | X | 3 | 2013 | 6 | 2020 | Y | Commercial CHP | 5 | [11 empty] | N | N |  | 1H | [7 empty] | N | N | bar: X T T T T T T to DFO BLQ BLQ BLQ BLQ BLQ BLQ
63996 | Corporate Growth Solutions, LLC | 59471 | Buckeye Generation Center, LLC | AZ | Maricopa | CTG01 | Natural Gas Fired Combustion Turbine | GT |  | S | X | X |  |  | 108.7 | 0.85 | 104 | 108.7 |  |  |  |  | IP | X |  |  |  |  | N | IPP Non-CHP | 2 | [22 empty] | N |  | N | bar: DFO BLQ BLQ BLQ BLQ BLQ BLQ
63996 | Corporate Growth Solutions, LLC | 59471 | Buckeye Generation Center, LLC | AZ | Maricopa | CTG02 | Natural Gas Fired Combustion Turbine | GT |  | S | X | X |  |  | 108.7 | 0.85 | 104 | 108.7 |  |  |  |  | IP | X |  |  |  |  | N | IPP Non-CHP | 2 | [22 empty] | N |  | N | bar: DFO BLQ BLQ BLQ BLQ BLQ BLQ
63996 | Corporate Growth Solutions, LLC | 59471 | Buckeye Generation Center, LLC | AZ | Maricopa | CTG03 | Natural Gas Fired Combustion Turbine | GT |  | S | X | X |  |  | 108.7 | 0.85 | 104 | 108.7 |  |  |  |  | IP | X |  |  |  |  | N | IPP Non-CHP | 2 | [22 empty] | N |  | N | bar: DFO BLQ BLQ BLQ BLQ BLQ BLQ
63996 | Corporate Growth Solutions, LLC | 59471 | Buckeye Generation Center, LLC | AZ | Maricopa | CTG04 | Natural Gas Fired Combustion Turbine | GT |  | S | X | X |  |  | 108.7 | 0.85 | 104 | 108.7 |  |  |  |  | IP | X |  |  |  |  | N | IPP Non-CHP | 2 | [22 empty] | N |  | N | bar: X T T T T T T to DFO BLQ BLQ BLQ BLQ BLQ BLQ
63996 | Corporate Growth Solutions, LLC | 59471 | Buckeye Generation Center, LLC | AZ | Maricopa | CTG05 | Natural Gas Fired Combustion Turbine | GT |  | S | X | X |  |  | 108.7 | 0.85 | 104 | 108.7 |  |  |  |  | IP | X |  |  |  |  | N | IPP Non-CHP | 2 | [22 empty] | N |  | N | bar: X T T T T T T to DFO BLQ BLQ BLQ BLQ BLQ BLQ
63996 | Corporate Growth Solutions, LLC | 59471 | Buckeye Generation Center, LLC | AZ | Maricopa | CTG06 | Natural Gas Fired Combustion Turbine | GT |  | S | X | X |  |  | 108.7 | 0.85 | 104 | 108.7 |  |  |  |  | IP | X |  |  |  |  | N | IPP Non-CHP | 2 | [22 empty] | N |  | N | bar: X T T T T T T to DFO BLQ BLQ BLQ BLQ BLQ BLQ
59878 | Clean Fuel Partners Dane | 59559 | Clean Fuel Dane Community Digester | WI | Dane | GEN#1 | Other Waste Biomass | IC |  | S | X | X |  |  | 1 | 0.95 | 1 | 1 | 0.5 | N |  |  | RE | X | 3 | 2011 | 5 | 2020 | Y | IPP CHP | 3 | X T T T T T T: T; DFO BLQ BLQ BLQ BLQ BLQ BLQ: OBG |  |  |  | N | N | 0 | 10M | [7 empty] | N | N | N
59878 | Clean Fuel Partners Dane | 59559 | Clean Fuel Dane Community Digester | WI | Dane | GEN#2 | Other Waste Biomass | IC |  | S | X | X |  |  | 1 | 0.95 | 1 | 1 | 0.5 | N |  |  | RE | X | 3 | 2011 | 5 | 2020 | Y | IPP CHP | 3 | X T T T T T T: T; DFO BLQ BLQ BLQ BLQ BLQ BLQ: OBG |  |  |  | N | N |  | 10M | [7 empty] | N | N | N
59357 | Navasota Energy Generation Holdings | 59615 | Clear Springs Energy Center | TX | Guadalupe | CTG-1 | Natural Gas Fired Combustion Turbine | GT |  | S | X | X |  |  | 183 | 0.8 | 178 | 193 |  | N |  |  | CN | X |  |  |  |  | N | IPP Non-CHP | 2 | [22 empty] | U | N | U | bar: X T T T T T T to DFO BLQ BLQ BLQ BLQ BLQ BLQ
59357 | Navasota Energy Generation Holdings | 59615 | Clear Springs Energy Center | TX | Guadalupe | CTG-2 | Natural Gas Fired Combustion Turbine | GT |  | S | X | X |  |  | 183 | 0.8 | 177 | 193 |  | N |  |  | CN | X |  |  |  |  | N | IPP Non-CHP | 2 | [22 empty] | U | N | U | bar: X T T T T T T to DFO BLQ BLQ BLQ BLQ BLQ BLQ
59357 | Navasota Energy Generation Holdings | 59615 | Clear Springs Energy Center | TX | Guadalupe | CTG-3 | Natural Gas Fired Combustion Turbine | GT |  | S | X | X |  |  | 183 | 0.8 | 177 | 193 |  | N |  |  | CN | X |  |  |  |  | N | IPP Non-CHP | 2 | [11 empty] | N | N | [9 empty] | U | N | U | bar: X T T T T T T to DFO BLQ BLQ BLQ BLQ BLQ BLQ
59357 | Navasota Energy Generation Holdings | 59616 | Union Valley Energy Center | TX | Wilson | CTG-1 | Natural Gas Fired Combustion Turbine | GT |  | S | X | X |  |  | 183 | 0.8 | 178 | 192 |  | N |  |  | CN | X |  |  |  |  | N | IPP Non-CHP | 2 | [22 empty] | U | N | N | bar: X T T T T T T to DFO BLQ BLQ BLQ BLQ BLQ BLQ
59357 | Navasota Energy Generation Holdings | 59616 | Union Valley Energy Center | TX | Wilson | CTG-2 | Natural Gas Fired Combustion Turbine | GT |  | S | X | X |  |  | 183 | 0.8 | 178 | 192 |  | N |  |  | CN | X |  |  |  |  | N | IPP Non-CHP | 2 | [22 empty] | U | N | N | bar: X T T T T T T to DFO BLQ BLQ BLQ BLQ BLQ BLQ
59357 | Navasota Energy Generation Holdings | 59616 | Union Valley Energy Center | TX | Wilson | CTG-3 | Natural Gas Fired Combustion Turbine | GT |  | S | X | X |  |  | 183 | 0.8 | 178 | 192 |  | N |  |  | CN | X |  |  |  |  | N | IPP Non-CHP | 2 | [22 empty] | U | N | N | bar: X T T T T T T to DFO BLQ BLQ BLQ BLQ BLQ BLQ
59357 | Navasota Energy Generation Holdings | 59617 | Van Alstyne Energy Center | TX | Grayson | CTG-1 | Natural Gas Fired Combustion Turbine | GT |  | S | X | X |  |  | 183 | 0.8 | 177 | 192 |  | N |  |  | CN | X |  |  |  |  | N | IPP Non-CHP | 2 | [22 empty] | U | N | N | bar: X T T T T T T to DFO BLQ BLQ BLQ BLQ BLQ BLQ
59357 | Navasota Energy Generation Holdings | 59617 | Van Alstyne Energy Center | TX | Grayson | CTG-2 | Natural Gas Fired Combustion Turbine | GT |  | S | X | X |  |  | 183 | 0.8 | 177 | 192 |  | N |  |  | CN | X |  |  |  |  | N | IPP Non-CHP | 2 | [22 empty] | U | N | N | bar: X T T T T T T to DFO BLQ BLQ BLQ BLQ BLQ BLQ
59357 | Navasota Energy Generation Holdings | 59617 | Van Alstyne Energy Center | TX | Grayson | CTG-3 | Natural Gas Fired Combustion Turbine | GT |  | S | X | X |  |  | 183 | 0.8 | 177 | 192 |  | N |  |  | CN | X |  |  |  |  | N | IPP Non-CHP | 2 | [22 empty] | U | N | N | bar: X T T T T T T to DFO BLQ BLQ BLQ BLQ BLQ BLQ
59434 | Mattawoman Energy, LLC | 59662 | Mattawoman Energy Center | MD | Prince Georges | CGT11 | Natural Gas Fired Combined Cycle | CC |  | S | Y | N |  |  | 286 |  | 286 | 286 |  | N |  |  | CN | X |  |  |  |  | N | IPP Non-CHP | 2 | [11 empty] | N | N | [9 empty] | N | N | N | bar: X T T T T T T to DFO BLQ BLQ BLQ BLQ BLQ BLQ
59434 | Mattawoman Energy, LLC | 59662 | Mattawoman Energy Center | MD | Prince Georges | CGT12 | Natural Gas Fired Combined Cycle | CC |  | S | Y | N |  |  | 286 |  | 286 | 286 |  | N |  |  | CN | X |  |  |  |  | N | IPP Non-CHP | 2 | [22 empty] | N | N | N | bar: X T T T T T T to DFO BLQ BLQ BLQ BLQ BLQ BLQ
59434 | Mattawoman Energy, LLC | 59662 | Mattawoman Energy Center | MD | Prince Georges | STG11 | Natural Gas Fired Combined Cycle | CC |  | S | N | N |  |  | 436 |  | 436 | 436 |  | N |  |  | CN | X |  |  |  |  | N | IPP Non-CHP | 2 | [11 empty] | N | N | [9 empty] | N | N | N | bar: X T T T T T T to DFO BLQ BLQ BLQ BLQ BLQ BLQ
4180 | Connecticut Mun Elec Engy Coop | 59701 | Subase Microgrid Project | CT | New London | SMP1 | Natural Gas Internal Combustion Engine | IC |  | S | X | X |  |  | 3.7 | 0.95 | 3.7 | 3.7 |  |  |  |  | CN | X |  |  |  |  | N | Electric Utility | 1 | [22 empty] | N | N | N | bar: X T T T T T T to DFO BLQ BLQ BLQ BLQ BLQ BLQ
4180 | Connecticut Mun Elec Engy Coop | 59701 | Subase Microgrid Project | CT | New London | SMP2 | Natural Gas Internal Combustion Engine | IC |  | S | X | X |  |  | 3.7 | 0.95 | 3.7 | 3.7 |  |  |  |  | CN | X |  |  |  |  | N | Electric Utility | 1 | [22 empty] | N | N | N | bar: X T T T T T T to DFO BLQ BLQ BLQ BLQ BLQ BLQ
4180 | Connecticut Mun Elec Engy Coop | 59701 | Subase Microgrid Project | CT | New London | SMP3 | Petroleum Liquids | IC |  | S | X | X |  |  | 2 | 0.9 | 2 | 2 |  |  |  |  | CN | X |  |  |  |  | N | Electric Utility | 1 | X T T T T T T: X; DFO BLQ BLQ BLQ BLQ BLQ BLQ: DFO | [14 empty] | N | N | N
4180 | Connecticut Mun Elec Engy Coop | 59701 | Subase Microgrid Project | CT | New London | SMP4 | Petroleum Liquids | IC |  | S | X | X |  |  | 2 | 0.9 | 2 | 2 |  |  |  |  | CN | X |  |  |  |  | N | Electric Utility | 1 | X T T T T T T: X; DFO BLQ BLQ BLQ BLQ BLQ BLQ: DFO | [15 empty] | N | N
59484 | Framingham State University | 59717 | Framingham State University Plant | MA | Middlesex | MSC | Natural Gas Internal Combustion Engine | IC |  | S | X | X |  |  | 0.1 | 0.8 | 0.3 | 0.3 | 0.1 | N |  |  | RE | X | 6 | 1974 | 12 | 2015 | N | Commercial Non-CHP | 4 | [11 empty] | N | N |  | 10M | [7 empty] | N | bar: X T T T T T T to DFO BLQ BLQ BLQ BLQ BLQ BLQ
59487 | Moundsville Power, LLC | 59720 | Moundsville Power | WV | Marshall | MPCA1 | Natural Gas Fired Combined Cycle | CA |  | S | Y | X |  |  | 321.6 | 0.85 | 319 | 321.6 |  | N |  |  | CN | X |  |  |  |  | N | IPP Non-CHP | 2 | [22 empty] | N | N | N | bar: X T T T T T T to DFO BLQ BLQ BLQ BLQ BLQ BLQ
59487 | Moundsville Power, LLC | 59720 | Moundsville Power | WV | Marshall | MPCT1 | Natural Gas Fired Combined Cycle | CT |  | S | X | Y |  |  | 195.5 | 0.85 | 177.3 | 195.5 |  | N |  |  | CN | X |  |  |  |  | N | IPP Non-CHP | 2 | X T T T T T T: X; DFO BLQ BLQ BLQ BLQ BLQ BLQ: NG; DFO BIT BIT BIT BIT BIT BIT: OG | [14 empty] | Y | Y | N
59487 | Moundsville Power, LLC | 59720 | Moundsville Power | WV | Marshall | MPCT2 | Natural Gas Fired Combined Cycle | CT |  | S | X | Y |  |  | 195.5 | 0.85 | 177.3 | 195.5 |  | N |  |  | CN | X |  |  |  |  | N | IPP Non-CHP | 2 | X T T T T T T: X; DFO BLQ BLQ BLQ BLQ BLQ BLQ: NG; DFO BIT BIT BIT BIT BIT BIT: OG | [14 empty] | Y | Y | N
56215 | RWE Renewables Americas LLC | 59756 | Mud Springs Wind Project, LLC | MT | Carbon | 1 | Onshore Wind Turbine | WT |  | S | X | X |  |  | 80 |  | 80 | 80 |  | N |  |  | IP | X |  |  |  |  | N | IPP Non-CHP | 2 | X T T T T T T: X; DFO BLQ BLQ BLQ BLQ BLQ BLQ: WND | [5 empty] | 23
14354 | PacifiCorp | 59757 | Pryor Mountain Wind | MT | Carbon | 1 | Onshore Wind Turbine | WT |  | S | X | X |  |  | 80 |  | 80 | 80 |  | N |  |  | IP | X |  |  |  |  | N | IPP Non-CHP | 2 | X T T T T T T: X; DFO BLQ BLQ BLQ BLQ BLQ BLQ: WND
56215 | RWE Renewables Americas LLC | 59758 | Horse Thief Wind Project, LLC | MT | Carbon | 1 | Onshore Wind Turbine | WT |  | S | X | X |  |  | 80 |  | 80 | 80 |  | N |  |  | IP | X |  |  |  |  | N | IPP Non-CHP | 2 | X T T T T T T: X; DFO BLQ BLQ BLQ BLQ BLQ BLQ: WND | [5 empty] | 23
9267 | Hoosier Energy R E C, Inc | 59791 | Cabin Creek Renewable Energy Station | IN | Randolph | 1 | Landfill Gas | IC |  | S | X | X |  |  | 2 | 0.9 | 1.9 | 1.9 |  | N |  |  | CN | X |  |  |  |  | N | Electric Utility | 1 | X T T T T T T: X; DFO BLQ BLQ BLQ BLQ BLQ BLQ: LFG | [14 empty] | N | N | N
9267 | Hoosier Energy R E C, Inc | 59791 | Cabin Creek Renewable Energy Station | IN | Randolph | 2 | Landfill Gas | IC |  | S | X | X |  |  | 2 | 0.9 | 1.9 | 1.9 |  | N |  |  | CN | X |  |  |  |  | N | Electric Utility | 1 | X T T T T T T: X; DFO BLQ BLQ BLQ BLQ BLQ BLQ: LFG |  |  |  | N | N | [9 empty] | N | N | N
11208 | Los Angeles Department of Water & Power | 59799 | Foothill Solar Project | CA | Los Angeles | W4528 | Solar Photovoltaic | PV |  | W | X | X |  |  | 1.1 |  | 1.1 | 1.1 |  | N |  |  | CN | X |  |  |  |  | N | IPP Non-CHP | 2 | X T T T T T T: X; DFO BLQ BLQ BLQ BLQ BLQ BLQ: SUN | [14 empty] | N
59992 | Caprock Solar 2, LLC | 59846 | Caprock Solar 2 LLC | NM | Quay | PV1 | Solar Photovoltaic | PV |  | S | X | X |  |  | 30 |  | 30 | 30 |  | N |  |  | IP | X |  |  |  |  | N | IPP Non-CHP | 2 | X T T T T T T: X; DFO BLQ BLQ BLQ BLQ BLQ BLQ: SUN
56694 | Thermo No 1 BE 01 LLC | 59883 | Thermo Solar PV-01 | UT | Beaver | SOLAR | Solar Photovoltaic | PV |  | S | X | X |  |  | 2.9 |  | 2.9 | 2.9 |  | N |  |  | IP | X |  |  |  |  | N | IPP Non-CHP | 2 | X T T T T T T: X; DFO BLQ BLQ BLQ BLQ BLQ BLQ: SUN
56615 | First Solar Project Development | 59885 | Little Bear Solar 2, LLC | CA | Fresno | GEN01 | Solar Photovoltaic | PV |  | S | X | X |  |  | 20 |  | 20 | 20 |  | N |  |  | CN | X |  |  |  |  | N | IPP Non-CHP | 2 | X T T T T T T: X; DFO BLQ BLQ BLQ BLQ BLQ BLQ: SUN |  |  |  | N | N
59365 | Capital Power Corporation | 59890 | Poplars Ranch Solar LLC | OR | Lake | GEN | Solar Photovoltaic | PV |  | S | X | X |  |  | 16 |  | 16 | 16 |  |  |  |  | CN | X |  |  |  |  | N | IPP Non-CHP | 2 | X T T T T T T: X; DFO BLQ BLQ BLQ BLQ BLQ BLQ: SUN
59365 | Capital Power Corporation | 59892 | Hopeful Solar LLC | GA | Mitchell | GEN | Solar Photovoltaic | PV |  | S | X | X |  |  | 20.7 |  | 20.7 | 20.7 |  |  |  |  | CN | X |  |  |  |  | N | IPP Non-CHP | 2 | X T T T T T T: X; DFO BLQ BLQ BLQ BLQ BLQ BLQ: SUN
59365 | Capital Power Corporation | 59907 | Black Fork Wind Energy Project | OH | Crawford | GEN | Onshore Wind Turbine | WT |  | S | X | X |  |  | 200 |  | 200 | 200 |  |  |  |  | CN | X |  |  |  |  | N | IPP Non-CHP | 2 | X T T T T T T: X; DFO BLQ BLQ BLQ BLQ BLQ BLQ: WND | [5 empty] | 90
59685 | JPMorgan Chase Bank | 59922 | South Campus Solar | DE | New Castle | SG333 | Solar Photovoltaic | PV |  | S | X | X |  |  | 0.3 |  | 0.3 | 0.3 |  |  |  |  | RE | X | 8 | 2011 | 4 | 2018 | N | Commercial Non-CHP | 4 | X T T T T T T: X; DFO BLQ BLQ BLQ BLQ BLQ BLQ: SUN |  |  |  | N | N | [9 empty] | N
59685 | JPMorgan Chase Bank | 59922 | South Campus Solar | DE | New Castle | SG500 | Solar Photovoltaic | PV |  | S | X | X |  |  | 0.5 |  | 0.5 | 0.5 |  |  |  |  | RE | X | 8 | 2011 | 4 | 2018 | N | Commercial Non-CHP | 4 | X T T T T T T: X; DFO BLQ BLQ BLQ BLQ BLQ BLQ: SUN |  |  |  | N | N | 0 | [8 empty] | N
59686 | Coronado Power Ventures LLC | 59923 | Pinecrest Energy Center | TX | Angelina | CTG-1 | Natural Gas Fired Combined Cycle | CT |  | S | X | N |  |  | 232 | 0.85 | 229 | 232 |  | N |  |  | CN | X |  |  |  |  | N | IPP Non-CHP | 2 | [11 empty] | N | N | [9 empty] | N | N | N | bar: X T T T T T T to DFO BLQ BLQ BLQ BLQ BLQ BLQ
59686 | Coronado Power Ventures LLC | 59923 | Pinecrest Energy Center | TX | Angelina | CTG-2 | Natural Gas Fired Combined Cycle | CT |  | S | X | N |  |  | 232 | 0.85 | 229 | 232 |  | N |  |  | CN | X |  |  |  |  | N | IPP Non-CHP | 2 | [22 empty] | N | N | N | bar: X T T T T T T to DFO BLQ BLQ BLQ BLQ BLQ BLQ
59686 | Coronado Power Ventures LLC | 59923 | Pinecrest Energy Center | TX | Angelina | STG | Natural Gas Fired Combined Cycle | CA |  | S | Y | X |  |  | 289 | 0.85 | 289 | 249 |  | N |  |  | CN | X |  |  |  |  | N | IPP Non-CHP | 2 | [22 empty] | N | N | N | bar: X T T T T T T to DFO BLQ BLQ BLQ BLQ BLQ BLQ
59686 | Coronado Power Ventures LLC | 59924 | La Paloma Energy Center | TX | Cameron | CTG-1 | Natural Gas Fired Combined Cycle | CT |  | S | X | N |  |  | 230 | 0.85 | 211.5 | 222 |  | N |  |  | IP | X |  |  |  |  | N | IPP Non-CHP | 2 | [22 empty] | N | N | N | bar: X T T T T T T to DFO BLQ BLQ BLQ BLQ BLQ BLQ
59686 | Coronado Power Ventures LLC | 59924 | La Paloma Energy Center | TX | Cameron | CTG-2 | Natural Gas Fired Combined Cycle | CT |  | S | X | N |  |  | 230 | 0.85 | 211.5 | 222 |  | N |  |  | IP | X |  |  |  |  | N | IPP Non-CHP | 2 | [22 empty] | N | N | N | bar: X T T T T T T to DFO BLQ BLQ BLQ BLQ BLQ BLQ
59686 | Coronado Power Ventures LLC | 59924 | La Paloma Energy Center | TX | Cameron | STG-1 | Natural Gas Fired Combined Cycle | CA |  | S | Y | X |  |  | 311 | 0.85 | 300 | 280 |  | N |  |  | IP | X |  |  |  |  | N | IPP Non-CHP | 2 | [11 empty] | N | N | [9 empty] | N | N | N | bar: X T T T T T T to DFO BLQ BLQ BLQ BLQ BLQ BLQ
56615 | First Solar Project Development | 59935 | Snow Mountain Solar, LLC | NV | Clark | GEN01 | Solar Photovoltaic | PV |  | S | X | X |  |  | 100 |  | 101 | 101 |  | N |  |  | CN | X |  |  |  |  | N | IPP Non-CHP | 2 | X T T T T T T: X; DFO BLQ BLQ BLQ BLQ BLQ BLQ: SUN
63428 | Bearkat Wind Energy 1, LLC | 59972 | Bearkat | TX | Glasscock | BRKA2 | Onshore Wind Turbine | WT |  | W | X | X |  |  | 103.4 |  | 103.4 | 103.4 | 0 | N |  |  | CN | X |  |  |  |  | N | IPP Non-CHP | 2 | DFO BLQ BLQ BLQ BLQ BLQ BLQ: WND | [5 empty] | 47 | [8 empty] | N
59731 | Windham Solar LLC | 59991 | Lebanon Solar 1 | CT | New London | LEB1 | Solar Photovoltaic | PV |  | S | X | X |  |  | 2 |  | 2 | 2 |  | N |  |  | CN | X |  |  |  |  | N | IPP Non-CHP | 2 | DFO BLQ BLQ BLQ BLQ BLQ BLQ: SUN
59731 | Windham Solar LLC | 59992 | Lebanon Solar 2 | CT | New London | LEB2 | Solar Photovoltaic | PV |  | S | X | X |  |  | 2 |  | 2 | 2 |  | N |  |  | CN | X |  |  |  |  | N | IPP Non-CHP | 2 | DFO BLQ BLQ BLQ BLQ BLQ BLQ: SUN
58970 | Ecoplexus, Inc | 59998 | Round Hill PV1 | NC | Yadkin | RNDHL | Solar Photovoltaic | PV |  | W | X | X |  |  | 5 |  | 5 | 5 |  | N |  |  | CN | X |  |  |  |  | N | IPP Non-CHP | 2 | X T T T T T T: X; DFO BLQ BLQ BLQ BLQ BLQ BLQ: SUN
17470 | PUD 1 of Snohomish County | 60021 | MESA 2 | WA | Snohomish | MESA2 | Batteries | BA |  | S | X | X |  |  | 2.4 |  | 2.2 | 2.2 | 0 | N |  |  | RE | X | 7 | 2017 | 12 | 2020 | N | Electric Utility | 1 | X T T T T T T: X; DFO BLQ BLQ BLQ BLQ BLQ BLQ: MWH | [6 empty] | 10M | [7 empty] | N
58658 | Sunlight Partners | 60139 | Alexis Solar | NC | Lenoir | PV1 | Solar Photovoltaic | PV |  | S | X | X |  |  | 5 |  | 5 | 5 |  | N |  |  | CN | X |  |  |  |  | N | IPP Non-CHP | 2 | DFO BLQ BLQ BLQ BLQ BLQ BLQ: SUN
58658 | Sunlight Partners | 60140 | Brooke Solar | NC | Vance | PV1 | Solar Photovoltaic | PV |  | S | X | X |  |  | 4.5 |  | 4.5 | 4.5 |  | N |  |  | CN | X |  |  |  |  | N | IPP Non-CHP | 2 | DFO BLQ BLQ BLQ BLQ BLQ BLQ: SUN
58658 | Sunlight Partners | 60141 | Izia Solar | NC | Vance | PV1 | Solar Photovoltaic | PV |  | S | X | X |  |  | 5 |  | 5 | 5 |  | N |  |  | CN | X |  |  |  |  | N | IPP Non-CHP | 2 | DFO BLQ BLQ BLQ BLQ BLQ BLQ: SUN
58658 | Sunlight Partners | 60155 | Signature Solar | NC | Johnston | PV1 | Solar Photovoltaic | PV |  | S | X | X |  |  | 5 |  | 5 | 5 |  | N |  |  | CN | X |  |  |  |  | N | IPP Non-CHP | 2 | DFO BLQ BLQ BLQ BLQ BLQ BLQ: SUN
58658 | Sunlight Partners | 60158 | June Solar | NC | Columbus | PV1 | Solar Photovoltaic | PV |  | S | X | X |  |  | 4 |  | 4 | 4 |  | N |  |  | CN | X |  |  |  |  | N | IPP Non-CHP | 2 | DFO BLQ BLQ BLQ BLQ BLQ BLQ: SUN
58658 | Sunlight Partners | 60159 | Roman Solar | NC | Warren | PV1 | Solar Photovoltaic | PV |  | S | X | X |  |  | 5 |  | 5 | 5 |  | N |  |  | CN | X |  |  |  |  | N | IPP Non-CHP | 2 | DFO BLQ BLQ BLQ BLQ BLQ BLQ: SUN
58658 | Sunlight Partners | 60162 | Wilfork Solar | NC | Wayne | PV1 | Solar Photovoltaic | PV |  | S | X | X |  |  | 5 |  | 5 | 5 |  | N |  |  | CN | X |  |  |  |  | N | IPP Non-CHP | 2 | DFO BLQ BLQ BLQ BLQ BLQ BLQ: SUN
58658 | Sunlight Partners | 60163 | Hawk Solar | NC | Nash | PV1 | Solar Photovoltaic | PV |  | S | X | X |  |  | 5 |  | 5 | 5 |  | N |  |  | CN | X |  |  |  |  | N | IPP Non-CHP | 2 | DFO BLQ BLQ BLQ BLQ BLQ BLQ: SUN
58658 | Sunlight Partners | 60164 | Jordan Solar | NC | Vance | PV1 | Solar Photovoltaic | PV |  | S | X | X |  |  | 5 |  | 5 | 5 |  | N |  |  | CN | X |  |  |  |  | N | IPP Non-CHP | 2 | DFO BLQ BLQ BLQ BLQ BLQ BLQ: SUN
58658 | Sunlight Partners | 60166 | Higgins Solar | NC | Nash | PV1 | Solar Photovoltaic | PV |  | S | X | X |  |  | 5 |  | 5 | 5 |  | N |  |  | CN | X |  |  |  |  | N | IPP Non-CHP | 2 | DFO BLQ BLQ BLQ BLQ BLQ BLQ: SUN
58658 | Sunlight Partners | 60167 | Carter Solar | NC | Nash | PV1 | Solar Photovoltaic | PV |  | S | X | X |  |  | 5 |  | 5 | 5 |  | N |  |  | CN | X |  |  |  |  | N | IPP Non-CHP | 2 | DFO BLQ BLQ BLQ BLQ BLQ BLQ: SUN
58658 | Sunlight Partners | 60168 | Sadie Solar | NC | Johnston | PV1 | Solar Photovoltaic | PV |  | S | X | X |  |  | 5 |  | 5 | 5 |  | N |  |  | CN | X |  |  |  |  | N | IPP Non-CHP | 2 | DFO BLQ BLQ BLQ BLQ BLQ BLQ: SUN
58658 | Sunlight Partners | 60169 | Icarus Solar | NC | Wayne | PV1 | Solar Photovoltaic | PV |  | S | X | X |  |  | 3 |  | 3 | 3 |  | N |  |  | CN | X |  |  |  |  | N | IPP Non-CHP | 2 | DFO BLQ BLQ BLQ BLQ BLQ BLQ: SUN
58658 | Sunlight Partners | 60170 | Iga Solar | NC | Franklin | PV1 | Solar Photovoltaic | PV |  | S | X | X |  |  | 5 |  | 5 | 5 |  | N |  |  | CN | X |  |  |  |  | N | IPP Non-CHP | 2 | DFO BLQ BLQ BLQ BLQ BLQ BLQ: SUN
58658 | Sunlight Partners | 60171 | Clayton Solar | NC | Nash | PV1 | Solar Photovoltaic | PV |  | S | X | X |  |  | 5 |  | 5 | 5 |  | N |  |  | CN | X |  |  |  |  | N | IPP Non-CHP | 2 | DFO BLQ BLQ BLQ BLQ BLQ BLQ: SUN
58658 | Sunlight Partners | 60172 | Christina Solar | NC | Vance | PV1 | Solar Photovoltaic | PV |  | S | X | X |  |  | 3 |  | 3 | 3 |  | N |  |  | CN | X |  |  |  |  | N | IPP Non-CHP | 2 | DFO BLQ BLQ BLQ BLQ BLQ BLQ: SUN
58658 | Sunlight Partners | 60173 | Longleaf Solar | NC | Johnston | PV1 | Solar Photovoltaic | PV |  | S | X | X |  |  | 5 |  | 5 | 5 |  | N |  |  | CN | X |  |  |  |  | N | IPP Non-CHP | 2 | DFO BLQ BLQ BLQ BLQ BLQ BLQ: SUN
58658 | Sunlight Partners | 60174 | Cardinal Solar | NC | Franklin | PV1 | Solar Photovoltaic | PV |  | S | X | X |  |  | 5 |  | 5 | 5 |  | N |  |  | CN | X |  |  |  |  | N | IPP Non-CHP | 2 | DFO BLQ BLQ BLQ BLQ BLQ BLQ: SUN
58658 | Sunlight Partners | 60175 | Bonnie Solar | NC | Nash | PV1 | Solar Photovoltaic | PV |  | S | X | X |  |  | 5 |  | 5 | 5 |  | N |  |  | CN | X |  |  |  |  | N | IPP Non-CHP | 2 | DFO BLQ BLQ BLQ BLQ BLQ BLQ: SUN
58658 | Sunlight Partners | 60176 | Anna Solar | NC | Vance | PV1 | Solar Photovoltaic | PV |  | S | X | X |  |  | 5 |  | 5 | 5 |  | N |  |  | CN | X |  |  |  |  | N | IPP Non-CHP | 2 | DFO BLQ BLQ BLQ BLQ BLQ BLQ: SUN
58658 | Sunlight Partners | 60177 | Blue Bird Solar | NC | Vance | PV1 | Solar Photovoltaic | PV |  | S | X | X |  |  | 4 |  | 4 | 4 |  | N |  |  | CN | X |  |  |  |  | N | IPP Non-CHP | 2 | DFO BLQ BLQ BLQ BLQ BLQ BLQ: SUN
2172 | Brazos Electric Power Coop Inc | 60194 | Hill County Generation Facility | TX | Hill | CT1 | Natural Gas Fired Combustion Turbine | GT |  | S | X | X |  |  | 232 | 0.85 | 205 | 224 |  |  |  |  | CN | X |  |  |  |  | N | Electric Utility | 1 | DFO BLQ BLQ BLQ BLQ BLQ BLQ: NG; DFO BIT BIT BIT BIT BIT BIT: DFO | [14 empty] | N | N | U
2172 | Brazos Electric Power Coop Inc | 60194 | Hill County Generation Facility | TX | Hill | CT2 | Natural Gas Fired Combustion Turbine | GT |  | S | X | X |  |  | 232 | 0.85 | 205 | 224 |  |  |  |  | CN | X |  |  |  |  | N | Electric Utility | 1 | DFO BLQ BLQ BLQ BLQ BLQ BLQ: NG; DFO BIT BIT BIT BIT BIT BIT: DFO | [14 empty] | N | N | U
2172 | Brazos Electric Power Coop Inc | 60194 | Hill County Generation Facility | TX | Hill | CT3 | Natural Gas Fired Combustion Turbine | GT |  | S | X | X |  |  | 232 | 0.85 | 205 | 224 |  |  |  |  | CN | X |  |  |  |  | N | Electric Utility | 1 | DFO BLQ BLQ BLQ BLQ BLQ BLQ: NG; DFO BIT BIT BIT BIT BIT BIT: DFO | [14 empty] | N | N | U
2172 | Brazos Electric Power Coop Inc | 60194 | Hill County Generation Facility | TX | Hill | CT4 | Natural Gas Fired Combustion Turbine | GT |  | S | X | X |  |  | 232 | 0.85 | 205 | 224 |  |  |  |  | CN | X |  |  |  |  | N | Electric Utility | 1 | DFO BLQ BLQ BLQ BLQ BLQ BLQ: NG; DFO BIT BIT BIT BIT BIT BIT: DFO | [14 empty] | N | N | U
59964 | ESC Brooke County Power I | 60202 | ESC Brooke County Power I | WV | Brooke | BCCA1 | Natural Gas Fired Combined Cycle | CA |  | S | N | X |  |  | 280.5 | 0.85 | 261.2 | 267.6 |  | N |  |  | IP | X |  |  |  |  | N | IPP Non-CHP | 2 | [11 empty] | N | N |  | 1H |  |  |  |  | N | N | N | N | N | N | bar: DFO BLQ BLQ BLQ BLQ BLQ BLQ
59964 | ESC Brooke County Power I | 60202 | ESC Brooke County Power I | WV | Brooke | BCCT1 | Natural Gas Fired Combined Cycle | CT |  | S | X | N |  |  | 280.5 | 0.85 | 252.3 | 278.7 |  | N |  |  | IP | X |  |  |  |  | N | IPP Non-CHP | 2 | [11 empty] | N | N |  | 1H | [5 empty] | N |  | N | N | N | bar: DFO BLQ BLQ BLQ BLQ BLQ BLQ
59964 | ESC Brooke County Power I | 60202 | ESC Brooke County Power I | WV | Brooke | BCCT2 | Natural Gas Fired Combined Cycle | CT |  | S | X | N |  |  | 280.5 | 0.85 | 252.3 | 278.7 |  | N |  |  | IP | X |  |  |  |  | N | IPP Non-CHP | 2 | [14 empty] | 1H | [7 empty] | N | N | N | bar: DFO BLQ BLQ BLQ BLQ BLQ BLQ
13781 | Northern States Power Co - Minnesota | 60203 | Wheaton Solar | WI |  | 1 | Solar Photovoltaic | PV |  | S | X | X |  |  | 3.8 |  | 3.5 | 3.5 |  | N |  |  | CN | X |  |  |  |  | N | Electric Utility | 1 | DFO BLQ BLQ BLQ BLQ BLQ BLQ: SUN
59965 | ESC Tioga County Power | 60205 | ESC Tioga County Power | PA | Tioga | TCCA1 | Natural Gas Fired Combined Cycle | CA |  | S | Y | X |  |  | 331.5 | 0.85 | 302 | 327.2 |  |  |  |  | IP | X |  |  |  |  | N | IPP Non-CHP | 2 | [22 empty] | N | N | N | bar: DFO BLQ BLQ BLQ BLQ BLQ BLQ
59965 | ESC Tioga County Power | 60205 | ESC Tioga County Power | PA | Tioga | TCCT1 | Natural Gas Fired Combined Cycle | CT |  | S | X | N |  |  | 280.5 | 0.85 | 253.1 | 279.6 |  |  |  |  | IP | X |  |  |  |  | N | IPP Non-CHP | 2 | [22 empty] | N | N | N | bar: DFO BLQ BLQ BLQ BLQ BLQ BLQ
59965 | ESC Tioga County Power | 60205 | ESC Tioga County Power | PA | Tioga | TCCT2 | Natural Gas Fired Combined Cycle | CT |  | S | X | N |  |  | 280.5 | 0.85 | 253.1 | 279.6 |  |  |  |  | IP | X |  |  |  |  | N | IPP Non-CHP | 2 | [11 empty] | N | N | 0 | [8 empty] | N | N | N | bar: DFO BLQ BLQ BLQ BLQ BLQ BLQ
56215 | RWE Renewables Americas LLC | 60211 | Terrapin Hills Wind Farm | MD | Garrett | 1 | Onshore Wind Turbine | WT |  | S | X | X |  |  | 50 |  | 50 | 50 |  | N |  |  | CN | X |  |  |  |  | N | IPP Non-CHP | 2 | DFO BLQ BLQ BLQ BLQ BLQ BLQ: WND | [5 empty] | 17
63754 | Innolith Snook LLC | 60213 | NA 1(Hagerstown) | MD | Washington | MPSHG | Batteries | BA |  | W | X | X | 74008627 |  | 2 |  | 2 | 2 | 0 | N |  |  | RE | X | 4 | 2017 | 2 | 2020 | N | IPP Non-CHP | 2 | X T T T T T T: X; DFO BLQ BLQ BLQ BLQ BLQ BLQ: MWH |  |  |  | N | N |  | 10M | [7 empty] | N
59997 | Customized Energy Solutions | 60214 | ESS Wesel | MD | Washington | ESSWL | Batteries | BA |  | W | X | X | 74008627 |  | 6 |  | 6 | 6 |  | N |  |  | CN | X |  |  |  |  | N | IPP Non-CHP | 2 | DFO BLQ BLQ BLQ BLQ BLQ BLQ: MWH | [6 empty] | 10M | [7 empty] | N
59997 | Customized Energy Solutions | 60215 | ESS Fairgrounds | MD | Washington | ESSFG | Batteries | BA |  | W | X | X | 74008627 |  | 4 |  | 4 | 4 |  | N |  |  | CN | X |  |  |  |  | N | IPP Non-CHP | 2 | DFO BLQ BLQ BLQ BLQ BLQ BLQ: MWH | [14 empty] | N
59997 | Customized Energy Solutions | 60216 | ESS Lewes | DE | Sussex | ESSLS | Batteries | BA |  | W | X | X |  |  | 8 |  | 8 |  | 0 | N |  |  | CN | X |  |  |  |  | N | IPP Non-CHP | 2 | DFO BLQ BLQ BLQ BLQ BLQ BLQ: MWH | [14 empty] | N
60002 | Halyard Energy Wharton, LLC | 60221 | Halyard Wharton Energy Center | TX | Wharton | TBN1 | Natural Gas Fired Combustion Turbine | GT |  | S | X | X |  |  | 177 | 0.85 | 162 | 177 |  | N |  |  | CN | X |  |  |  |  | N | IPP Non-CHP | 2 | [22 empty] | N | N | N | bar: DFO BLQ BLQ BLQ BLQ BLQ BLQ
60002 | Halyard Energy Wharton, LLC | 60221 | Halyard Wharton Energy Center | TX | Wharton | TBN2 | Natural Gas Fired Combustion Turbine | GT |  | S | X | X |  |  | 177 | 0.85 | 162 | 177 |  | N |  |  | CN | X |  |  |  |  | N | IPP Non-CHP | 2 | [22 empty] | N | N | N | bar: DFO BLQ BLQ BLQ BLQ BLQ BLQ
59452 | Ingenco Renewable Development, LLC | 60222 | Bristol Plant | VA | Bristol City | B1 | Landfill Gas | IC |  | S | X | X |  |  | 0.3 | 1 | 0.3 | 0.3 | 0.1 | N |  |  | RE | X | 11 | 2016 | 6 | 2019 | N | IPP Non-CHP | 2 | X T T T T T T: X; DFO BLQ BLQ BLQ BLQ BLQ BLQ: LFG; DFO BIT BIT BIT BIT BIT BIT: DFO; DFO DFO DFO DFO DFO DFO DFO: DFO |  |  |  | N | N |  | 1H | [7 empty] | Y | Y | N
59452 | Ingenco Renewable Development, LLC | 60222 | Bristol Plant | VA | Bristol City | B2 | Landfill Gas | IC |  | S | X | X |  |  | 0.3 | 1 | 0.3 | 0.3 | 0.1 | N |  |  | RE | X | 11 | 2016 | 6 | 2019 | N | IPP Non-CHP | 2 | X T T T T T T: X; DFO BLQ BLQ BLQ BLQ BLQ BLQ: LFG; DFO BIT BIT BIT BIT BIT BIT: DFO; DFO DFO DFO DFO DFO DFO DFO: DFO |  |  |  | N | N |  | 1H | [7 empty] | Y | Y | N
59452 | Ingenco Renewable Development, LLC | 60222 | Bristol Plant | VA | Bristol City | B3 | Landfill Gas | IC |  | S | X | X |  |  | 0.3 | 1 | 0.3 | 0.3 | 0.1 | N |  |  | RE | X | 11 | 2016 | 6 | 2019 | N | IPP Non-CHP | 2 | X T T T T T T: X; DFO BLQ BLQ BLQ BLQ BLQ BLQ: LFG; DFO BIT BIT BIT BIT BIT BIT: DFO; DFO DFO DFO DFO DFO DFO DFO: DFO |  |  |  | N | N |  | 1H | [7 empty] | Y | Y | N
59452 | Ingenco Renewable Development, LLC | 60222 | Bristol Plant | VA | Bristol City | B4 | Landfill Gas | IC |  | S | X | X |  |  | 0.3 | 1 | 0.3 | 0.3 | 0.1 | N |  |  | RE | X | 11 | 2016 | 6 | 2019 | N | IPP Non-CHP | 2 | X T T T T T T: X; DFO BLQ BLQ BLQ BLQ BLQ BLQ: LFG; DFO BIT BIT BIT BIT BIT BIT: DFO; DFO DFO DFO DFO DFO DFO DFO: DFO |  |  |  | N | N |  | 1H | [7 empty] | Y | Y | N
59452 | Ingenco Renewable Development, LLC | 60222 | Bristol Plant | VA | Bristol City | B5 | Landfill Gas | IC |  | S | X | X |  |  | 0.3 | 1 | 0.3 | 0.3 | 0.1 | N |  |  | RE | X | 11 | 2016 | 6 | 2019 | N | IPP Non-CHP | 2 | X T T T T T T: X; DFO BLQ BLQ BLQ BLQ BLQ BLQ: LFG; DFO BIT BIT BIT BIT BIT BIT: DFO; DFO DFO DFO DFO DFO DFO DFO: DFO |  |  |  | N | N |  | 1H | [7 empty] | Y | Y | N
59452 | Ingenco Renewable Development, LLC | 60222 | Bristol Plant | VA | Bristol City | B6 | Landfill Gas | IC |  | S | X | X |  |  | 0.3 | 1 | 0.3 | 0.3 | 0.1 | N |  |  | RE | X | 11 | 2016 | 6 | 2019 | N | IPP Non-CHP | 2 | X T T T T T T: X; DFO BLQ BLQ BLQ BLQ BLQ BLQ: LFG; DFO BIT BIT BIT BIT BIT BIT: DFO; DFO DFO DFO DFO DFO DFO DFO: DFO |  |  |  | N | N |  | 1H | [7 empty] | Y | Y | N
221 | Alaska Village Elec Coop, Inc | 60243 | Ambler | AK | Northwest Arctic | 1 | Petroleum Liquids | IC |  | S | X | X |  |  | 0.4 | 0.9 | 0.4 | 0.4 | 0.1 | N |  |  | RE | X | 9 | 1998 | 8 | 2020 | N | Electric Utility | 1 | X T T T T T T: X; DFO BLQ BLQ BLQ BLQ BLQ BLQ: DFO |  |  |  | N | N |  | 10M | [7 empty] | N
221 | Alaska Village Elec Coop, Inc | 60245 | New Stuyahok | AK | Dillingham | 3 | Petroleum Liquids | IC |  | S | X | X |  |  | 0.5 | 0.9 | 0.5 | 0.5 | 0.1 | N |  |  | RE | X | 3 | 2012 | 12 | 2020 | N | Electric Utility | 1 | X T T T T T T: X; DFO BLQ BLQ BLQ BLQ BLQ BLQ: DFO |  |  |  |  | N |  | 10M | [7 empty] | N
221 | Alaska Village Elec Coop, Inc | 60260 | Brevig Mission | AK | Nome | 3 | Petroleum Liquids | IC |  | S | X | X |  |  | 0.5 | 0.9 | 0.5 | 0.5 | 0.1 |  |  |  | RE | X | 6 | 2010 | 1 | 2018 | N | Electric Utility | 1 | X T T T T T T: X; DFO BLQ BLQ BLQ BLQ BLQ BLQ: DFO |  |  |  |  | N |  | 10M | [7 empty] | N
60050 | Halyard Energy Henderson, LLC | 60268 | Halyard Henderson Energy Center | TX | Henderson | TBN1 | Natural Gas Fired Combustion Turbine | GT |  | S | X | X |  |  | 232 | 0.85 | 210 | 232 |  | N |  |  | CN | X |  |  |  |  | N | IPP Non-CHP | 2 | [22 empty] | N | bar: DFO BLQ BLQ BLQ BLQ BLQ BLQ
60050 | Halyard Energy Henderson, LLC | 60268 | Halyard Henderson Energy Center | TX | Henderson | TBN2 | Natural Gas Fired Combustion Turbine | GT |  | S | X | X |  |  | 232 | 0.85 | 210 | 232 |  | N |  |  | CN | X |  |  |  |  | N | IPP Non-CHP | 2 | [22 empty] | N | bar: DFO BLQ BLQ BLQ BLQ BLQ BLQ
59056 | Tri Global Energy, LLC | 60269 | Tex-Mex Renewable Energy Project, LLC | TX | Bailey | WT1 | Onshore Wind Turbine | WT |  | S | X | X |  |  | 0 |  |  |  |  | N |  |  | CN | X |  |  |  |  | N | IPP Non-CHP | 2 | DFO BLQ BLQ BLQ BLQ BLQ BLQ: WND | [5 empty] | 0
61060 | Cypress Creek Renewables | 60286 | Climax Solar | NC | Randolph | PV1 | Solar Photovoltaic | PV |  | S | X | X |  |  | 5 |  | 4.9 | 4.9 |  | N |  |  | CN | X |  |  |  |  | N | IPP Non-CHP | 2 | DFO BLQ BLQ BLQ BLQ BLQ BLQ: SUN
61060 | Cypress Creek Renewables | 60292 | Whiteville Solar 2 | NC | Columbus | PV1 | Solar Photovoltaic | PV |  | S | X | X |  |  | 5 |  | 4.9 | 4.9 |  | N |  |  | CN | X |  |  |  |  | N | IPP Non-CHP | 2 | DFO BLQ BLQ BLQ BLQ BLQ BLQ: SUN
64278 | Crawford Solar, LLC | 60294 | Crawford Solar | NC | Richmond | PV1 | Solar Photovoltaic | PV |  | S | X | X |  |  | 5 |  | 4.9 | 4.9 |  | N |  |  | CN | X |  |  |  |  | N | IPP Non-CHP | 2 | DFO BLQ BLQ BLQ BLQ BLQ BLQ: SUN
61060 | Cypress Creek Renewables | 60295 | Crimson Solar | NC | Onslow | PV1 | Solar Photovoltaic | PV |  | S | X | X |  |  | 5 |  | 4.9 | 4.9 |  | N |  |  | CN | X |  |  |  |  | N | IPP Non-CHP | 2 | DFO BLQ BLQ BLQ BLQ BLQ BLQ: SUN
12341 | MidAmerican Energy Co | 60326 | O'Brien Wind | IA | O'Brien | OBWF4 | Onshore Wind Turbine | WT |  | S | X | X | MEC.OBRIEN | MEC.OBRIEN | 72.5 |  | 72.5 | 72.5 | 0.1 | N |  |  | CN | X |  |  |  |  | N | Electric Utility | 1 | DFO BLQ BLQ BLQ BLQ BLQ BLQ: WND | [5 empty] | 30
12341 | MidAmerican Energy Co | 60326 | O'Brien Wind | IA | O'Brien | OBWF5 | Onshore Wind Turbine | WT |  | S | X | X | MEC.OBRIEN | MEC.OBRIEN | 72.5 |  | 72.5 | 72.5 | 0.1 | N |  |  | CN | X |  |  |  |  | N | Electric Utility | 1 | DFO BLQ BLQ BLQ BLQ BLQ BLQ: WND | [5 empty] | 20
12341 | MidAmerican Energy Co | 60326 | O'Brien Wind | IA | O'Brien | OBWF6 | Onshore Wind Turbine | WT |  | S | X | X | MEC.OBRIEN | MEC.OBRIEN | 72.5 |  | 72.5 | 72.5 | 0.1 | N |  |  | CN | X |  |  |  |  | N | Electric Utility | 1 | DFO BLQ BLQ BLQ BLQ BLQ BLQ: WND | [5 empty] | 14
12341 | MidAmerican Energy Co | 60342 | Ida Grove Wind | IA | Ida | IGWF5 | Onshore Wind Turbine | WT |  | S | X | X | MEC.IDAGROVE | MEC.IDAGROVE | 96.6 |  | 96.6 | 96.6 |  | N |  |  | CN | X |  |  |  |  | N | Electric Utility | 1 | DFO BLQ BLQ BLQ BLQ BLQ BLQ: WND | [5 empty] | 25
12341 | MidAmerican Energy Co | 60342 | Ida Grove Wind | IA | Ida | IGWF6 | Onshore Wind Turbine | WT |  | S | X | X | MEC.IDAGROVE | MEC.IDAGROVE | 98.9 |  | 98.9 | 98.9 |  | N |  |  | CN | X |  |  |  |  | N | Electric Utility | 1 | DFO BLQ BLQ BLQ BLQ BLQ BLQ: WND | [5 empty] | 24
60147 | Enerparc Solar Development, LLC | 60358 | Hilly Branch | NC | Robeson | 28941 | Solar Photovoltaic | PV |  | S | X | X |  |  | 2 |  | 2 | 2 |  | N |  |  | IP | X |  |  |  |  | N | IPP Non-CHP | 2 | DFO BLQ BLQ BLQ BLQ BLQ BLQ: SUN
60147 | Enerparc Solar Development, LLC | 60360 | Pike Road Solar | NC | Chatham | 51116 | Solar Photovoltaic | PV |  | S | X | X |  |  | 5 |  | 5 | 5 |  | N |  |  | IP | X |  |  |  |  | N | IPP Non-CHP | 2 | DFO BLQ BLQ BLQ BLQ BLQ BLQ: SUN
56215 | RWE Renewables Americas LLC | 60362 | Raymond, LLC | TX | Willacy | MVIII | Onshore Wind Turbine | WT |  | S | X | X |  |  | 200 |  | 200 | 200 |  | N |  |  | CN | X |  |  |  |  | N | IPP Non-CHP | 2 | DFO BLQ BLQ BLQ BLQ BLQ BLQ: WND | [5 empty] | 60 | [8 empty] | N
17650 | Southern Power Co | 60372 | Lamesa Solar | TX | Dawson | LSPV2 | Solar Photovoltaic | PV |  | S | X | X |  |  | 100 |  | 100 | 100 |  | N |  |  | CN | X |  |  |  |  | N | IPP Non-CHP | 2 | DFO BLQ BLQ BLQ BLQ BLQ BLQ: SUN | [14 empty] | N
56069 | SunCoke Energy, Inc. | 60373 | SunCoke Energy South Shore Facility | KY | Greenup | SSST6 | Conventional Steam Coal | ST |  | S | X | X |  |  | 90 | 0.95 | 60 | 60 |  | N |  |  | CN | X |  |  |  |  | Y | Industrial Non-CHP | 6 | DFO BLQ BLQ BLQ BLQ BLQ BLQ: BIT; DFO BIT BIT BIT BIT BIT BIT: NG | [10 empty] | Y | Y |  |  | N | Y | N
60167 | Concord Blue Eagar, LLC | 60374 | Concord Blue Eagar, LLC | AZ | Apache | CB001 | Other Waste Biomass | IC |  | J | X | X |  |  | 0.6 |  | 0.6 | 0.6 |  |  |  |  | CN | X |  |  |  |  | N | IPP Non-CHP | 2 | DFO BLQ BLQ BLQ BLQ BLQ BLQ: OBG | [14 empty] | N | N | N
60167 | Concord Blue Eagar, LLC | 60374 | Concord Blue Eagar, LLC | AZ | Apache | CB002 | Other Waste Biomass | IC |  | J | X | X |  |  | 0.6 |  | 0.6 | 0.6 |  |  |  |  | CN | X |  |  |  |  | N | IPP Non-CHP | 2 | DFO BLQ BLQ BLQ BLQ BLQ BLQ: OBG | [14 empty] | N | N | N
56215 | RWE Renewables Americas LLC | 60595 | Sand Creek Wind Farm | MT | McCone | WT1 | Onshore Wind Turbine | WT |  | S | X | X |  |  | 75 |  | 75 | 75 |  | N |  |  | CN | X |  |  |  |  | N | IPP Non-CHP | 2 | DFO BLQ BLQ BLQ BLQ BLQ BLQ: WND | [5 empty] | 35
60947 | Tesla Inc. | 60606 | CMEEC - Hollyhock Solar | CT | New London | PV1 | Solar Photovoltaic | PV |  | S | X | X |  |  | 6 |  | 6 |  |  | N |  |  | CN | X |  |  |  |  | N | IPP Non-CHP | 2 | DFO BLQ BLQ BLQ BLQ BLQ BLQ: SUN
59365 | Capital Power Corporation | 60674 | Tisch Mills Wind | WI | Manitowoc | TISCH | Onshore Wind Turbine | WT |  | S | X | X |  |  | 150 |  | 150 | 150 |  | N |  |  | CN | X |  |  |  |  | N | IPP Non-CHP | 2 | DFO BLQ BLQ BLQ BLQ BLQ BLQ: WND | [5 empty] | 50
20169 | Avista Corp | 60675 | Turner Energy Storage Project | WA | Whitman | TES | Batteries | BA |  | S | X | X |  |  | 1.2 |  | 1.2 | 1.2 | 0 | N |  |  | RE | X | 4 | 2014 | 9 | 2018 | N | Electric Utility | 1 | X T T T T T T: X; DFO BLQ BLQ BLQ BLQ BLQ BLQ: MWH |  |  |  | N |  |  | 10M | [7 empty] | N | N | N
17718 | Southwestern Public Service Co | 60697 | Gaines County | TX | Gaines | GC-1 | Natural Gas Fired Combustion Turbine | GT |  | S | X | X |  |  | 225 |  | 186 | 225 |  | N |  |  | IP | X |  |  |  |  | N | Electric Utility | 1 | [22 empty] | N | N | N | bar: DFO BLQ BLQ BLQ BLQ BLQ BLQ
61944 | Goldman Sachs Renewable Power Group | 60709 | IFF Hazlet | NJ | Monmouth | ROOF | Solar Photovoltaic | PV |  |  | X | X | NJTABERD230 KV |  | 0.6 |  | 0.6 |  |  | N |  |  | RE | X | 4 | 2014 | 5 | 2015 | N | IPP Non-CHP | 2 | X T T T T T T: X; DFO BLQ BLQ BLQ BLQ BLQ BLQ: SUN |  |  |  | N | N | [9 empty] | N
59365 | Capital Power Corporation | 60807 | Salt Springs Wind Farm | KS | Ford | WT | Onshore Wind Turbine | WT |  | S | X | X |  |  | 200 |  | 200 | 200 |  |  |  |  | CN | X |  |  |  |  | N | IPP Non-CHP | 2 | DFO BLQ BLQ BLQ BLQ BLQ BLQ: WND | [5 empty] | 100
219 | Alaska Power and Telephone Co | 60814 | 7-Mile Ridge Wind Project | AK | Southeast Fairbanks | WT1 | Onshore Wind Turbine | WT |  | S | X | X |  |  | 1.8 |  | 1.8 | 1.8 |  | N |  |  | CN | X |  |  |  |  | N | Electric Utility | 1 | DFO BLQ BLQ BLQ BLQ BLQ BLQ: WND
60496 | Adapture Renewables, Inc. | 60826 | Neenach Solar Center | CA | Los Angeles | ECA03 | Solar Photovoltaic | PV |  | W | X | X |  |  | 1.5 |  | 1.5 | 1.5 |  | N |  |  | IP | X |  |  |  |  | N | IPP Non-CHP | 2 | DFO BLQ BLQ BLQ BLQ BLQ BLQ: SUN
61060 | Cypress Creek Renewables | 60828 | Osceola Solar, LLC | NC | Alamance | PV1 | Solar Photovoltaic | PV |  | S | X | X |  |  | 5 |  | 5 | 5 |  | N |  |  | CN | X |  |  |  |  | N | IPP Non-CHP | 2 | DFO BLQ BLQ BLQ BLQ BLQ BLQ: SUN
61060 | Cypress Creek Renewables | 60829 | Eastway Solar, LLC | NC | Bladen | PV1 | Solar Photovoltaic | PV |  | S | X | X |  |  | 4.9 |  | 4.9 | 4.9 |  | N |  |  | IP | X |  |  |  |  | N | IPP Non-CHP | 2 | DFO BLQ BLQ BLQ BLQ BLQ BLQ: SUN
60519 | Williams Solar, LLC | 60859 | Williams Solar, LLC | TX | Kent | PV1 | Solar Photovoltaic | PV |  | S | X | X |  |  | 20 |  | 20 | 20 |  |  |  |  | IP | X |  |  |  |  | N | IPP Non-CHP | 2 | DFO BLQ BLQ BLQ BLQ BLQ BLQ: SUN
60523 | Springfield Project Development LLC | 60871 | Homestead Wind LLC | IL | Cass | HOMES | Onshore Wind Turbine | WT |  | S | X | X |  |  | 50 |  | 50 | 50 |  | N |  |  | CN | X |  |  |  |  | N | IPP Non-CHP | 2 | DFO BLQ BLQ BLQ BLQ BLQ BLQ: WND | [5 empty] | 15
63180 | Big Blue River Wind Farm LLC | 60907 | Big Blue River Wind Farm | IN | Henry | WT1 | Onshore Wind Turbine | WT |  | S | X | X |  |  | 200 |  | 200 | 200 |  | N |  |  | CN | X |  |  |  |  | N | IPP Non-CHP | 2 | DFO BLQ BLQ BLQ BLQ BLQ BLQ: WND | [5 empty] | 100
63249 | Terraform Arcadia | 60934 | Goodhue Solar | MN | Goodhue | PV1 | Solar Photovoltaic | PV |  | W | X | X |  |  | 1 |  | 1 | 1 |  | N |  |  | CN | X |  |  |  |  | N | IPP Non-CHP | 2 | DFO BLQ BLQ BLQ BLQ BLQ BLQ: SUN
63249 | Terraform Arcadia | 60934 | Goodhue Solar | MN | Goodhue | PV2 | Solar Photovoltaic | PV |  | W | X | X |  |  | 1 |  | 1 | 1 |  | N |  |  | CN | X |  |  |  |  | N | IPP Non-CHP | 2 | DFO BLQ BLQ BLQ BLQ BLQ BLQ: SUN
60600 | Adams Solar, LLC | 60949 | Adams Solar | NC | Rockingham | PV1 | Solar Photovoltaic | PV |  | S | X | X |  |  | 2 |  | 2 | 2 |  |  |  |  | CN | X |  |  |  |  | N | IPP Non-CHP | 2 | DFO BLQ BLQ BLQ BLQ BLQ BLQ: SUN | [14 empty] | N
58135 | Ecos Energy LLC | 60972 | San Jacinto Solar | CA | Riverside | SJAC | Solar Photovoltaic | PV |  | S | X | X |  |  | 1.5 |  | 1.5 | 1.5 |  | N |  |  | CN | X |  |  |  |  | N | IPP Non-CHP | 2 | X T T T T T T: X; DFO BLQ BLQ BLQ BLQ BLQ BLQ: SUN
58135 | Ecos Energy LLC | 60973 | Lake Perris Solar | CA | Riverside | LKPR | Solar Photovoltaic | PV |  | S | X | X |  |  | 1.5 |  | 1.5 | 1.5 |  | N |  |  | CN | X |  |  |  |  | N | IPP Non-CHP | 2 | DFO BLQ BLQ BLQ BLQ BLQ BLQ: SUN
60520 | SoCore Energy LLC | 60977 | Dakota Solar | MN | Dakota | PV1 | Solar Photovoltaic | PV |  | W | X | X |  |  | 1 |  | 1 | 1 |  | N |  |  | CN | X |  |  |  |  | N | IPP Non-CHP | 2 | X T T T T T T: X; DFO BLQ BLQ BLQ BLQ BLQ BLQ: SUN
60520 | SoCore Energy LLC | 60977 | Dakota Solar | MN | Dakota | PV2 | Solar Photovoltaic | PV |  | W | X | X |  |  | 1 |  | 1 | 1 |  | N |  |  | CN | X |  |  |  |  | N | IPP Non-CHP | 2 | X T T T T T T: X; DFO BLQ BLQ BLQ BLQ BLQ BLQ: SUN
60520 | SoCore Energy LLC | 60977 | Dakota Solar | MN | Dakota | PV3 | Solar Photovoltaic | PV |  | W | X | X |  |  | 1 |  | 1 | 1 |  | N |  |  | CN | X |  |  |  |  | N | IPP Non-CHP | 2 | X T T T T T T: X; DFO BLQ BLQ BLQ BLQ BLQ BLQ: SUN
60658 | Pacific Ethanol Stockton | 61027 | Pacific Ethanol Stockton Cogen Plant | CA | San Joaquin | PESCT | Natural Gas Fired Combustion Turbine | GT |  | S | X | X |  |  | 4.8 | 0.8 | 3.6 | 4.8 | 1.7 | N |  |  | RE | X | 12 | 2016 | 7 | 2019 | N | Industrial Non-CHP | 6 | X T T T T T T: X; DFO BLQ BLQ BLQ BLQ BLQ BLQ: NG; DFO BIT BIT BIT BIT BIT BIT: OG |  |  |  | N | N |  | OVER | [7 empty] | Y | Y | N
60667 | Aksamit Energy Development | 61033 | Monument Road | NE | Thayer | MR001 | Onshore Wind Turbine | WT |  | S | X | X |  |  | 66 |  | 66 | 66 |  | N |  |  | CN | X |  |  |  |  | N | IPP Non-CHP | 2 | DFO BLQ BLQ BLQ BLQ BLQ BLQ: WND | [5 empty] | 19
58135 | Ecos Energy LLC | 61038 | Weybridge 1 Solar | VT | Addison | WEY1 | Solar Photovoltaic | PV |  | S | X | X |  |  | 3 |  | 3 | 3 |  | N |  |  | CN | X |  |  |  |  | N | IPP Non-CHP | 2 | DFO BLQ BLQ BLQ BLQ BLQ BLQ: SUN
56615 | First Solar Project Development | 61049 | Morada del Sol, LLC | TX | Upton | PV1 | Solar Photovoltaic | PV |  | S | X | X |  |  | 247 |  | 239.3 | 174.2 |  | N |  |  | CN | X |  |  |  |  | N | IPP Non-CHP | 2 | DFO BLQ BLQ BLQ BLQ BLQ BLQ: SUN
61276 | West Liberty Renewables LLC | 61057 | West Liberty Wind Farm | IA | Cedar | T1 | Onshore Wind Turbine | WT |  | S | X | X |  |  | 2.5 |  | 2.5 | 2.5 |  | N |  |  | IP | X |  |  |  |  | N | IPP Non-CHP | 2 | DFO BLQ BLQ BLQ BLQ BLQ BLQ: WND | [5 empty] | 1
61276 | West Liberty Renewables LLC | 61057 | West Liberty Wind Farm | IA | Cedar | T2 | Onshore Wind Turbine | WT |  | S | X | X |  |  | 2.5 |  | 2.5 | 2.5 |  | N |  |  | IP | X |  |  |  |  | N | IPP Non-CHP | 2 | DFO BLQ BLQ BLQ BLQ BLQ BLQ: WND | [5 empty] | 1
60694 | Washburn Wind Energy LLC | 61071 | Washburn Wind Farm | IA | Black Hawk | WASH | Onshore Wind Turbine | WT |  | S | X | X |  |  | 70 |  | 70 | 70 |  | N |  |  | CN | X |  |  |  |  | N | IPP Non-CHP | 2 | DFO BLQ BLQ BLQ BLQ BLQ BLQ: WND | [5 empty] | 35
17043 | City of Shelby - (OH) | 61076 | City of Shelby Electric Distribution | OH | Richland | PSG1 | Petroleum Liquids | IC |  | S | X | X | AEP | AEP | 1.8 | 0.8 | 1.8 | 1.8 | 0.2 |  |  |  | RE | X | 7 | 2016 | 4 | 2019 | N | Electric Utility | 1 | X T T T T T T: X; DFO BLQ BLQ BLQ BLQ BLQ BLQ: DFO |  |  |  | N | N |  | 10M | [7 empty] | N | N | N
12341 | MidAmerican Energy Co | 61078 | Plum Creek Wind | IA | Kossuth | 1 | Onshore Wind Turbine | WT |  | S | X | X |  |  | 500 |  | 500 | 500 |  | N |  |  | CN | X |  |  |  |  | N | Electric Utility | 1 | DFO BLQ BLQ BLQ BLQ BLQ BLQ: WND | [5 empty] | 250
60947 | Tesla Inc. | 61103 | Hamilton College | NY | Oneida | PV1 | Solar Photovoltaic | PV |  | S | X | X |  |  | 2 |  | 2 | 2 |  | N |  |  | CN | X |  |  |  |  | N | IPP Non-CHP | 2 | DFO BLQ BLQ BLQ BLQ BLQ BLQ: SUN
9778 | Johnson County Rural E M C | 61266 | Orme Park Water Treatment Plant | IN | Johnson | ORME | Petroleum Liquids | IC |  | W | X | X |  |  | 1.5 | 0.8 | 1.5 | 1.5 | 0 | N |  |  | RE | X | 7 | 1997 | 8 | 2018 | N | Electric Utility | 1 | X T T T T T T: X; DFO BLQ BLQ BLQ BLQ BLQ BLQ: DFO | [6 empty] | 10M | [7 empty] | N |  | N
60874 | Niles Valley Energy LLC | 61286 | Niles Valley Energy LLC | PA | Tioga | GEN1 | Natural Gas Internal Combustion Engine | IC |  | S | X | X |  |  | 4.4 | 0.8 | 4.2 | 4.2 |  |  |  |  | CN | X |  |  |  |  | N | IPP Non-CHP | 2 | [14 empty] | 10M | [7 empty] | N | N | N | bar: DFO BLQ BLQ BLQ BLQ BLQ BLQ
60874 | Niles Valley Energy LLC | 61286 | Niles Valley Energy LLC | PA | Tioga | GEN2 | Natural Gas Internal Combustion Engine | IC |  | S | X | X |  |  | 4.4 | 0.8 | 4.2 | 4.2 |  |  |  |  | CN | X |  |  |  |  | N | IPP Non-CHP | 2 | [14 empty] | 10M | [7 empty] | N | N | N | bar: DFO BLQ BLQ BLQ BLQ BLQ BLQ
60874 | Niles Valley Energy LLC | 61286 | Niles Valley Energy LLC | PA | Tioga | GEN3 | Natural Gas Internal Combustion Engine | IC |  | S | X | X |  |  | 4.4 | 0.8 | 4.2 | 4.2 |  |  |  |  | CN | X |  |  |  |  | N | IPP Non-CHP | 2 | [14 empty] | 10M | [7 empty] | N | N | N | bar: DFO BLQ BLQ BLQ BLQ BLQ BLQ
60874 | Niles Valley Energy LLC | 61286 | Niles Valley Energy LLC | PA | Tioga | GEN4 | Natural Gas Internal Combustion Engine | IC |  | S | X | X |  |  | 4.4 | 0.8 | 4.2 | 4.2 |  |  |  |  | CN | X |  |  |  |  | N | IPP Non-CHP | 2 | [22 empty] | N | bar: DFO BLQ BLQ BLQ BLQ BLQ BLQ
60874 | Niles Valley Energy LLC | 61286 | Niles Valley Energy LLC | PA | Tioga | GEN5 | Natural Gas Internal Combustion Engine | IC |  | S | X | X |  |  | 4.4 | 0.8 | 4.2 | 4.2 |  |  |  |  | CN | X |  |  |  |  | N | IPP Non-CHP | 2 | [22 empty] | N | bar: DFO BLQ BLQ BLQ BLQ BLQ BLQ
60929 | Mineral Point Energy LLC | 61300 | Mineral Point Energy | PA | Susquehanna | GEN1 | Natural Gas Internal Combustion Engine | IC |  | S | X | X |  |  | 4.4 | 0.8 | 4.4 | 4.4 |  |  |  |  | CN | X |  |  |  |  | N | IPP Non-CHP | 2 | [22 empty] | N | bar: DFO BLQ BLQ BLQ BLQ BLQ BLQ
60929 | Mineral Point Energy LLC | 61300 | Mineral Point Energy | PA | Susquehanna | GEN2 | Natural Gas Internal Combustion Engine | IC |  | S | X | X |  |  | 4.4 | 0.8 | 4.4 | 4.4 |  |  |  |  | CN | X |  |  |  |  | N | IPP Non-CHP | 2 | [22 empty] | N | bar: DFO BLQ BLQ BLQ BLQ BLQ BLQ
60929 | Mineral Point Energy LLC | 61300 | Mineral Point Energy | PA | Susquehanna | GEN3 | Natural Gas Internal Combustion Engine | IC |  | S | X | X |  |  | 4.4 | 0.8 | 4.4 | 4.4 |  |  |  |  | CN | X |  |  |  |  | N | IPP Non-CHP | 2 | [22 empty] | N | bar: DFO BLQ BLQ BLQ BLQ BLQ BLQ
60929 | Mineral Point Energy LLC | 61300 | Mineral Point Energy | PA | Susquehanna | GEN4 | Natural Gas Internal Combustion Engine | IC |  | S | X | X |  |  | 4.4 | 0.8 | 4.4 | 4.4 |  |  |  |  | CN | X |  |  |  |  | N | IPP Non-CHP | 2 | [22 empty] | N | bar: DFO BLQ BLQ BLQ BLQ BLQ BLQ
60929 | Mineral Point Energy LLC | 61300 | Mineral Point Energy | PA | Susquehanna | GEN5 | Natural Gas Internal Combustion Engine | IC |  | S | X | X |  |  | 4.4 | 0.8 | 4.4 | 4.4 |  |  |  |  | CN | X |  |  |  |  | N | IPP Non-CHP | 2 | [22 empty] | N | bar: DFO BLQ BLQ BLQ BLQ BLQ BLQ
60931 | Stourbridge Energy LLC | 61301 | Stourbridge Energy | PA | Wayne | GEN1 | Natural Gas Internal Combustion Engine | IC |  | S | X | X |  |  | 4.4 | 0.8 | 4.4 | 4.4 |  |  |  |  | CN | X |  |  |  |  | N | IPP Non-CHP | 2 | [22 empty] | N | bar: DFO BLQ BLQ BLQ BLQ BLQ BLQ
60931 | Stourbridge Energy LLC | 61301 | Stourbridge Energy | PA | Wayne | GEN2 | Natural Gas Internal Combustion Engine | IC |  | S | X | X |  |  | 4.4 | 0.8 | 4.4 | 4.4 |  |  |  |  | CN | X |  |  |  |  | N | IPP Non-CHP | 2 | [22 empty] | N | bar: DFO BLQ BLQ BLQ BLQ BLQ BLQ
60931 | Stourbridge Energy LLC | 61301 | Stourbridge Energy | PA | Wayne | GEN3 | Natural Gas Internal Combustion Engine | IC |  | S | X | X |  |  | 4.4 | 0.8 | 4.4 | 4.4 |  |  |  |  | CN | X |  |  |  |  | N | IPP Non-CHP | 2 | [22 empty] | N | bar: DFO BLQ BLQ BLQ BLQ BLQ BLQ
60931 | Stourbridge Energy LLC | 61301 | Stourbridge Energy | PA | Wayne | GEN4 | Natural Gas Internal Combustion Engine | IC |  | S | X | X |  |  | 4.4 | 0.8 | 4.4 | 4.4 |  |  |  |  | CN | X |  |  |  |  | N | IPP Non-CHP | 2 | [22 empty] | N | bar: DFO BLQ BLQ BLQ BLQ BLQ BLQ
60931 | Stourbridge Energy LLC | 61301 | Stourbridge Energy | PA | Wayne | GEN5 | Natural Gas Internal Combustion Engine | IC |  | S | X | X |  |  | 4.4 | 0.8 | 4.4 | 4.4 |  |  |  |  | CN | X |  |  |  |  | N | IPP Non-CHP | 2 | [22 empty] | N | bar: DFO BLQ BLQ BLQ BLQ BLQ BLQ
60932 | Wrighter Energy LLC | 61302 | Wrighter Energy | PA | Susquehanna | GEN1 | Natural Gas Internal Combustion Engine | IC |  | S | X | X |  |  | 4.4 | 0.8 | 4.2 | 4.2 |  |  |  |  | CN | X |  |  |  |  | N | IPP Non-CHP | 2 | [22 empty] | N | bar: DFO BLQ BLQ BLQ BLQ BLQ BLQ
60932 | Wrighter Energy LLC | 61302 | Wrighter Energy | PA | Susquehanna | GEN2 | Natural Gas Internal Combustion Engine | IC |  | S | X | X |  |  | 4.4 | 0.8 | 4.2 | 4.2 |  |  |  |  | CN | X |  |  |  |  | N | IPP Non-CHP | 2 | [22 empty] | N | bar: DFO BLQ BLQ BLQ BLQ BLQ BLQ
60932 | Wrighter Energy LLC | 61302 | Wrighter Energy | PA | Susquehanna | GEN3 | Natural Gas Internal Combustion Engine | IC |  | S | X | X |  |  | 4.4 | 0.8 | 4.2 | 4.2 |  |  |  |  | CN | X |  |  |  |  | N | IPP Non-CHP | 2 | [22 empty] | N | bar: DFO BLQ BLQ BLQ BLQ BLQ BLQ
60932 | Wrighter Energy LLC | 61302 | Wrighter Energy | PA | Susquehanna | GEN4 | Natural Gas Internal Combustion Engine | IC |  | S | X | X |  |  | 4.4 | 0.8 | 4.2 | 4.2 |  |  |  |  | CN | X |  |  |  |  | N | IPP Non-CHP | 2 | [22 empty] | N | bar: DFO BLQ BLQ BLQ BLQ BLQ BLQ
60932 | Wrighter Energy LLC | 61302 | Wrighter Energy | PA | Susquehanna | GEN5 | Natural Gas Internal Combustion Engine | IC |  | S | X | X |  |  | 4.4 | 0.8 | 4.2 | 4.2 |  |  |  |  | CN | X |  |  |  |  | N | IPP Non-CHP | 2 | [22 empty] | N | bar: DFO BLQ BLQ BLQ BLQ BLQ BLQ
60927 | Anchor Energy LLC | 61304 | Anchor Energy | PA | Potter | GEN1 | Natural Gas Internal Combustion Engine | IC |  | S | X | X |  |  | 4.4 | 0.8 | 4.2 | 4.2 |  |  |  |  | CN | X |  |  |  |  | N | IPP Non-CHP | 2 | [22 empty] | N | bar: DFO BLQ BLQ BLQ BLQ BLQ BLQ
60927 | Anchor Energy LLC | 61304 | Anchor Energy | PA | Potter | GEN2 | Natural Gas Internal Combustion Engine | IC |  | S | X | X |  |  | 4.4 | 0.8 | 4.2 | 4.2 |  |  |  |  | CN | X |  |  |  |  | N | IPP Non-CHP | 2 | [22 empty] | N | bar: DFO BLQ BLQ BLQ BLQ BLQ BLQ
60927 | Anchor Energy LLC | 61304 | Anchor Energy | PA | Potter | GEN3 | Natural Gas Internal Combustion Engine | IC |  | S | X | X |  |  | 4.4 | 0.8 | 4.2 | 4.2 |  |  |  |  | CN | X |  |  |  |  | N | IPP Non-CHP | 2 | [22 empty] | N | bar: DFO BLQ BLQ BLQ BLQ BLQ BLQ
60927 | Anchor Energy LLC | 61304 | Anchor Energy | PA | Potter | GEN4 | Natural Gas Internal Combustion Engine | IC |  | S | X | X |  |  | 4.4 | 0.8 | 4.2 | 4.2 |  |  |  |  | CN | X |  |  |  |  | N | IPP Non-CHP | 2 | [22 empty] | N | bar: DFO BLQ BLQ BLQ BLQ BLQ BLQ
60927 | Anchor Energy LLC | 61304 | Anchor Energy | PA | Potter | GEN5 | Natural Gas Internal Combustion Engine | IC |  | S | X | X |  |  | 4.4 | 0.8 | 4.2 | 4.2 |  |  |  |  | CN | X |  |  |  |  | N | IPP Non-CHP | 2 | [22 empty] | N | bar: DFO BLQ BLQ BLQ BLQ BLQ BLQ
60928 | Holdridge Energy LLC | 61305 | Holdridge Energy | PA | Wayne | GEN1 | Natural Gas Internal Combustion Engine | IC |  | S | X | X |  |  | 4.4 | 0.8 | 4.4 | 4.4 |  |  |  |  | CN | X |  |  |  |  | N | IPP Non-CHP | 2 | [22 empty] | N | bar: DFO BLQ BLQ BLQ BLQ BLQ BLQ
60928 | Holdridge Energy LLC | 61305 | Holdridge Energy | PA | Wayne | GEN2 | Natural Gas Internal Combustion Engine | IC |  | S | X | X |  |  | 4.4 | 0.8 | 4.4 | 4.4 |  |  |  |  | CN | X |  |  |  |  | N | IPP Non-CHP | 2 | [22 empty] | N | bar: DFO BLQ BLQ BLQ BLQ BLQ BLQ
60928 | Holdridge Energy LLC | 61305 | Holdridge Energy | PA | Wayne | GEN3 | Natural Gas Internal Combustion Engine | IC |  | S | X | X |  |  | 4.4 | 0.8 | 4.4 | 4.4 |  |  |  |  | CN | X |  |  |  |  | N | IPP Non-CHP | 2 | [22 empty] | N | bar: DFO BLQ BLQ BLQ BLQ BLQ BLQ
60928 | Holdridge Energy LLC | 61305 | Holdridge Energy | PA | Wayne | GEN4 | Natural Gas Internal Combustion Engine | IC |  | S | X | X |  |  | 4.4 | 0.8 | 4.4 | 4.4 |  |  |  |  | CN | X |  |  |  |  | N | IPP Non-CHP | 2 | [22 empty] | N | bar: DFO BLQ BLQ BLQ BLQ BLQ BLQ
60928 | Holdridge Energy LLC | 61305 | Holdridge Energy | PA | Wayne | GEN5 | Natural Gas Internal Combustion Engine | IC |  | S | X | X |  |  | 4.4 | 0.8 | 4.4 | 4.4 |  |  |  |  | CN | X |  |  |  |  | N | IPP Non-CHP | 2 | [22 empty] | N | bar: DFO BLQ BLQ BLQ BLQ BLQ BLQ
60930 | Red Glen Energy LLC | 61306 | Red Glen Energy | PA | Washington | GEN1 | Natural Gas Internal Combustion Engine | IC |  | S | X | X |  |  | 4.4 | 0.8 | 4.4 | 4.4 |  |  |  |  | CN | X |  |  |  |  | N | IPP Non-CHP | 2 | [22 empty] | N | bar: DFO BLQ BLQ BLQ BLQ BLQ BLQ
60930 | Red Glen Energy LLC | 61306 | Red Glen Energy | PA | Washington | GEN2 | Natural Gas Internal Combustion Engine | IC |  | S | X | X |  |  | 4.4 | 0.8 | 4.4 | 4.4 |  |  |  |  | CN | X |  |  |  |  | N | IPP Non-CHP | 2 | [22 empty] | N | bar: DFO BLQ BLQ BLQ BLQ BLQ BLQ
60930 | Red Glen Energy LLC | 61306 | Red Glen Energy | PA | Washington | GEN3 | Natural Gas Internal Combustion Engine | IC |  | S | X | X |  |  | 4.4 | 0.8 | 4.4 | 4.4 |  |  |  |  | CN | X |  |  |  |  | N | IPP Non-CHP | 2 | [22 empty] | N | bar: DFO BLQ BLQ BLQ BLQ BLQ BLQ
60930 | Red Glen Energy LLC | 61306 | Red Glen Energy | PA | Washington | GEN4 | Natural Gas Internal Combustion Engine | IC |  | S | X | X |  |  | 4.4 | 0.8 | 4.4 | 4.4 |  |  |  |  | CN | X |  |  |  |  | N | IPP Non-CHP | 2 | [22 empty] | N | bar: DFO BLQ BLQ BLQ BLQ BLQ BLQ
60930 | Red Glen Energy LLC | 61306 | Red Glen Energy | PA | Washington | GEN5 | Natural Gas Internal Combustion Engine | IC |  | S | X | X |  |  | 4.4 | 0.8 | 4.4 | 4.4 |  |  |  |  | CN | X |  |  |  |  | N | IPP Non-CHP | 2 | [22 empty] | N | bar: DFO BLQ BLQ BLQ BLQ BLQ BLQ
60971 | NYC ENERGY LLC | 61331 | NISA Electric Generation Project | NY | Kings | GEN1 | Natural Gas Fired Combined Cycle | CT | CC1 | S | X | N | NYISO-Zone J | NYISO -Zone J | 70.5 | 0.85 | 59.7 | [5 empty] | CN | X |  |  |  |  | N | IPP Non-CHP | 2 | DFO BLQ BLQ BLQ BLQ BLQ BLQ: NG; DFO BIT BIT BIT BIT BIT BIT: DFO | [14 empty] | Y | N | Y
60971 | NYC ENERGY LLC | 61331 | NISA Electric Generation Project | NY | Kings | STG1 | Natural Gas Fired Combined Cycle | CA | CC1 | S | Y | X | NYISO-Zone J | NYISO-Zone J | 22 | 0.85 | 20.2 | 15 |  |  |  |  | CN | X |  |  |  |  | N | IPP Non-CHP | 2 | DFO BLQ BLQ BLQ BLQ BLQ BLQ: NG; DFO BIT BIT BIT BIT BIT BIT: DFO |  |  |  | N | N | [6 empty] | N | N |  | N | N | N
60982 | RE Maplewood LLC | 61346 | RE Maplewood | TX | Pecos | PV3 | Solar Photovoltaic | PV |  | S | X | X |  |  | 0 | 0 | [6 empty] | CN | X |  |  |  |  | N | IPP Non-CHP | 2 | DFO BLQ BLQ BLQ BLQ BLQ BLQ: SUN
60982 | RE Maplewood LLC | 61346 | RE Maplewood | TX | Pecos | PV4 | Solar Photovoltaic | PV |  | S | X | X |  |  | 0 | 0 | [6 empty] | CN | X |  |  |  |  | N | IPP Non-CHP | 2 | DFO BLQ BLQ BLQ BLQ BLQ BLQ: SUN
60982 | RE Maplewood LLC | 61346 | RE Maplewood | TX | Pecos | PV5 | Solar Photovoltaic | PV |  | S | X | X |  |  | 0 | 0 | [6 empty] | CN | X |  |  |  |  | N | IPP Non-CHP | 2 | DFO BLQ BLQ BLQ BLQ BLQ BLQ: SUN
61033 | Boswell Wind Project I, LLC | 61393 | Boswell Wind I | WY | Albany | BOSW1 | Onshore Wind Turbine | WT |  | S | X | X |  |  | 80 |  | 80 | 80 |  |  |  |  | CN | X |  |  |  |  | N | IPP Non-CHP | 2 | DFO BLQ BLQ BLQ BLQ BLQ BLQ: WND |  |  |  | N | N | 35 | [8 empty] | N
61034 | Boswell Wind Project II, LLC | 61394 | Boswell Wind II | WY | Albany | BOSW2 | Onshore Wind Turbine | WT |  | S | X | X |  |  | 80 |  | 80 | 80 |  |  |  |  | CN | X |  |  |  |  | N | IPP Non-CHP | 2 | DFO BLQ BLQ BLQ BLQ BLQ BLQ: WND |  |  |  | N | N | 35 | [8 empty] | N
61035 | Boswell Wind Project III, LLC | 61395 | Boswell Wind III | WY | Albany | BOSW3 | Onshore Wind Turbine | WT |  | S | X | X |  |  | 80 |  | 80 | 80 |  |  |  |  | CN | X |  |  |  |  | N | IPP Non-CHP | 2 | DFO BLQ BLQ BLQ BLQ BLQ BLQ: WND |  |  |  | N | N | 35 | [8 empty] | N
61036 | Boswell Wind Project IV, LLC | 61396 | Boswell Wind IV | WY | Albany | BOSW4 | Onshore Wind Turbine | WT |  | S | X | X |  |  | 80 |  | 80 | 80 |  |  |  |  | CN | X |  |  |  |  | N | IPP Non-CHP | 2 | DFO BLQ BLQ BLQ BLQ BLQ BLQ: WND |  |  |  | N | N | 35 | [8 empty] | N
61118 | Ameresco, Inc - Candlewood | 61517 | Candlewood Solar | CT | Litchfield | CANDL | Solar Photovoltaic | PV |  | S | X | X |  |  | 25 |  | 25 | 25 |  | N |  |  | CN | X |  |  |  |  | N | IPP Non-CHP | 2 | DFO BLQ BLQ BLQ BLQ BLQ BLQ: SUN
61060 | Cypress Creek Renewables | 61531 | Island Grove Solar | NC | Robeson | GEN1 | Solar Photovoltaic | PV |  | S | X | X |  |  | 2 |  | 2 | 2 |  | N |  |  | CN | X |  |  |  |  | N | IPP Non-CHP | 2 | DFO BLQ BLQ BLQ BLQ BLQ BLQ: SUN
61165 | Mount Sinai Beth Israel | 61569 | Mount Sinai Beth Israel | NY | New York | EGEN3 | Petroleum Liquids | IC |  | S | X | X |  |  | 1 | 0.8 | 1 | 1 | 0.3 | N |  |  | RE | X | 1 | 1988 | 8 | 2019 | N | Commercial Non-CHP | 4 | X T T T T T T: X; DFO BLQ BLQ BLQ BLQ BLQ BLQ: DFO | [6 empty] | 10M | [7 empty] | N
61060 | Cypress Creek Renewables | 61624 | West Moore Solar | TX | Grayson | GEN1 | Solar Photovoltaic | PV |  | S | X | X |  |  | 5 |  | 5 | 5 |  | N |  |  | CN | X |  |  |  |  | N | IPP Non-CHP | 2 | DFO BLQ BLQ BLQ BLQ BLQ BLQ: SUN
60718 | Energy Resources USA, Inc. | 61749 | Tom Bevill Lock and Dam Hydroelectric | AL | Pickens | GEN1 | Conventional Hydroelectric | HY |  | S | X | X |  |  | 4 | 0.9 | 4 | 4 |  | N |  |  | CN | X |  |  |  |  | N | IPP Non-CHP | 2 | DFO BLQ BLQ BLQ BLQ BLQ BLQ: WAT
60718 | Energy Resources USA, Inc. | 61749 | Tom Bevill Lock and Dam Hydroelectric | AL | Pickens | GEN2 | Conventional Hydroelectric | HY |  | S | X | X |  |  | 4 | 0.9 | 4 | 4 |  | N |  |  | CN | X |  |  |  |  | N | IPP Non-CHP | 2 | DFO BLQ BLQ BLQ BLQ BLQ BLQ: WAT
60718 | Energy Resources USA, Inc. | 61749 | Tom Bevill Lock and Dam Hydroelectric | AL | Pickens | GEN3 | Conventional Hydroelectric | HY |  | S | X | X |  |  | 4 | 0.9 | 4 | 4 |  | N |  |  | CN | X |  |  |  |  | N | IPP Non-CHP | 2 | DFO BLQ BLQ BLQ BLQ BLQ BLQ: WAT
61403 | Seminole Energy, LLC | 61780 | Seminole Energy | FL | Seminole | ENG4 | Landfill Gas | IC |  | S | X | X |  |  | 1.6 | 0.8 | 1.6 | 1.6 | 0.8 | N |  |  | RE | X | 11 | 2007 | 12 | 2019 | N | IPP Non-CHP | 2 | X T T T T T T: X; DFO BLQ BLQ BLQ BLQ BLQ BLQ: LFG | [6 empty] | 1H | [7 empty] | N
5701 | El Paso Electric Co | 61783 | New Mexico Community Solar Facility | NM | Dona Ana | NMCSF | Solar Photovoltaic | PV |  | S | X | X |  |  | 2 |  | 2 | 2 |  | N |  |  | CN | X |  |  |  |  | N | Electric Utility | 1 | DFO BLQ BLQ BLQ BLQ BLQ BLQ: SUN
59380 | Enel Green Power NA, Inc. | 61802 | Kingston Energy Storage, LLC | CA | Madera | 10001 | Batteries | BA |  | S | X | X |  |  | 50 |  | 50 | 50 |  | N |  |  | CN | X |  |  |  |  | N | IPP Non-CHP | 2 | DFO BLQ BLQ BLQ BLQ BLQ BLQ: MWH
61466 | Bakersfield Fuel Cell 1, LLC | 61845 | Bolthouse Farms Fuel Cell | CA | Kern | MM28 | Other Natural Gas | FC |  | S | X | X |  |  | 2.5 | 1 | 2.5 | 2.5 |  | N |  |  | CN | X |  |  |  |  | Y | IPP Non-CHP | 2 | [22 empty] | N | bar: DFO BLQ BLQ BLQ BLQ BLQ BLQ
61466 | Bakersfield Fuel Cell 1, LLC | 61845 | Bolthouse Farms Fuel Cell | CA | Kern | MM29 | Other Natural Gas | FC |  | S | X | X |  |  | 2.5 | 1 | 2.5 | 2.5 |  | N |  |  | CN | X |  |  |  |  | Y | IPP Non-CHP | 2 | [11 empty] | N | N | 0 | [8 empty] | N | bar: DFO BLQ BLQ BLQ BLQ BLQ BLQ
56545 | Pattern Operators LP | 61859 | Crazy Mountain Wind LLC | MT | Sweet Grass | WT | Onshore Wind Turbine | WT |  | S | X | X |  |  | 80 |  | 80 | 80 |  |  |  |  | CN | X |  |  |  |  | N | IPP Non-CHP | 2 | DFO BLQ BLQ BLQ BLQ BLQ BLQ: WND | [5 empty] | 24
61595 | Holsum Irish Dairy | 62019 | Holsum Irish Dairy | WI | Calumet | GEN 1 | Other Waste Biomass | IC |  | S | X | X |  |  | 0.5 | 1 | 0.5 | 0.5 | 0.1 | N |  |  | RE | X | 1 | 2001 | 1 | 2020 | N | Industrial Non-CHP | 6 | X T T T T T T: X; DFO BLQ BLQ BLQ BLQ BLQ BLQ: OBG |  |  |  | N |  |  | 10M | [7 empty] | N |  | N
61595 | Holsum Irish Dairy | 62019 | Holsum Irish Dairy | WI | Calumet | GEN 2 | Other Waste Biomass | IC |  | S | X | X |  |  | 0.5 | 1 | 0.5 | 0.5 | 0.1 | N |  |  | RE | X | 1 | 2001 | 1 | 2020 | N | Industrial Non-CHP | 6 | X T T T T T T: X; DFO BLQ BLQ BLQ BLQ BLQ BLQ: OBG | [6 empty] | 10M | [7 empty] | N |  | N
61747 | Indigo Solar | 62230 | Indigo Solar | SC | Anderson | 44 | Solar Photovoltaic | PV |  | S | X | X |  |  | 2 |  | 2 | 2 |  | N |  |  | CN | X |  |  |  |  | N | IPP Non-CHP | 2 | DFO BLQ BLQ BLQ BLQ BLQ BLQ: SUN
61906 | Rye Development | 62400 | Montgomery L&D Hydroelectric Project | PA | Beaver | NA4 | Conventional Hydroelectric | HY |  | S | X | X |  |  | 9.5 | 0.9 | 5.5 | 7.5 |  | N |  |  | CN | X |  |  |  |  | N | IPP Non-CHP | 2 | DFO BLQ BLQ BLQ BLQ BLQ BLQ: WAT
61951 | Dodge County Wind, LLC | 62437 | Dodge County Wind | MN | Dodge | WT | Onshore Wind Turbine | WT |  | S | X | X |  |  | 170 |  | 170 | 170 |  |  |  |  | IP | X |  |  |  |  | N | IPP Non-CHP | 2 | DFO BLQ BLQ BLQ BLQ BLQ BLQ: WND | [5 empty] | 69
61956 | Mount Sinai South Nassau Hospital | 62447 | Mount Sinai South Nassau Hospital | NY | Nassau | 1 | Petroleum Liquids | IC |  | S | X | X |  |  | 1.1 | 0.8 | 1.1 | 1.1 | 0 | N |  |  | RE | X | 1 | 1975 | 2 | 2020 | N | Commercial Non-CHP | 4 | X T T T T T T: X; DFO BLQ BLQ BLQ BLQ BLQ BLQ: DFO |  |  |  | N | N |  | 10M | [7 empty] | N
61956 | Mount Sinai South Nassau Hospital | 62447 | Mount Sinai South Nassau Hospital | NY | Nassau | 2 | Petroleum Liquids | IC |  | S | X | X |  |  | 0.8 | 0.8 | 0.8 | 0.8 | 0 | N |  |  | RE | X | 1 | 1975 | 2 | 2020 | N | Commercial Non-CHP | 4 | X T T T T T T: X; DFO BLQ BLQ BLQ BLQ BLQ BLQ: DFO |  |  |  | N | N |  | 10M | [7 empty] | N
61344 | Advanced Microgrid Solutions | 62515 | Hybrid Holdings 1 Capistrano | CA | Orange | HH4MW | Batteries | BA |  | S | X | X |  |  | 4 |  | 4 | 4 |  | N |  |  | CN | X |  |  |  |  | N | IPP Non-CHP | 2 | DFO BLQ BLQ BLQ BLQ BLQ BLQ: MWH
59315 | Bradley Farm LLC | 62593 | Bradley Farm (Dudley) | NC | Wayne | PV1 | Solar Photovoltaic | PV |  | S | X | X |  |  | 5 |  | 5 | 5 |  | N |  |  | CN | X |  |  |  |  | N | IPP Non-CHP | 2 | DFO BLQ BLQ BLQ BLQ BLQ BLQ: SUN
62713 | Buenos Aires Windpower LLC | 62803 | Buenos Aires Phase 1 | TX | Hidalgo | BAW1 | Onshore Wind Turbine | WT |  | S | X | X |  |  | 200 |  | 200 | 200 |  | N |  |  | IP | X |  |  |  |  | N | IPP Non-CHP | 2 | DFO BLQ BLQ BLQ BLQ BLQ BLQ: WND | [5 empty] | 50
62865 | Novel Holmquist Solar LLC | 63006 | Novel Holmquist Solar CSG | MN | Chisago | HOLM | Solar Photovoltaic | PV |  | S | X | X |  |  | 1 |  | 1 | 1 |  | N |  |  | CN | X |  |  |  |  | N | IPP Non-CHP | 2 | DFO BLQ BLQ BLQ BLQ BLQ BLQ: SUN
62875 | Shakespeare Solar, LLC | 63014 | Shakespeare Solar | NC | Rutherford | PGR12 | Solar Photovoltaic | PV |  | S | X | X |  |  | 5 |  | 5 | 5 |  | N |  |  | CN | X |  |  |  |  | N | IPP Non-CHP | 2 | DFO BLQ BLQ BLQ BLQ BLQ BLQ: SUN
62898 | Dflex Power, LLC | 63095 | John Paul Jones | TX | Harris | JPJDX | Natural Gas Internal Combustion Engine | IC |  | S | X | X |  |  | 18.7 |  | 18.7 | 18.7 |  | N |  |  | CN | X |  |  |  |  | N | IPP Non-CHP | 2 | [22 empty] | N | bar: DFO BLQ BLQ BLQ BLQ BLQ BLQ
62920 | Cabin Point Solar Center LLC | 63134 | Cabin Point Solar Center | VA | Sussex | CBNPT | Solar Photovoltaic | PV |  | S | X | X |  |  | 75 |  | 75 | 75 |  | N |  |  | CN | X |  |  |  |  | N | IPP Non-CHP | 2 | DFO BLQ BLQ BLQ BLQ BLQ BLQ: SUN
62975 | USS Zanzibar Solar LLC | 63217 | USS Zanzibar Solar LLC CSG | MN | Hennepin | ZNZBR | Solar Photovoltaic | PV |  | S | X | X |  |  | 1 |  | 1 | 1 |  | N |  |  | CN | X |  |  |  |  | N | IPP Non-CHP | 2 | DFO BLQ BLQ BLQ BLQ BLQ BLQ: SUN
63015 | Novel Loren Solar LLC | 63248 | Novel Loren Solar LLC CSG | MN | Olmsted | LOREN | Solar Photovoltaic | PV |  | S | X | X |  |  | 1 |  | 1 | 1 |  | N |  |  | IP | X |  |  |  |  | N | IPP Non-CHP | 2 | DFO BLQ BLQ BLQ BLQ BLQ BLQ: SUN
15473 | Public Service Co of NM | 63281 | Pinon Energy Center | NM | San Juan | GT1 | Natural Gas Fired Combustion Turbine | GT |  | S | X | X |  |  | 41.8 | 0.85 | 42.3 | 42.8 |  | N |  |  | CN | X |  |  |  |  | N | Electric Utility | 1 | [22 empty] | N | bar: DFO BLQ BLQ BLQ BLQ BLQ BLQ
15473 | Public Service Co of NM | 63281 | Pinon Energy Center | NM | San Juan | GT2 | Natural Gas Fired Combustion Turbine | GT |  | S | X | X |  |  | 41.8 | 0.85 | 42.3 | 42.8 |  | N |  |  | CN | X |  |  |  |  | N | Electric Utility | 1 | [22 empty] | N | bar: DFO BLQ BLQ BLQ BLQ BLQ BLQ
15473 | Public Service Co of NM | 63281 | Pinon Energy Center | NM | San Juan | GT3 | Natural Gas Fired Combustion Turbine | GT |  | S | X | X |  |  | 41.8 | 0.85 | 42.3 | 42.8 |  | N |  |  | CN | X |  |  |  |  | N | Electric Utility | 1 | [22 empty] | N | bar: DFO BLQ BLQ BLQ BLQ BLQ BLQ
15473 | Public Service Co of NM | 63281 | Pinon Energy Center | NM | San Juan | GT4 | Natural Gas Fired Combustion Turbine | GT |  | S | X | X |  |  | 41.8 | 0.85 | 42.3 | 42.8 |  | N |  |  | CN | X |  |  |  |  | N | Electric Utility | 1 | [22 empty] | N | bar: DFO BLQ BLQ BLQ BLQ BLQ BLQ
15473 | Public Service Co of NM | 63281 | Pinon Energy Center | NM | San Juan | GT5 | Natural Gas Fired Combustion Turbine | GT |  | S | X | X |  |  | 41.8 | 0.85 | 42.3 | 42.8 |  | N |  |  | CN | X |  |  |  |  | N | Electric Utility | 1 | [22 empty] | N | bar: DFO BLQ BLQ BLQ BLQ BLQ BLQ
15473 | Public Service Co of NM | 63281 | Pinon Energy Center | NM | San Juan | GT6 | Natural Gas Fired Combustion Turbine | GT |  | S | X | X |  |  | 41.8 | 0.85 | 42.3 | 42.8 |  | N |  |  | CN | X |  |  |  |  | N | Electric Utility | 1 | [22 empty] | N | bar: DFO BLQ BLQ BLQ BLQ BLQ BLQ
15473 | Public Service Co of NM | 63281 | Pinon Energy Center | NM | San Juan | GT7 | Natural Gas Fired Combustion Turbine | GT |  | S | X | X |  |  | 41.8 | 0.85 | 42.3 | 42.8 |  | N |  |  | CN | X |  |  |  |  | N | Electric Utility | 1 | [22 empty] | N | bar: DFO BLQ BLQ BLQ BLQ BLQ BLQ
62759 | National Grid Renewables | 63310 | Snowdrop Solar, LLC | MN | Pope | SNOWD | Solar Photovoltaic | PV |  | S | X | X |  |  | 1 |  | 1 | 1 |  | N |  |  | IP | X |  |  |  |  | N | IPP Non-CHP | 2 | DFO BLQ BLQ BLQ BLQ BLQ BLQ: SUN
62759 | National Grid Renewables | 63316 | Gladiolus Solar, LLC | MN | Dakota | GLADI | Solar Photovoltaic | PV |  | S | X | X |  |  | 1 |  | 1 | 1 |  | N |  |  | IP | X |  |  |  |  | N | IPP Non-CHP | 2 | DFO BLQ BLQ BLQ BLQ BLQ BLQ: SUN
63342 | New Jersey Transit Corporation (NJ Transit) | 63631 | NJ TRANSITGRID | NJ | Hudson | CTG-1 | Natural Gas Fired Combustion Turbine | GT |  | S | X | X |  |  | 22.5 | 0.85 | 20 | 22.5 |  |  |  |  | CN | X |  |  |  |  | N | Commercial Non-CHP | 4 | [22 empty] | N | bar: DFO BLQ BLQ BLQ BLQ BLQ BLQ
63342 | New Jersey Transit Corporation (NJ Transit) | 63631 | NJ TRANSITGRID | NJ | Hudson | CTG-2 | Natural Gas Fired Combustion Turbine | GT |  | S | X | X |  |  | 22.5 | 0.85 | 20 | 22.5 |  |  |  |  | CN | X |  |  |  |  | N | Commercial Non-CHP | 4 | [22 empty] | N | bar: DFO BLQ BLQ BLQ BLQ BLQ BLQ
63342 | New Jersey Transit Corporation (NJ Transit) | 63631 | NJ TRANSITGRID | NJ | Hudson | CTG-3 | Natural Gas Fired Combustion Turbine | GT |  | S | X | X |  |  | 22.5 | 0.85 | 20 | 22.5 |  |  |  |  | CN | X |  |  |  |  | N | Commercial Non-CHP | 4 | [22 empty] | N | bar: DFO BLQ BLQ BLQ BLQ BLQ BLQ
63342 | New Jersey Transit Corporation (NJ Transit) | 63631 | NJ TRANSITGRID | NJ | Hudson | CTG-4 | Natural Gas Fired Combined Cycle | CT |  | S | X | N |  |  | 22.5 | 0.85 | 20 | 22.5 |  |  |  |  | CN | X |  |  |  |  | N | Commercial Non-CHP | 4 | [22 empty] | N | bar: DFO BLQ BLQ BLQ BLQ BLQ BLQ
63342 | New Jersey Transit Corporation (NJ Transit) | 63631 | NJ TRANSITGRID | NJ | Hudson | CTG-5 | Natural Gas Fired Combined Cycle | CT |  | S | X | N |  |  | 22.5 | 0.85 | 20 | 22.5 |  |  |  |  | CN | X |  |  |  |  | N | Commercial Non-CHP | 4 | [22 empty] | N | bar: DFO BLQ BLQ BLQ BLQ BLQ BLQ
63342 | New Jersey Transit Corporation (NJ Transit) | 63631 | NJ TRANSITGRID | NJ | Hudson | PV1 | Solar Photovoltaic | PV |  | S | X | X |  |  | 0.5 | 1 | 0.5 | 0.5 |  |  |  |  | CN | X |  |  |  |  | N | Commercial Non-CHP | 4 | DFO BLQ BLQ BLQ BLQ BLQ BLQ: SUN
63342 | New Jersey Transit Corporation (NJ Transit) | 63631 | NJ TRANSITGRID | NJ | Hudson | STG-1 | Natural Gas Fired Combined Cycle | CA |  | S | N | X |  |  | 15 | 0.85 | 14.4 | 14.4 |  |  |  |  | CN | X |  |  |  |  | N | Commercial Non-CHP | 4 | [22 empty] | N | bar: DFO BLQ BLQ BLQ BLQ BLQ BLQ
63342 | New Jersey Transit Corporation (NJ Transit) | 63631 | NJ TRANSITGRID | NJ | Hudson | STOR1 | Flywheels | FW |  | S | X | X |  |  | 8.1 | 0.9 | 8.1 | 8.1 |  |  |  |  | CN | X |  |  |  |  | N | Commercial Non-CHP | 4 | DFO BLQ BLQ BLQ BLQ BLQ BLQ: MWH
63392 | Norwalk Hospital | 63673 | Norwalk Hospital Plant | CT | Fairfield | EU-01 | Natural Gas Fired Combustion Turbine | GT |  | S | X | X |  |  | 1.3 | 0.8 | 1.2 | 1.1 | 0.7 | N |  |  | RE | X | 5 | 1992 | 5 | 2014 | Y | Commercial CHP | 5 | [11 empty] | N | N |  | 1H | [7 empty] | N | bar: X T T T T T T to DFO BLQ BLQ BLQ BLQ BLQ BLQ
63392 | Norwalk Hospital | 63673 | Norwalk Hospital Plant | CT | Fairfield | EU-02 | Natural Gas Fired Combustion Turbine | GT |  | S | X | X |  |  | 1.3 | 0.8 |  |  | 0.7 | N |  |  | RE | X | 5 | 1992 | 3 | 2020 | Y | Commercial CHP | 5 | [11 empty] | N | N |  | 1H | [7 empty] | N | bar: X T T T T T T to DFO BLQ BLQ BLQ BLQ BLQ BLQ
63432 | SkyHigh 2 Solar | 63740 | Amazon - Moreno Valley | CA | Riverside | ONT6 | Solar Photovoltaic | PV |  | S | X | X |  |  | 2.2 |  | 2.2 | 2.2 |  | N |  |  | CN | X |  |  |  |  | N | Commercial Non-CHP | 4 | DFO BLQ BLQ BLQ BLQ BLQ BLQ: SUN
63289 | Key Capture Energy | 63879 | TX18 Cottage Meadow Storage | TX | Cameron | TX18 | Batteries | BA |  | S | X | X |  |  | 100 | 1 | 100 | 100 |  |  |  |  | CN | X |  |  |  |  | N | IPP Non-CHP | 2 | DFO BLQ BLQ BLQ BLQ BLQ BLQ: MWH | [6 empty] | 10M
63561 | TransAlta Holdings U.S. Inc. | 63902 | Tono Solar | WA | Lewis | TSPV1 | Solar Photovoltaic | PV |  | S | X | X |  |  | 80 |  | 80 | 80 |  |  |  |  | IP | X |  |  |  |  | N | IPP Non-CHP | 2 | DFO BLQ BLQ BLQ BLQ BLQ BLQ: SUN
63776 | JSD Flatwood PV-1, LLC | 64206 | Highway 9 Solar | SC | Spartanburg | 2004 | Solar Photovoltaic | PV |  | S | X | X |  |  | 2 | 1 | 2 | 2 |  | N |  |  | CN | X |  |  |  |  | N | IPP Non-CHP | 2 | DFO BLQ BLQ BLQ BLQ BLQ BLQ: SUN