## Assumptions Overview
Assumptions Overview- PA Policy Case (assumes PA participation in the Regional Greenhouse Gas Initiative)
Category | Source/Approach for Assumptions
IPM Reporting Years | Reporting years for the IPM model: 2020, 2022, 2025, 2028, 2030
Demand - Load and Peak Growth | ISONE - 2019 CELT Net PDR NYISO – Includes adjustments for EE, PV, ZEV, HP, and Non-PV BTM DG PJM - PJM 2020 Load Forecast with incremental EE adjustments in VA and NJ to account for state legislative mandates. Incremental BTM Solar adjustments were also made in NJ. Rest of US: ISO (as available) or EIA AEO 2020 regional growth rates
Gas Prices at Henry Hub | Average of 2020 AEO Reference and High Gas Resource Cases
Build Costs - Renewables | EPA v6 adoption of NREL (2019 Annual Technology Baseline Study) capital costs; regionalized to account for cost differences by zone/state
Minimum Generation - NY | Assume minimum run time and oil burn for dual-fuel units in Zones J and K based on input from NYSERDA. The total MWhs of minimum generation declines over time consistent with the decline in load for each of the respective zones, maintaining the share of minimum generation as a percentage of load.
Minimum Generation - PJM (DE and MD) | DE - Minimum coal generation of 279 GWh in 2020
Minimum Generation - ISONE | NH - Minimum coal generation of 660 GWh in 2020 MA - Minimum coal generation of 393 GWh in 2020
Minimum Generation - PA | None
Firm Capacity Changes - NYISO | Latest information from NYISO and ICF
Firm Capacity Changes – PJM (DE, MD, NJ and VA) | Latest information from PJM ISO and ICF
Firm Capacity Changes – ISO-NE | Latest information from ISO-NE and ICF
Nuclear Lifetime | 80 years, or as planned by owners
Renewable Portfolio Standards | RPS targets met in New England and PJM with state-level RPS implementation Fulfillment of NY 70-by-30 requirement RPS, including imports from Quebec
Offshore Wind Requirements | Based on input from the States and expectations based on state policies/announcements NY: 9,000 MW by 2035 MA: 3,200 MW; 2,400 by 2030 modeled CT: 2,000 MW by 2030 RI: 400 MW by 2030 MD: 1,568 MW by 2030 NJ: 3,500 MW by 2030 VA: 5,200 MW by 2034
Storage | Based on publicly announced storage targets as well as input from the RGGI states
Firm Transmission | New England Clean Energy Connect – 1200 MW from Quebec to New England in 2022
RGGI Program Assumptions | New Jersey joins with 18 MMTon cap in 2020, declining 30% by 2030 Virginia joins in 2021 with 28 MMTon cap reduced by 3% Pennsylvania joins in 2022 with a 78 MMTon cap, declining 25.532% by 2030. A 7.9 million ton waste coal set-aside is also modeled.
Year | PA Budget
2022 | 78000000
2023 | 75510630
2024 | 73021260
2025 | 70531890
2026 | 68042520
2027 | 65553150
2028 | 63063780
2029 | 60574410
2030 | 58085040
2022-2030 Total Reduction: | -19914960

## Assumptions PA Firm
Assumptions Overview - Firm Capacity Changes in PA
Capacity Additions
Facility | Capacity (MW) | Type | County | Online Yr.
Oxbow Creek Energy | 22 | Natural Gas ICE | Wyoming | 2019
Birdsboro Power Plant | 488 | Natural Gas Combined Cycle | Berks County | 2019
CPV Fairview Energy Center | 1050 | Natural Gas Combined Cycle | Cambria | 2020
Hickory Run Energy Station | 1072 | Natural Gas Combined Cycle | Lawrence | 2020
Shell Chemical Appalachia LLC | 250.4 | Natural Gas Combined Cycle | Beaver | 2020
Towanda Township | 163 | Natural Gas Combined Cycle | Bradford | 2021
Hill Top Energy Center | 620 | Natural Gas Combined Cycle | Greene | 2021
Renovo Energy Center | 1026 | Natural Gas Combined Cycle | Clinton | 2022
Big Level | 90 | Onshore Wind | Tioga | 2019
St. Thomas Township Solar Facility | 20 | Solar | Franklin | 2020
St. Thomas Township Solar Facility II | 20 | Solar | Franklin | 2020
PA Solar Park | 20 | Solar | Carbon | 2021
Gardy's Mill Solar | 10.8 | Solar | Westmoreland | 2020
Gaucho Solar | 11.7 | Solar | Washington | 2021
Keystone Solar | 5 | Solar | Lancaster | 2021
Upton Solar | 15 | Solar | Franklin | 2021
Gaucho Solar | 20 | Solar | Washington | 2021
Blairs Valley | 20 | Solar | Franklin | 2021
Windmill Road | 20 | Solar | Centre | 2021
BE-PINE 1 Cain Road | 17.1 | Solar | Beaver | 2020
BE-PINE 2 Dam Road | 17.1 | Solar | Beaver | 2020
Stahlstown-Ligonier 25 kV | 13.8 | Solar | Westmoreland | 2022
PA Solar Park | 20 | Solar | Carbon | 2021
PA Solar Park | 20 | Solar | Carbon | 2021
Capacity Retirements
Facility | Capacity (MW) | Type | County | Year
Bruce Mansfield 3 | 850 | Coal Steam | Beaver | 2019
Colver Power Project | 110 | Coal Steam | Cambria | 2020
Fairless Hills Landfill | 60 | Landfill Gas | Bucks | 2020
Pennsbury Generator Landfill | 6 | Landfill Gas | Bucks | 2020
Wheelabrator Frackville Energy | 42 | Coal Steam | Schuylkill | 2020

## Assumptions PA Units
Assumptions Overview - RGGI-affected Sources in PA (2018)
Plant Name | ORIS Plant Code | PlantType | Capacity (MW) | On Line Year | RGGI Affected? | Notes on Operation
Gettysburg Energy & Nutrient Rec Facility | 58565 | Biomass | 2.5 | 2013 | N
Brunner Island | 3140 | Coal Steam | 363.3 | 1961 | Y | Brunner island agreed not to burn coal by 2023 during ozone season and not at all by 2028
Brunner Island | 3140 | Coal Steam | 405 | 1965 | Y
Brunner Island | 3140 | Coal Steam | 847.8 | 1969 | Y
Cheswick Power Plant | 8226 | Coal Steam | 637 | 1970 | Y
Conemaugh | 3118 | Coal Steam | 936 | 1970 | Y
Conemaugh | 3118 | Coal Steam | 936 | 1971 | Y
Ebensburg Power | 10603 | Coal Steam | 50 | 1991 | Y | Waste Coal
Foster Wheeler Mt Carmel Cogen | 10343 | Coal Steam | 43 | 1990 | Y | Waste Coal
Homer City Generating Station | 3122 | Coal Steam | 660 | 1969 | Y
Homer City Generating Station | 3122 | Coal Steam | 660 | 1969 | Y
Homer City Generating Station | 3122 | Coal Steam | 692 | 1977 | Y
John B Rich Memorial Power Station | 10113 | Coal Steam | 80 | 1988 | Y | Waste Coal
Keystone | 3136 | Coal Steam | 936 | 1967 | Y
Keystone | 3136 | Coal Steam | 936 | 1968 | Y
Northampton Generating Company LP | 50888 | Coal Steam | 134 | 1995 | Y | Waste Coal
Panther Creek Energy Facility | 50776 | Coal Steam | 84 | 1992 | Y | Waste Coal
Scrubgrass Generating Company LP | 50974 | Coal Steam | 84 | 1993 | Y | Waste Coal
Seward (PA) | 3130 | Coal Steam | 585 | 2004 | Y | Waste Coal
St Nicholas Cogen Project | 54634 | Coal Steam | 86 | 1990 | Y | Waste Coal
TalenEnergy Montour | 3149 | Coal Steam | 865 | 1972 | Y
TalenEnergy Montour | 3149 | Coal Steam | 865 | 1973 | Y
Westwood Generation LLC | 50611 | Coal Steam | 30 | 1987 | Y | Waste Coal
Colver Power Project | 10143 | Coal Steam | 110 | 1995 | Y | Waste Coal; Retire 2020
Cambria Cogeneration | 10641 | Coal Steam | 88 | 1991 | Y | Waste Coal; Retire 2020
Wheelabrator Frackville | 50879 | Coal Steam | 44.5 | 1988 | Y | Waste Coal; Retire 2020
Bethlehem Power Plant | 55690 | Combined Cycle | 576.5 | 2002 | Y
Bethlehem Power Plant | 55690 | Combined Cycle | 576.5 | 2003 | Y
Brunot Island | 3096 | Combined Cycle | 113.3 | 1973 | Y
Brunot Island | 3096 | Combined Cycle | 113.3 | 1973 | Y
Brunot Island | 3096 | Combined Cycle | 113.3 | 1974 | Y
Bucknell University | 54333 | Combined Cycle | 4.3 | 1998 | N
Bucknell University | 54333 | Combined Cycle | 0.5 | 1991 | N
Fairless Energy Center | 55298 | Combined Cycle | 1338 | 2004 | Y
Fayette Energy Facility | 55516 | Combined Cycle | 644 | 2003 | Y
FirstEnergy Allegheny Energy Units 3 4 & 5 | 55710 | Combined Cycle | 368 | 2003 | Y
Grays Ferry Cogeneration | 54785 | Combined Cycle | 192 | 1997 | Y
Hunlock Power Station | 3176 | Combined Cycle | 29.1 | 1959 | Y
Hunlock Power Station | 3176 | Combined Cycle | 98.2 | 2011 | Y
Hunterstown Power Plant | 55976 | Combined Cycle | 898 | 2003 | Y
Lackawanna Energy Center | 60357 | Combined Cycle | 555 | 2018 | Y
Lackawanna Energy Center | 60357 | Combined Cycle | 555 | 2018 | Y
Lackawanna Energy Center | 60357 | Combined Cycle | 555 | 2018 | Y
Liberty Electric Power Plant | 55231 | Combined Cycle | 614 | 2002 | Y
Lower Mount Bethel Energy | 55667 | Combined Cycle | 652 | 2004 | Y
Marcus Hook Energy LP | 55801 | Combined Cycle | 607 | 2004 | Y
Moxie Freedom Generation Plant | 59906 | Combined Cycle | 529 | 2018 | Y
Moxie Freedom Generation Plant | 59906 | Combined Cycle | 529 | 2018 | Y
Ontelaunee Energy Center | 55193 | Combined Cycle | 364 | 2002 | Y
Ontelaunee Energy Center | 55193 | Combined Cycle | 364 | 2002 | Y
Panda Hummel Station LLC | 60368 | Combined Cycle | 1194 | 2018 | Y
Panda Liberty Generation Plant | 58420 | Combined Cycle | 870 | 2016 | Y
Panda Patriot Generation Plant | 58426 | Combined Cycle | 870 | 2016 | Y
TalenEnergy Ironwood LLC | 55337 | Combined Cycle | 778 | 2001 | Y
Tenaska Westmoreland Generating Station | 60464 | Combined Cycle | 1134 | 2018 | Y
York Energy Center | 55524 | Combined Cycle | 560 | 2011 | Y
York Energy Center | 55524 | Combined Cycle | 889 | 2018 | Y
York Generation Company LLC | 54693 | Combined Cycle | 46 | 1989 | Y
Alpaca | 58813 | Combustion Turbine | 20.4 | 2017 | N
Archbald Power Station | 50279 | Combustion Turbine | 43.7 | 2001 | Y
Armstrong | 55347 | Combustion Turbine | 688 | 2002 | Y
Beaver Dam | 58811 | Combustion Turbine | 21 | 2016 | N
Blossburg | 3120 | Combustion Turbine | 16 | 1971 | N
Brunot Island | 3096 | Combustion Turbine | 25.5 | 1972 | Y
Chester Generating Station | 3157 | Combustion Turbine | 39 | 1969 | Y
Conemaugh | 3118 | Combustion Turbine | 11.2 | 1970 | N
Croydon CT Generating Station | 8012 | Combustion Turbine | 544 | 1974 | Y
Delaware Generating Station | 3160 | Combustion Turbine | 39 | 1969 | Y
Delaware Generating Station | 3160 | Combustion Turbine | 17 | 1970 | N
East Campus Steam Plant | 58195 | Combustion Turbine | 6.9 | 2011 | N
Eddystone Generating Station | 3161 | Combustion Turbine | 26 | 1967 | Y
Eddystone Generating Station | 3161 | Combustion Turbine | 34 | 1970 | Y
Falling Spring | 7397 | Combustion Turbine | 4.2 | 1967 | N
Falling Spring | 7397 | Combustion Turbine | 2.9 | 2001 | N
Falls | 3162 | Combustion Turbine | 51 | 1970 | Y
FirstEnergy Chambersburg | 55654 | Combustion Turbine | 88 | 2001 | Y
FirstEnergy Gans | 55377 | Combustion Turbine | 88 | 2000 | Y
FirstEnergy Springdale 1 & 2 | 55196 | Combustion Turbine | 88 | 1999 | Y
Hamilton (PA) | 3109 | Combustion Turbine | 18 | 1971 | N
Handsome Lake Energy LLC | 55233 | Combustion Turbine | 265 | 2001 | Y
Hazelton | 10870 | Combustion Turbine | 58.9 | 1989 | Y
Hazelton | 10870 | Combustion Turbine | 86.7 | 2002 | Y
Hunlock Unit 4 | 56397 | Combustion Turbine | 45 | 2000 | Y
Hunterstown | 3110 | Combustion Turbine | 53 | 1971 | Y
Indiana University of Pennsylvania | 10129 | Combustion Turbine | 24 | 1988 | N
Keystone | 3136 | Combustion Turbine | 11.2 | 1968 | N
Milan | 58818 | Combustion Turbine | 20.4 | 2017 | N
Moser Generating Station | 3163 | Combustion Turbine | 51 | 1970 | Y
Mountain | 3111 | Combustion Turbine | 36 | 1972 | Y
New Castle Plant | 3138 | Combustion Turbine | 5 | 1968 | N
Orchard Park | 55997 | Combustion Turbine | 23.2 | 2003 | N
Orrtanna | 3112 | Combustion Turbine | 18 | 1971 | N
Paxton Creek Cogeneration | 50373 | Combustion Turbine | 12 | 1986 | N
Portland (PA) | 3113 | Combustion Turbine | 13 | 1967 | N
Portland (PA) | 3113 | Combustion Turbine | 17 | 1971 | N
Portland (PA) | 3113 | Combustion Turbine | 134 | 1997 | Y
PPG Monroeville Chemicals Center | 58047 | Combustion Turbine | 0.3 | 2000 | N
PPG Monroeville Chemicals Center | 58047 | Combustion Turbine | 0.8 | 1998 | N
Procter & Gamble Mehoopany Mill | 50463 | Combustion Turbine | 40 | 1985 | Y
Procter & Gamble Mehoopany Mill | 50463 | Combustion Turbine | 64 | 2013 | Y
Richmond Generating Station | 3168 | Combustion Turbine | 98 | 1973 | Y
Roundtop | 58715 | Combustion Turbine | 21 | 2015 | N
Schuylkill Generating Station | 3169 | Combustion Turbine | 13 | 1969 | N
Schuylkill Generating Station | 3169 | Combustion Turbine | 17 | 1971 | N
Shawnee (PA) | 3114 | Combustion Turbine | 17 | 1972 | N
Shawville | 3131 | Combustion Turbine | 4 | 1960 | N
Shawville | 3131 | Combustion Turbine | 2 | 1966 | N
Southwark | 3170 | Combustion Turbine | 39 | 1967 | Y
Southwark | 3170 | Combustion Turbine | 13 | 1968 | N
Spring House | 59056 | Combustion Turbine | 3.8 | 2013 | N
Sunbury Generation LP | 3152 | Combustion Turbine | 36 | 1971 | Y
Sunbury Generation LP | 3152 | Combustion Turbine | 5 | 1967 | N
TalenEnergy Martin Creek LLC Allentown | 3139 | Combustion Turbine | 56 | 1967 | Y
TalenEnergy Martins Creek | 3148 | Combustion Turbine | 72 | 1971 | Y
TalenEnergy Martins Creek LLC Fishbach | 3142 | Combustion Turbine | 28 | 1969 | Y
TalenEnergy Martins Creek LLC Harrisburg | 3143 | Combustion Turbine | 42 | 1967 | Y
TalenEnergy Martins Creek LLC Harwood | 3144 | Combustion Turbine | 27 | 1967 | Y
TalenEnergy Martins Creek LLC Jenkins | 3146 | Combustion Turbine | 28 | 1969 | Y
TalenEnergy Martins Creek LLC Lock Haven | 3147 | Combustion Turbine | 14 | 1969 | N
TalenEnergy Martins Creek LLC West Shore | 3154 | Combustion Turbine | 28 | 1969 | Y
TalenEnergy Martins Creek LLC Williamsport | 3155 | Combustion Turbine | 27 | 1967 | Y
Titus | 3115 | Combustion Turbine | 13 | 1967 | N
Titus | 3115 | Combustion Turbine | 14 | 1970 | N
Tolna | 3116 | Combustion Turbine | 36 | 1972 | Y
Warren | 3132 | Combustion Turbine | 46 | 1972 | Y
Whitemarsh Central Utility Plant | 56513 | Combustion Turbine | 1.6 | 2007 | N
Wolf Run Energy | 61263 | Combustion Turbine | 13.2 | 2018 | N
AES ADA Energy Storage Array | 60811 | Energy Storage | 2 | 2013 | N
Green Mountain Storage, LLC | 55370 | Energy Storage | 10.4 | 2016 | N
Hazle Spindle | 57716 | Energy Storage | 20 | 2013 | N
Meyersdale Windpower | 56052 | Energy Storage | 18 | 2015 | N
Allegheny Hydro No 8 | 50897 | Hydro | 13.6 | 1990 | N
Allegheny Hydro No 9 | 50898 | Hydro | 17.8 | 1990 | N
Allegheny No 6 Hydro Station | 50894 | Hydro | 8 | 1988 | N
Allegheny No. 5 Hydro Station | 50893 | Hydro | 6 | 1988 | N
Beaver Valley Patterson Dam | 10546 | Hydro | 1.2 | 1982 | N
Conemaugh Hydro Plant | 52173 | Hydro | 4 | 1989 | N
Lake Lynn Hydro Station | 6636 | Hydro | 39 | 1926 | N
Lake Lynn Hydro Station | 6636 | Hydro | 13 | 1929 | N
Mahoning Creek Hydroelectric Project | 58685 | Hydro | 6.7 | 2013 | N
Piney | 3124 | Hydro | 23.6 | 1924 | N
Piney | 3124 | Hydro | 9.6 | 1928 | N
Safe Harbor | 3175 | Hydro | 33 | 1940 | N
Safe Harbor | 3175 | Hydro | 112.5 | 1985 | N
Safe Harbor | 3175 | Hydro | 75 | 1986 | N
Safe Harbor | 3175 | Hydro | 33 | 1934 | N
Safe Harbor | 3175 | Hydro | 68 | 1931 | N
Safe Harbor | 3175 | Hydro | 64 | 1932 | N
Safe Harbor | 3175 | Hydro | 32 | 1933 | N
TalenEnergy Holtwood | 3145 | Hydro | 10 | 1910 | N
TalenEnergy Holtwood | 3145 | Hydro | 13.2 | 1924 | N
TalenEnergy Holtwood | 3145 | Hydro | 2.4 | 2011 | N
TalenEnergy Holtwood | 3145 | Hydro | 129.2 | 2013 | N
TalenEnergy Holtwood | 3145 | Hydro | 60.2 | 1911 | N
TalenEnergy Holtwood | 3145 | Hydro | 10.3 | 1913 | N
TalenEnergy Holtwood | 3145 | Hydro | 23.7 | 1914 | N
TalenEnergy HW Wallenpaupack | 3153 | Hydro | 44 | 1926 | N
Townsend Hydro | 10285 | Hydro | 4.2 | 1987 | N
Warrior Ridge Hydro | 10152 | Hydro | 2.8 | 1985 | N
William F Matson Generating Station | 7128 | Hydro | 8.4 | 1988 | N
York Haven | 3117 | Hydro | 19 | 1905 | N
Yough Hydro Power | 52036 | Hydro | 12.2 | 1989 | N
Allenwood | 57581 | Landfill Gas | 3.2 | 2012 | N
Archbald Power Station | 50279 | Landfill Gas | 20 | 1998 | N
Archbald Power Station | 50279 | Landfill Gas | 8 | 2010 | N
Blue Ridge Landfill | 57466 | Landfill Gas | 6.4 | 2013 | N
Broad Mountain | 56911 | Landfill Gas | 8.8 | 2009 | N
Cumberland County PA LFG Recovery | 56887 | Landfill Gas | 6.4 | 2009 | N
Dart Container Corp | 58476 | Landfill Gas | 9.2 | 2012 | N
Frey Farm Landfill | 56510 | Landfill Gas | 1.6 | 2006 | N
Glades Pike Generation Plant | 59759 | Landfill Gas | 4.3 | 2011 | N
GLRA Landfill | 56512 | Landfill Gas | 3.2 | 2007 | N
Granger Energy of Morgantown | 60388 | Landfill Gas | 1.6 | 2016 | N
Green Knight Energy Center | 55765 | Landfill Gas | 7.2 | 2001 | N
Keystone Recovery | 54934 | Landfill Gas | 2.8 | 1995 | N
Keystone Recovery | 54934 | Landfill Gas | 2.1 | 1996 | N
L&S Sweetners | 58497 | Landfill Gas | 3.2 | 2013 | N
Lakeview Gas Recovery | 55074 | Landfill Gas | 6 | 1997 | N
Lanchester Generating Station | 56850 | Landfill Gas | 1.6 | 2006 | N
Lanchester Generating Station | 56850 | Landfill Gas | 1.6 | 2010 | N
Lycoming County | 57582 | Landfill Gas | 3 | 2012 | N
Mountain View | 56687 | Landfill Gas | 14.4 | 2003 | N
Norther Tier Landfill | 56890 | Landfill Gas | 1.6 | 2009 | N
Pine Grove | 56690 | Landfill Gas | 5.4 | 2008 | N
Pioneer Crossing Energy, LLC | 56957 | Landfill Gas | 6.4 | 2008 | N
Pioneer Crossing Energy, LLC | 56957 | Landfill Gas | 1.6 | 2013 | N
PPL Glendon LFGTE Plant | 57183 | Landfill Gas | 3.2 | 2011 | N
SECCRA Community Landfill | 56873 | Landfill Gas | 0.9 | 2007 | N
SECCRA Community Landfill | 56873 | Landfill Gas | 1.6 | 2010 | N
Tullytown | 58250 | Landfill Gas | 1.6 | 2013 | N
Waste Management Arden LFGTE | 57014 | Landfill Gas | 4.8 | 2009 | N
Covanta Delaware Valley | 10746 | Municipal Solid Waste | 79.8 | 1991 | N
Covanta Plymouth Renewable Energy | 54625 | Municipal Solid Waste | 28 | 1992 | N
Harrisburg Facility | 10118 | Municipal Solid Waste | 20.7 | 2005 | N
Lancaster County Resource Recovery | 50859 | Municipal Solid Waste | 20.4 | 1991 | N
Wheelabrator Falls | 54746 | Municipal Solid Waste | 45.2 | 1994 | N
York County Resource Recovery | 50215 | Municipal Solid Waste | 28.8 | 1989 | N
PWD Northeast WPCP Biogas Cogen Plant | 58326 | Non-Fossil Waste | 5.6 | 2013 | N
Limerick | 6105 | Nuclear | 1119.7 | 1986 | N
Limerick | 6105 | Nuclear | 1122.1 | 1990 | N
Peach Bottom | 3166 | Nuclear | 2493.8 | 1974 | N
TalenEnergy Susquehanna | 6103 | Nuclear | 1247 | 1983 | N
TalenEnergy Susquehanna | 6103 | Nuclear | 1247 | 1985 | N
Eddystone Generating Station | 3161 | O/G Steam | 391 | 1974 | Y
Eddystone Generating Station | 3161 | O/G Steam | 391 | 1976 | Y
New Castle Plant | 3138 | O/G Steam | 98 | 1952 | Y
New Castle Plant | 3138 | O/G Steam | 114 | 1958 | Y
New Castle Plant | 3138 | O/G Steam | 136 | 1964 | Y
Pixelle Specialty Solutions LLC - Spring Grove Facility | 50397 | O/G Steam | 55 | 1989 | Y
Pixelle Specialty Solutions LLC - Spring Grove Facility | 50397 | O/G Steam | 30 | 1993 | Y
Procter & Gamble Mehoopany Mill | 50463 | O/G Steam | 0.9 | 1984 | N
Shawville | 3131 | O/G Steam | 122 | 1954 | Y
Shawville | 3131 | O/G Steam | 125 | 1954 | Y
Shawville | 3131 | O/G Steam | 175 | 1959 | Y
Shawville | 3131 | O/G Steam | 175 | 1960 | Y
TalenEnergy Martins Creek | 3148 | O/G Steam | 850 | 1975 | Y
TalenEnergy Martins Creek | 3148 | O/G Steam | 850 | 1977 | Y
Allegheny Ridge Wind Farm | 56451 | Onshore Wind | 80 | 2007 | N
Armenia Mountain Wind Farm | 57044 | Onshore Wind | 100.5 | 2009 | N
Casselman Wind Power Project | 56369 | Onshore Wind | 34.5 | 2007 | N
Chestnut Flats Wind Farm | 57268 | Onshore Wind | 38 | 2011 | N
Forward Windpower LLC | 56699 | Onshore Wind | 29.4 | 2008 | N
FPL E Somerset Windpower LLC | 55803 | Onshore Wind | 9 | 2001 | N
Highland North Wind Farm | 57991 | Onshore Wind | 75 | 2012 | N
Highland Wind Project (PA) | 57139 | Onshore Wind | 62.5 | 2009 | N
Laurel Hill Wind | 57744 | Onshore Wind | 69 | 2012 | N
Locust Ridge | 56470 | Onshore Wind | 26 | 2007 | N
Locust Ridge II LLC | 56770 | Onshore Wind | 102 | 2009 | N
Lookout Windpower LLC | 56700 | Onshore Wind | 37.8 | 2008 | N
Mehoopany Wind Energy LLC | 57769 | Onshore Wind | 142.6 | 2012 | N
Meyersdale Windpower | 56052 | Onshore Wind | 30 | 2003 | N
Mill Run Windpower | 55805 | Onshore Wind | 15 | 2001 | N
North Allegheny Windpower Project | 56651 | Onshore Wind | 70 | 2009 | N
Patton Wind Farm | 57999 | Onshore Wind | 30 | 2012 | N
PPL Frey Farm Landfill Wind | 57182 | Onshore Wind | 3.2 | 2011 | N
Ringer Hill Wind Farm, LLC | 60329 | Onshore Wind | 39.9 | 2016 | N
Sandy Ridge Wind Farm | 57285 | Onshore Wind | 48.2 | 2012 | N
South Chestnut LLC | 56796 | Onshore Wind | 50.4 | 2012 | N
Stony Creek Wind Farm LLC | 56980 | Onshore Wind | 52.5 | 2009 | N
Twin Ridges Wind Farm | 57998 | Onshore Wind | 139.4 | 2012 | N
Waymart Wind | 56001 | Onshore Wind | 64.5 | 2003 | N
Wind Park Bear Creek | 56299 | Onshore Wind | 24 | 2006 | N
FirstEnergy Seneca | 8225 | Pumped Storage | 513 | 1970 | N
Muddy Run | 3164 | Pumped Storage | 802 | 1967 | N
Muddy Run | 3164 | Pumped Storage | 268 | 1968 | N
500 Virginia Solar | 57640 | Solar PV | 1 | 2011 | N
Aqua Ingrams Mill | 57280 | Solar PV | 0.4 | 2009 | N
Beaver Solar LLC | 59546 | Solar PV | 1.3 | 2012 | N
CASD Solar | 57668 | Solar PV | 1.3 | 2010 | N
Crayola Solar Project | 57216 | Solar PV | 1 | 2010 | N
Crayola Solar Project | 57216 | Solar PV | 1 | 2011 | N
Crayola Solar Project | 57216 | Solar PV | 0.8 | 2012 | N
Elizabethtown Solar | 60985 | Solar PV | 2 | 2016 | N
GSK York RDC Solar Facility | 57390 | Solar PV | 1.6 | 2010 | N
Keystone Solar | 58091 | Solar PV | 5 | 2012 | N
Knouse Solar Project 1 | 57412 | Solar PV | 0.4 | 2010 | N
Lincoln Financial Field | 58231 | Solar PV | 2.9 | 2013 | N
Longwood Gardens | 57768 | Solar PV | 1.3 | 2010 | N
Marlboro Mushrooms Solar Field | 59327 | Solar PV | 1 | 2011 | N
Martin Limestone Solar Array | 58443 | Solar PV | 1 | 2012 | N
Masser Farms Realty Solar | 57494 | Solar PV | 1 | 2011 | N
Merck - Upper Gwynedd Solar Array | 61198 | Solar PV | 1.5 | 2011 | N
MF Mesa Lane LLC | 56993 | Solar PV | 1.5 | 2008 | N
Morgantown Solar Park | 57362 | Solar PV | 1.6 | 2011 | N
PA Solar Park | 57256 | Solar PV | 10 | 2012 | N
Pickering Solar | 58535 | Solar PV | 1.4 | 2012 | N
Pocono Solar Project | 57367 | Solar PV | 3 | 2010 | N
Romark PA Solar | 57465 | Solar PV | 1.8 | 2011 | N
Temple Solar Arrays | 60848 | Solar PV | 2.2 | 2011 | N
Trexlertown Solar Array North and South | 57519 | Solar PV | 1.9 | 2011 | N

## Capacity Additions
PA DEP Policy Case
Cumulative Capacity Added (MW) | [5 empty] | Incremental Capacity Added (MW)
Pennsylvania | [5 empty] | Pennsylvania
| 2020 | 2022 | 2025 | 2028 | 2030 |  | 2020 | 2022 | 2025 | 2028 | 2030
Biomass | 0 | 0 | 0 | 0 | 0 | Biomass | 0 | 0 | 0 | 0 | 0
Coal | 0 | 0 | 0 | 0 | 0 | Coal | 0 | 0 | 0 | 0 | 0
Combined Cycle | 0 | 0 | 0 | 0 | 0 | Combined Cycle | 0 | 0 | 0 | 0 | 0
Combustion Turbine | 0 | 250 | 250 | 250 | 250 | Combustion Turbine | 0 | 250 | 0 | 0 | 0
Storage | 0 | 0 | 0 | 0 | 0 | Storage | 0 | 0 | 0 | 0 | 0
Economic Conventional Capacity Added | 0 | 250 | 250 | 250 | 250 | Economic Conventional Capacity Added | 0 | 250 | 0 | 0 | 0
Hydro | 0 | 0 | 0 | 0 | 0 | Hydro | 0 | 0 | 0 | 0 | 0
Solar |  | 250.5 | 374.0625 | 497.625 | 580 | Solar | 85 | 165.5 | 123.5625 | 123.5625 | 82.375
LBW | 0 | 35 | 200 | 200 | 200 | LBW | 0 | 35 | 165 | 0 | 0
Offshore Wind | 0 | 0 | 0 | 0 | 0 | Offshore Wind | 0 | 0 | 0 | 0 | 0
Other Renewable | 0 | 0 | 0 | 0 | 0 | Other Renewable | 0 | 0 | 0 | 0 | 0
Economic Renewable Capacity Added | 85 | 285.5 | 574.0625 | 697.625 | 780 | Economic Renewable Capacity Added | 85 | 200.5 | 288.5625 | 123.5625 | 82.375
Total Economic Capacity Added | 85 | 535.5 | 824.0625 | 947.625 | 1030 | Total Economic Capacity Added | 85 | 450.5 | 288.5625 | 123.5625 | 82.375
Biomass | 0 | 0 | 0 | 0 | 0 | Biomass | 0 | 0 | 0 | 0 | 0
Coal | 0 | 0 | 0 | 0 | 0 | Coal | 0 | 0 | 0 | 0 | 0
Combined Cycle | 2372.4 | 4181.4 | 4181.4 | 4181.4 | 4181.4 | Combined Cycle | 2372.4 | 1809 | 0 | 0 | 0
Combustion Turbine | 0 | 0 | 0 | 0 | 0 | Combustion Turbine | 0 | 0 | 0 | 0 | 0
Storage | 0 | 0 | 0 | 0 | 0 | Storage | 0 | 0 | 0 | 0 | 0
Other | 0 | 0 | 0 | 0 | 0 | Other | 0 | 0 | 0 | 0 | 0
Firm Conventional Capacity Added | 2372.4 | 4181.4 | 4181.4 | 4181.4 | 4181.4 | Firm Conventional Capacity Added | 2372.4 | 1809 | 0 | 0 | 0
Hydro | 0 | 0 | 0 | 0 | 0 | Hydro | 0 | 0 | 0 | 0 | 0
Solar | 0 | 0 | 0 | 0 | 0 | Solar | 0 | 0 | 0 | 0 | 0
LBW | 90 | 90 | 90 | 90 | 90 | LBW | 90 | 0 | 0 | 0 | 0
Offshore Wind | 0 | 0 | 0 | 0 | 0 | Offshore Wind | 0 | 0 | 0 | 0 | 0
Other Renewable | 0 | 0 | 0 | 0 | 0 | Other Renewable | 0 | 0 | 0 | 0 | 0
Firm Renewable Capacity Added | 90 | 90 | 90 | 90 | 90 | Firm Renewable Capacity Added | 90 | 0 | 0 | 0 | 0
Total Firm Capacity Added | 2462.4 | 4271.4 | 4271.4 | 4271.4 | 4271.4 | Total Firm Capacity Added | 2462.4 | 1809 | 0 | 0 | 0
Total Capacity Added | 2547.4 | 4806.9 | 5095.4625 | 5219.025 | 5301.4 | Total Capacity Added | 2547.4 | 2259.5 | 288.5625 | 123.5625 | 82.375
Coal | 2653.5 | 7679.3141 | 11013.2062 | 11859.1752 | 12242.12 | Coal | 2653.5 | 5025.8141 | 3333.8921 | 845.969 | 382.9448
Combined Cycle (Gas) | 0 | 0 | 0 | 0 | 0 | Combined Cycle (Gas) | 0 | 0 | 0 | 0 | 0
Combustion Turbine (Gas) | 50 | 50 | 50 | 50 | 50 | Combustion Turbine (Gas) | 50 | 0 | 0 | 0 | 0
Nuclear | 805 | 805 | 805 | 805 | 805 | Nuclear | 805 | 0 | 0 | 0 | 0
Oil/Gas Steam | 0 | 0 | 0 | 0 | 0 | Oil/Gas Steam | 0 | 0 | 0 | 0 | 0
Other | 0 | 0 | 0 | 0 | 0 | Other | 0 | 0 | 0 | 0 | 0
Total Retirements (Including Firm) | 3508.5 | 8534.3141 | 11868.2062 | 12714.1752 | 13097.12 | Total Retirements (Including Firm) | 3508.5 | 5025.8141 | 3333.8921 | 845.969 | 382.9448
Net Capacity Change | -961.1 | -3727.4141 | -6772.7437 | -7495.1502 | -7795.72 | Net Capacity Change | -961.1 | -2766.3141 | -3045.3296 | -722.4065 | -300.5698
Virginia | [5 empty] | Virginia
| 2020 | 2022 | 2025 | 2028 | 2030 |  | 2020 | 2022 | 2025 | 2028 | 2030
Biomass | 0 | 0 | 0 | 0 | 0 | Biomass | 0 | 0 | 0 | 0 | 0
Coal | 0 | 0 | 0 | 0 | 0 | Coal | 0 | 0 | 0 | 0 | 0
Combined Cycle | 0 | 0 | 0 | 0 | 0 | Combined Cycle | 0 | 0 | 0 | 0 | 0
Combustion Turbine | 0 | 0 | 0 | 0 | 0 | Combustion Turbine | 0 | 0 | 0 | 0 | 0
Storage | 0 | 0 | 0 | 0 | 0 | Storage | 0 | 0 | 0 | 0 | 0
Economic Conventional Capacity Added | 0 | 0 | 0 | 0 | 0 | Economic Conventional Capacity Added | 0 | 0 | 0 | 0 | 0
Hydro | 0 | 0 | 1 | 1 | 1 | Hydro | 0 | 0 | 1 | 0 | 0
Solar | 1839.0469 | 2039.0469 | 4039.0469 | 4039.0469 | 4039.0469 | Solar | 1839.0469 | 200 | 2000 | 0 | 0
LBW | 0 | 73.62 | 310.5314 | 310.5314 | 310.5314 | LBW | 0 | 73.62 | 236.9114 | 0 | 0
Offshore Wind | 0 | 0 | 0 | 0 | 0 | Offshore Wind | 0 | 0 | 0 | 0 | 0
Other Renewable | 0 | 0 | 0 | 0 | 0 | Other Renewable | 0 | 0 | 0 | 0 | 0
Economic Renewable Capacity Added | 1839.0469 | 2112.6669 | 4350.5784 | 4350.5784 | 4350.5784 | Economic Renewable Capacity Added | 1839.0469 | 273.62 | 2237.9114 | 0 | 0
Total Economic Capacity Added | 1839.0469 | 2112.6669 | 4350.5784 | 4350.5784 | 4350.5784 | Total Economic Capacity Added | 1839.0469 | 273.62 | 2237.9114 | 0 | 0
Biomass | 0 | 0 | 0 | 0 | 0 | Biomass | 0 | 0 | 0 | 0 | 0
Coal | 0 | 0 | 0 | 0 | 0 | Coal | 0 | 0 | 0 | 0 | 0
Combined Cycle | 2668 | 2668 | 2668 | 2668 | 2668 | Combined Cycle | 2668 | 0 | 0 | 0 | 0
Combustion Turbine | 0 | 0 | 0 | 0 | 0 | Combustion Turbine | 0 | 0 | 0 | 0 | 0
Storage | 0 | 0 | 0 | 0 | 30 | Storage | 0 | 0 | 0 | 0 | 30
Other | 0 | 0 | 0 | 0 | 0 | Other | 0 | 0 | 0 | 0 | 0
Firm Conventional Capacity Added | 2668 | 2668 | 2668 | 2668 | 2698 | Firm Conventional Capacity Added | 2668 | 0 | 0 | 0 | 30
Hydro | 0 | 0 | 0 | 0 | 0 | Hydro | 0 | 0 | 0 | 0 | 0
Solar | 320 | 1280 | 2720 | 4160 | 5120 | Solar | 320 | 960 | 1440 | 1440 | 960
LBW | 0 | 0 | 0 | 0 | 0 | LBW | 0 | 0 | 0 | 0 | 0
Offshore Wind | 0 | 12 | 12 | 2640 | 3920 | Offshore Wind | 0 | 12 | 0 | 2628 | 1280
Other Renewable | 0 | 0 | 0 | 0 | 0 | Other Renewable | 0 | 0 | 0 | 0 | 0
Firm Renewable Capacity Added | 320 | 1292 | 2732 | 6800 | 9040 | Firm Renewable Capacity Added | 320 | 972 | 1440 | 4068 | 2240
Total Firm Capacity Added | 2988 | 3960 | 5400 | 9468 | 11738 | Total Firm Capacity Added | 2988 | 972 | 1440 | 4068 | 2270
Total Capacity Added | 4827.0469 | 6072.6669 | 9750.5784 | 13818.5784 | 16088.5784 | Total Capacity Added | 4827.0469 | 1245.62 | 3677.9114 | 4068 | 2270
Coal | 1516.1043 | 3308.9043 | 3557.2043 | 3557.2043 | 3557.2043 | Coal | 1516.1043 | 1792.8 | 248.3 | 0 | 0
Combined Cycle (Gas) | 0 | 267 | 267 | 267 | 267 | Combined Cycle (Gas) | 0 | 267 | 0 | 0 | 0
Combustion Turbine (Gas) | 0 | 0 | 0 | 0 | 0 | Combustion Turbine (Gas) | 0 | 0 | 0 | 0 | 0
Nuclear | 0 | 0 | 0 | 0 | 0 | Nuclear | 0 | 0 | 0 | 0 | 0
Oil/Gas Steam | 0 | 1329 | 1329 | 1329 | 1329 | Oil/Gas Steam | 0 | 1329 | 0 | 0 | 0
Other | 0 | 0 | 0 | 0 | 0 | Other | 0 | 0 | 0 | 0 | 0
Total Retirements (Including Firm) | 1516.1043 | 4904.9043 | 5153.2043 | 5153.2043 | 5153.2043 | Total Retirements (Including Firm) | 1516.1043 | 3388.8 | 248.3 | 0 | 0
Net Capacity Change | 3310.9426 | 1167.7626 | 4597.3741 | 8665.3741 | 10935.3741 | Net Capacity Change | 3310.9426 | -2143.18 | 3429.6114 | 4068 | 2270
RGGI (10-state) | [5 empty] | RGGI (10-state)
| 2020 | 2022 | 2025 | 2028 | 2030 |  | 2020 | 2022 | 2025 | 2028 | 2030
Biomass | 0 | 0 | 0 | 0 | 0 | Biomass | 0 | 0 | 0 | 0 | 0
Coal | 0 | 0 | 0 | 0 | 0 | Coal | 0 | 0 | 0 | 0 | 0
Combined Cycle | 0 | 4.2948 | 4.2948 | 4.2948 | 4.2948 | Combined Cycle | 0 | 4.2948 | 0 | 0 | 0
Combustion Turbine | 0 | 0 | 0 | 0 | 0 | Combustion Turbine | 0 | 0 | 0 | 0 | 0
Storage | 278.5118 | 278.5118 | 278.5118 | 278.5118 | 278.5118 | Storage | 278.5118 | 0 | 0 | 0 | 0
Economic Conventional Capacity Added | 278.5118 | 282.8066 | 282.8066 | 282.8066 | 282.8066 | Economic Conventional Capacity Added | 278.5118 | 4.2948 | 0 | 0 | 0
Hydro | 0 | 0 | 0 | 0 | 0 | Hydro | 0 | 0 | 0 | 0 | 0
Solar | 75 | 1686.8143 | 9420.6802 | 10424.5101 | 13016.1656 | Solar | 75 | 1744.2981 | 7733.8659 | 1003.8299 | 2591.6555
LBW | 183.98 | 692.52 | 1066.8089 | 2413.5322 | 3079.4768 | LBW | 183.98 | 508.54 | 374.2889 | 1346.7233 | 665.9447
Offshore Wind | 0 | 0 | 2096 | 4496 | 6896 | Offshore Wind | 0 | 0 | 2096 | 2400 | 2400
Other Renewable | 0 | 0 | 0 | 0 | 0 | Other Renewable | 0 | 0 | 0 | 0 | 0
Economic Renewable Capacity Added | 258.98 | 2379.3343 | 12583.4891 | 17334.0423 | 22991.6424 | Economic Renewable Capacity Added | 258.98 | 2252.8381 | 10204.1548 | 4750.5532 | 5657.6002
Total Economic Capacity Added | 537.4918 | 2662.1409 | 12866.2957 | 17616.8488 | 23274.449 | Total Economic Capacity Added | 537.4918 | 2257.1329 | 10204.1548 | 4750.5532 | 5657.6002
Biomass | 0 | 19 | 19 | 19 | 19 | Biomass | 0 | 19 | 0 | 0 | 0
Coal | 0 | 0 | 0 | 0 | 0 | Coal | 0 | 0 | 0 | 0 | 0
Combined Cycle | 2401 | 2401 | 2401 | 2401 | 2401 | Combined Cycle | 2401 | 0 | 0 | 0 | 0
Combustion Turbine | 336 | 394 | 394 | 394 | 394 | Combustion Turbine | 336 | 58 | 0 | 0 | 0
Storage | 0 | 0 | 1900 | 1900 | 1900 | Storage | 0 | 0 | 1900 | 0 | 2000
Other | 0 | 0 | 0 | 0 | 0 | Other | 0 | 0 | 0 | 0 | 0
Firm Conventional Capacity Added | 2737 | 2814 | 4714 | 4714 | 4714 | Firm Conventional Capacity Added | 2737 | 77 | 1900 | 0 | 2000
Hydro | 11.56 | 689.56 | 689.56 | 689.56 | 689.56 | Hydro | 11.56 | 678 | 0 | 0 | 0
Solar | 741.96 | 1492.6414 | 1499.3122 | 1577.0485 | 1577.0485 | Solar | 741.96 | 785.6814 | 6.6709 | 77.7363 | 0
LBW | 965.8114 | 1619.8114 | 2536.8599 | 3487.2858 | 4174.5547 | LBW | 965.8114 | 654 | 917.0484 | 950.426 | 687.2689
Offshore Wind | 0 | 0 | 2668 | 5868 | 8768 | Offshore Wind | 0 | 0 | 3768 | 4640 | 3860
Other Renewable | 0 | 0 | 0 | 0 | 0 | Other Renewable | 0 | 0 | 0 | 0 | 0
Firm Renewable Capacity Added | 1719.3314 | 3802.0128 | 7393.7321 | 11621.8944 | 15209.1633 | Firm Renewable Capacity Added | 1719.3314 | 2117.6814 | 4691.7193 | 5668.1623 | 4547.2689
Total Firm Capacity Added | 4456.3314 | 6616.0128 | 12107.7321 | 16335.8944 | 19923.1633 | Total Firm Capacity Added | 4456.3314 | 2194.6814 | 6591.7193 | 5668.1623 | 6547.2689
Total Capacity Added | 4993.8232 | 9278.1537 | 24974.0278 | 33952.7432 | 43197.6122 | Total Capacity Added | 4993.8232 | 4451.8143 | 16795.8741 | 10418.7154 | 12204.869
Coal | 1791.8856 | 2634.9125 | 3666.3084 | 4029.115 | 4029.115 | Coal | 1791.8856 | 994.0269 | 1293.396 | 543.0141 | 15.0723
Combined Cycle (Gas) | 0 | 0 | 0 | 239 | 1200.4679 | Combined Cycle (Gas) | 0 | 0 | 0 | 239 | 961.4679
Combustion Turbine (Gas) | 50 | 50 | 2945 | 2945 | 2945 | Combustion Turbine (Gas) | 50 | 0 | 2895 | 0 | 388.6672
Nuclear | 1712.4 | 2751.7 | 2751.7 | 2751.7 | 3964.5 | Nuclear | 1712.4 | 1039.3 | 0 | 0 | 1212.8
Oil/Gas Steam | 138.1351 | 735.5409 | 3423.9423 | 5725.3673 | 6318.9112 | Oil/Gas Steam | 138.1351 | 597.4058 | 2688.4013 | 2301.425 | 593.5439
Other | 0 | 0 | 0 | 0 | 0 | Other | 0 | 0 | 0 | 0 | 0
Total Retirements (Including Firm) | 3692.4207 | 6172.1534 | 12786.9507 | 15690.1822 | 18457.9941 | Total Retirements (Including Firm) | 3692.4207 | 2630.7327 | 6876.7973 | 3083.4391 | 3171.5513
Net Capacity Change | 1301.4025 | 3106.0003 | 12187.0771 | 18262.561 | 24739.6181 | Net Capacity Change | 1301.4025 | 1821.0816 | 9919.0768 | 7335.2764 | 9033.3178
New Jersey | [5 empty] | New Jersey
| 2020 | 2022 | 2025 | 2028 | 2030 |  | 2020 | 2022 | 2025 | 2028 | 2030
Biomass | 0 | 0 | 0 | 0 | 0 | Biomass | 0 | 0 | 0 | 0 | 0
Coal | 0 | 0 | 0 | 0 | 0 | Coal | 0 | 0 | 0 | 0 | 0
Combined Cycle | 0 | 0 | 0 | 0 | 0 | Combined Cycle | 0 | 0 | 0 | 0 | 0
Combustion Turbine | 0 | 0 | 0 | 0 | 0 | Combustion Turbine | 0 | 0 | 0 | 0 | 0
Storage | 0 | 0 | 0 | 0 | 0 | Storage | 0 | 0 | 0 | 0 | 0
Economic Conventional Capacity Added | 0 | 0 | 0 | 0 | 0 | Economic Conventional Capacity Added | 0 | 0 | 0 | 0 | 0
Hydro | 0 | 0 | 0 | 0 | 0 | Hydro | 0 | 0 | 0 | 0 | 0
Solar | 0 | 132.4838 | 132.4838 | 132.4838 | 132.4838 | Solar | 0 | 132.4838 | 0 | 0 | 0
LBW | 0 | 0 | 0 | 0 | 0 | LBW | 0 | 0 | 0 | 0 | 0
Offshore Wind | 0 | 0 | 0 | 0 | 0 | Offshore Wind | 0 | 0 | 0 | 0 | 0
Other Renewable | 0 | 0 | 0 | 0 | 0 | Other Renewable | 0 | 0 | 0 | 0 | 0
Economic Renewable Capacity Added | 0 | 132.4838 | 132.4838 | 132.4838 | 132.4838 | Economic Renewable Capacity Added | 0 | 132.4838 | 0 | 0 | 0
Total Economic Capacity Added | 0 | 132.4838 | 132.4838 | 132.4838 | 132.4838 | Total Economic Capacity Added | 0 | 132.4838 | 0 | 0 | 0
Biomass | 0 | 0 | 0 | 0 | 0 | Biomass | 0 | 0 | 0 | 0 | 0
Coal | 0 | 0 | 0 | 0 | 0 | Coal | 0 | 0 | 0 | 0 | 0
Combined Cycle | 0 | 0 | 0 | 0 | 0 | Combined Cycle | 0 | 0 | 0 | 0 | 0
Combustion Turbine | 0 | 0 | 0 | 0 | 0 | Combustion Turbine | 0 | 0 | 0 | 0 | 0
Storage | 0 | 0 | 0 | 0 | 2000 | Storage | 0 | 0 | 0 | 0 | 2000
Other | 0 | 0 | 0 | 0 | 0 | Other | 0 | 0 | 0 | 0 | 0
Firm Conventional Capacity Added | 0 | 0 | 0 | 0 | 2000 | Firm Conventional Capacity Added | 0 | 0 | 0 | 0 | 2000
Hydro | 0 | 0 | 0 | 0 | 0 | Hydro | 0 | 0 | 0 | 0 | 0
Solar | 35 | 35 | 35 | 35 | 35 | Solar | 35 | 0 | 0 | 0 | 0
LBW | 0 | 0 | 0 | 0 | 0 | LBW | 0 | 0 | 0 | 0 | 0
Offshore Wind | 0 | 0 | 1100 | 2540 | 3500 | Offshore Wind | 0 | 0 | 1100 | 1440 | 960
Other Renewable | 0 | 0 | 0 | 0 | 0 | Other Renewable | 0 | 0 | 0 | 0 | 0
Firm Renewable Capacity Added | 35 | 35 | 1135 | 2575 | 3535 | Firm Renewable Capacity Added | 35 | 0 | 1100 | 1440 | 960
Total Firm Capacity Added | 35 | 35 | 1135 | 2575 | 5535 | Total Firm Capacity Added | 35 | 0 | 1100 | 1440 | 2960
Total Capacity Added | 35 | 167.4838 | 1267.4838 | 2707.4838 | 5667.4838 | Total Capacity Added | 35 | 132.4838 | 1100 | 1440 | 2960
Coal | 151 | 151 | 413 | 593.2076 | 608.2798 | Coal | 151 | 0 | 262 | 180.2076 | 15.0723
Combined Cycle (Gas) | 0 | 0 | 0 | 0 | 0 | Combined Cycle (Gas) | 0 | 0 | 0 | 0 | 0
Combustion Turbine (Gas) | 0 | 0 | 0 | 0 | 388.6672 | Combustion Turbine (Gas) | 0 | 0 | 0 | 0 | 388.6672
Nuclear | 0 | 0 | 0 | 0 | 0 | Nuclear | 0 | 0 | 0 | 0 | 0
Oil/Gas Steam | 0 | 0 | 0 | 0 | 0 | Oil/Gas Steam | 0 | 0 | 0 | 0 | 0
Other | 0 | 0 | 0 | 0 | 0 | Other | 0 | 0 | 0 | 0 | 0
Total Retirements (Including Firm) | 151 | 151 | 413 | 593.2076 | 996.947 | Total Retirements (Including Firm) | 151 | 0 | 262 | 180.2076 | 403.7394
Net Capacity Change | -116 | 16.4838 | 854.4838 | 2114.2763 | 4670.5369 | Net Capacity Change | -116 | 132.4838 | 838 | 1259.7924 | 2556.2606
Massachusetts | [5 empty] | Massachusetts
| 2020 | 2022 | 2025 | 2028 | 2030 |  | 2020 | 2022 | 2025 | 2028 | 2030
Biomass | 0 | 0 | 0 | 0 | 0 | Biomass | 0 | 0 | 0 | 0 | 0
Coal | 0 | 0 | 0 | 0 | 0 | Coal | 0 | 0 | 0 | 0 | 0
Combined Cycle | 0 | 0 | 0 | 0 | 0 | Combined Cycle | 0 | 0 | 0 | 0 | 0
Combustion Turbine | 0 | 0 | 0 | 0 | 0 | Combustion Turbine | 0 | 0 | 0 | 0 | 0
Storage | 0 | 0 | 0 | 0 | 0 | Storage | 0 | 0 | 0 | 0 | 0
Economic Conventional Capacity Added | 0 | 0 | 0 | 0 | 0 | Economic Conventional Capacity Added | 0 | 0 | 0 | 0 | 0
Hydro | 0 | 0 | 0 | 0 | 0 | Hydro | 0 | 0 | 0 | 0 | 0
Solar | 20 | 656.8143 | 656.8143 | 656.8143 | 656.8143 | Solar | 20 | 636.8143 | 0 | 0 | 0
LBW | 5.28 | 39.72 | 39.72 | 39.72 | 39.72 | LBW | 5.28 | 34.44 | 0 | 0 | 0
Offshore Wind | 0 | 0 | 1200 | 2000 | 2400 | Offshore Wind | 0 | 0 | 1200 | 800 | 400
Other Renewable | 0 | 0 | 0 | 0 | 0 | Other Renewable | 0 | 0 | 0 | 0 | 0
Economic Renewable Capacity Added | 25.28 | 696.5343 | 1896.5343 | 2696.5343 | 3096.5343 | Economic Renewable Capacity Added | 25.28 | 671.2543 | 1200 | 800 | 400
Total Economic Capacity Added | 25.28 | 696.5343 | 1896.5343 | 2696.5343 | 3096.5343 | Total Economic Capacity Added | 25.28 | 671.2543 | 1200 | 800 | 400
Biomass | 0 | 0 | 0 | 0 | 0 | Biomass | 0 | 0 | 0 | 0 | 0
Coal | 0 | 0 | 0 | 0 | 0 | Coal | 0 | 0 | 0 | 0 | 0
Combined Cycle | 0 | 0 | 0 | 0 | 0 | Combined Cycle | 0 | 0 | 0 | 0 | 0
Combustion Turbine | 336 | 394 | 394 | 394 | 394 | Combustion Turbine | 336 | 58 | 0 | 0 | 0
Storage | 0 | 0 | 400 | 400 | 400 | Storage | 0 | 0 | 400 | 0 | 0
Other | 0 | 0 | 0 | 0 | 0 | Other | 0 | 0 | 0 | 0 | 0
Firm Conventional Capacity Added | 336 | 394 | 794 | 794 | 794 | Firm Conventional Capacity Added | 336 | 58 | 400 | 0 | 0
Hydro | 0 | 678 | 678 | 678 | 678 | Hydro | 0 | 678 | 0 | 0 | 0
Solar | 12 | 45 | 45 | 45 | 45 | Solar | 12 | 33 | 0 | 0 | 0
LBW | 15.8114 | 15.8114 | 15.8114 | 15.8114 | 15.8114 | LBW | 15.8114 | 0 | 0 | 0 | 0
Offshore Wind | 0 | 0 | 1200 | 2000 | 2400 | Offshore Wind | 0 | 0 | 1200 | 800 | 400
Other Renewable | 0 | 0 | 0 | 0 | 0 | Other Renewable | 0 | 0 | 0 | 0 | 0
Firm Renewable Capacity Added | 27.8114 | 738.8114 | 1938.8114 | 2738.8114 | 3138.8114 | Firm Renewable Capacity Added | 27.8114 | 711 | 1200 | 800 | 400
Total Firm Capacity Added | 363.8114 | 1132.8114 | 2732.8114 | 3532.8114 | 3932.8114 | Total Firm Capacity Added | 363.8114 | 769 | 1600 | 800 | 400
Total Capacity Added | 389.0914 | 1829.3457 | 4629.3457 | 6229.3457 | 7029.3457 | Total Capacity Added | 389.0914 | 1440.2543 | 2800 | 1600 | 800
Coal | 0 | 0 | 0 | 0 | 0 | Coal | 0 | 0 | 0 | 0 | 0
Combined Cycle (Gas) | 0 | 0 | 0 | 0 | 0 | Combined Cycle (Gas) | 0 | 0 | 0 | 0 | 0
Combustion Turbine (Gas) | 50 | 50 | 50 | 50 | 50 | Combustion Turbine (Gas) | 50 | 0 | 0 | 0 | 0
Nuclear | 685 | 685 | 685 | 685 | 685 | Nuclear | 685 | 0 | 0 | 0 | 0
Oil/Gas Steam | 1.1351 | 578.7281 | 1246.0041 | 1246.0041 | 1246.0041 | Oil/Gas Steam | 1.1351 | 577.593 | 667.276 | 0 | 0
Other | 0 | 0 | 0 | 0 | 0 | Other | 0 | 0 | 0 | 0 | 0
Total Retirements (Including Firm) | 736.1351 | 1313.7281 | 1981.0041 | 1981.0041 | 1981.0041 | Total Retirements (Including Firm) | 736.1351 | 577.593 | 667.276 | 0 | 0
Net Capacity Change | -347.0437 | 515.6176 | 2648.3416 | 4248.3416 | 5048.3416 | Net Capacity Change | -347.0437 | 862.6613 | 2132.724 | 1600 | 800
Maine | [5 empty] | Maine
| 2020 | 2022 | 2025 | 2028 | 2030 |  | 2020 | 2022 | 2025 | 2028 | 2030
Biomass | 0 | 0 | 0 | 0 | 0 | Biomass | 0 | 0 | 0 | 0 | 0
Coal | 0 | 0 | 0 | 0 | 0 | Coal | 0 | 0 | 0 | 0 | 0
Combined Cycle | 0 | 0 | 0 | 0 | 0 | Combined Cycle | 0 | 0 | 0 | 0 | 0
Combustion Turbine | 0 | 0 | 0 | 0 | 0 | Combustion Turbine | 0 | 0 | 0 | 0 | 0
Storage | 0 | 0 | 0 | 0 | 0 | Storage | 0 | 0 | 0 | 0 | 0
Economic Conventional Capacity Added | 0 | 0 | 0 | 0 | 0 | Economic Conventional Capacity Added | 0 | 0 | 0 | 0 | 0
Hydro | 0 | 0 | 0 | 0 | 0 | Hydro | 0 | 0 | 0 | 0 | 0
Solar | 0 | 0 | 0 | 0 | 0 | Solar | 0 | 0 | 0 | 0 | 0
LBW | 104.94 | 218.76 | 218.76 | 218.76 | 218.76 | LBW | 104.94 | 113.82 | 0 | 0 | 0
Offshore Wind | 0 | 0 | 0 | 0 | 0 | Offshore Wind | 0 | 0 | 0 | 0 | 0
Other Renewable | 0 | 0 | 0 | 0 | 0 | Other Renewable | 0 | 0 | 0 | 0 | 0
Economic Renewable Capacity Added | 104.94 | 218.76 | 218.76 | 218.76 | 218.76 | Economic Renewable Capacity Added | 104.94 | 113.82 | 0 | 0 | 0
Total Economic Capacity Added | 104.94 | 218.76 | 218.76 | 218.76 | 218.76 | Total Economic Capacity Added | 104.94 | 113.82 | 0 | 0 | 0
Biomass | 0 | 0 | 0 | 0 | 0 | Biomass | 0 | 0 | 0 | 0 | 0
Coal | 0 | 0 | 0 | 0 | 0 | Coal | 0 | 0 | 0 | 0 | 0
Combined Cycle | 0 | 0 | 0 | 0 | 0 | Combined Cycle | 0 | 0 | 0 | 0 | 0
Combustion Turbine | 0 | 0 | 0 | 0 | 0 | Combustion Turbine | 0 | 0 | 0 | 0 | 0
Storage | 0 | 0 | 0 | 0 | 0 | Storage | 0 | 0 | 0 | 0 | 0
Other | 0 | 0 | 0 | 0 | 0 | Other | 0 | 0 | 0 | 0 | 0
Firm Conventional Capacity Added | 0 | 0 | 0 | 0 | 0 | Firm Conventional Capacity Added | 0 | 0 | 0 | 0 | 0
Hydro | 0 | 0 | 0 | 0 | 0 | Hydro | 0 | 0 | 0 | 0 | 0
Solar | 130 | 130 | 130 | 130 | 130 | Solar | 130 | 0 | 0 | 0 | 0
LBW | 0 | 0 | 0 | 0 | 0 | LBW | 0 | 0 | 0 | 0 | 0
Offshore Wind | 0 | 0 | 0 | 0 | 0 | Offshore Wind | 0 | 0 | 0 | 0 | 0
Other Renewable | 0 | 0 | 0 | 0 | 0 | Other Renewable | 0 | 0 | 0 | 0 | 0
Firm Renewable Capacity Added | 130 | 130 | 130 | 130 | 130 | Firm Renewable Capacity Added | 130 | 0 | 0 | 0 | 0
Total Firm Capacity Added | 130 | 130 | 130 | 130 | 130 | Total Firm Capacity Added | 130 | 0 | 0 | 0 | 0
Total Capacity Added | 234.94 | 348.76 | 348.76 | 348.76 | 348.76 | Total Capacity Added | 234.94 | 113.82 | 0 | 0 | 0
Coal | 0 | 0 | 0 | 0 | 0 | Coal | 0 | 0 | 0 | 0 | 0
Combined Cycle (Gas) | 0 | 0 | 0 | 239 | 239 | Combined Cycle (Gas) | 0 | 0 | 0 | 239 | 0
Combustion Turbine (Gas) | 0 | 0 | 0 | 0 | 0 | Combustion Turbine (Gas) | 0 | 0 | 0 | 0 | 0
Nuclear | 8 | 8 | 8 | 8 | 8 | Nuclear | 8 | 0 | 0 | 0 | 0
Oil/Gas Steam | 0 | 9.1123 | 811.6969 | 811.6969 | 831.0403 | Oil/Gas Steam | 0 | 9.1123 | 802.5846 | 0 | 19.3434
Other | 0 | 0 | 0 | 0 | 0 | Other | 0 | 0 | 0 | 0 | 0
Total Retirements (Including Firm) | 8 | 17.1123 | 819.6969 | 1058.6969 | 1078.0403 | Total Retirements (Including Firm) | 8 | 9.1123 | 802.5846 | 239 | 19.3434
Net Capacity Change | 226.94 | 331.6477 | -470.9369 | -709.9369 | -729.2803 | Net Capacity Change | 226.94 | 104.7077 | -802.5846 | -239 | -19.3434
Connecticut | [5 empty] | Connecticut
| 2020 | 2022 | 2025 | 2028 | 2030 |  | 2020 | 2022 | 2025 | 2028 | 2030
Biomass | 0 | 0 | 0 | 0 | 0 | Biomass | 0 | 0 | 0 | 0 | 0
Coal | 0 | 0 | 0 | 0 | 0 | Coal | 0 | 0 | 0 | 0 | 0
Combined Cycle | 0 | 0 | 0 | 0 | 0 | Combined Cycle | 0 | 0 | 0 | 0 | 0
Combustion Turbine | 0 | 0 | 0 | 0 | 0 | Combustion Turbine | 0 | 0 | 0 | 0 | 0
Storage | 0 | 0 | 0 | 0 | 0 | Storage | 0 | 0 | 0 | 0 | 0
Economic Conventional Capacity Added | 0 | 0 | 0 | 0 | 0 | Economic Conventional Capacity Added | 0 | 0 | 0 | 0 | 0
Hydro | 0 | 0 | 0 | 0 | 0 | Hydro | 0 | 0 | 0 | 0 | 0
Solar | 0 | 0 | 0 | 0 | 0 | Solar | 0 | 0 | 0 | 0 | 0
LBW | 0 | 0 | 0 | 0 | 0 | LBW | 0 | 0 | 0 | 0 | 0
Offshore Wind | 0 | 0 | 0 | 0 | 0 | Offshore Wind | 0 | 0 | 0 | 0 | 0
Other Renewable | 0 | 0 | 0 | 0 | 0 | Other Renewable | 0 | 0 | 0 | 0 | 0
Economic Renewable Capacity Added | 0 | 0 | 0 | 0 | 0 | Economic Renewable Capacity Added | 0 | 0 | 0 | 0 | 0
Total Economic Capacity Added | 0 | 0 | 0 | 0 | 0 | Total Economic Capacity Added | 0 | 0 | 0 | 0 | 0
Biomass | 0 | 0 | 0 | 0 | 0 | Biomass | 0 | 0 | 0 | 0 | 0
Coal | 0 | 0 | 0 | 0 | 0 | Coal | 0 | 0 | 0 | 0 | 0
Combined Cycle | 487 | 487 | 487 | 487 | 487 | Combined Cycle | 487 | 0 | 0 | 0 | 0
Combustion Turbine | 0 | 0 | 0 | 0 | 0 | Combustion Turbine | 0 | 0 | 0 | 0 | 0
Storage | 0 | 0 | 0 | 0 | 0 | Storage | 0 | 0 | 0 | 0 | 0
Other | 0 | 0 | 0 | 0 | 0 | Other | 0 | 0 | 0 | 0 | 0
Firm Conventional Capacity Added | 487 | 487 | 487 | 487 | 487 | Firm Conventional Capacity Added | 487 | 0 | 0 | 0 | 0
Hydro | 0 | 0 | 0 | 0 | 0 | Hydro | 0 | 0 | 0 | 0 | 0
Solar | 154.8 | 154.8 | 154.8 | 154.8 | 154.8 | Solar | 154.8 | 0 | 0 | 0 | 0
LBW | 0 | 0 | 0 | 0 | 0 | LBW | 0 | 0 | 0 | 0 | 0
Offshore Wind | 0 | 0 | 300 | 1100 | 2000 | Offshore Wind | 0 | 0 | 300 | 800 | 900
Other Renewable | 0 | 0 | 0 | 0 | 0 | Other Renewable | 0 | 0 | 0 | 0 | 0
Firm Renewable Capacity Added | 154.8 | 154.8 | 454.8 | 1254.8 | 2154.8 | Firm Renewable Capacity Added | 154.8 | 0 | 300 | 800 | 900
Total Firm Capacity Added | 641.8 | 641.8 | 941.8 | 1741.8 | 2641.8 | Total Firm Capacity Added | 641.8 | 0 | 300 | 800 | 900
Total Capacity Added | 641.8 | 641.8 | 941.8 | 1741.8 | 2641.8 | Total Capacity Added | 641.8 | 0 | 300 | 800 | 900
Coal | 0 | 383.426 | 383.426 | 383.426 | 383.426 | Coal | 0 | 383.426 | 0 | 0 | 0
Combined Cycle (Gas) | 0 | 0 | 0 | 0 | 340.9655 | Combined Cycle (Gas) | 0 | 0 | 0 | 0 | 340.9655
Combustion Turbine (Gas) | 0 | 0 | 0 | 0 | 0 | Combustion Turbine (Gas) | 0 | 0 | 0 | 0 | 0
Nuclear | 0 | 0 | 0 | 0 | 0 | Nuclear | 0 | 0 | 0 | 0 | 0
Oil/Gas Steam | 0 | 0 | 541.1876 | 782.192 | 782.192 | Oil/Gas Steam | 0 | 0 | 541.1876 | 241.0044 | 0
Other | 0 | 0 | 0 | 0 | 0 | Other | 0 | 0 | 0 | 0 | 0
Total Retirements (Including Firm) | 0 | 383.426 | 924.6136 | 1165.618 | 1506.5835 | Total Retirements (Including Firm) | 0 | 383.426 | 541.1876 | 241.0044 | 340.9655
Net Capacity Change | 641.8 | 258.374 | 17.1864 | 576.182 | 1135.2165 | Net Capacity Change | 641.8 | -383.426 | -241.1876 | 558.9956 | 559.0345
New Hampshire | [5 empty] | New Hampshire
| 2020 | 2022 | 2025 | 2028 | 2030 |  | 2020 | 2022 | 2025 | 2028 | 2030
Biomass | 0 | 0 | 0 | 0 | 0 | Biomass | 0 | 0 | 0 | 0 | 0
Coal | 0 | 0 | 0 | 0 | 0 | Coal | 0 | 0 | 0 | 0 | 0
Combined Cycle | 0 | 0 | 0 | 0 | 0 | Combined Cycle | 0 | 0 | 0 | 0 | 0
Combustion Turbine | 0 | 0 | 0 | 0 | 0 | Combustion Turbine | 0 | 0 | 0 | 0 | 0
Storage | 0 | 0 | 0 | 0 | 0 | Storage | 0 | 0 | 0 | 0 | 0
Economic Conventional Capacity Added | 0 | 0 | 0 | 0 | 0 | Economic Conventional Capacity Added | 0 | 0 | 0 | 0 | 0
Hydro | 0 | 0 | 0 | 0 | 0 | Hydro | 0 | 0 | 0 | 0 | 0
Solar | 30 | 30 | 30 | 30 | 30 | Solar | 30 | 0 | 0 | 0 | 0
LBW | 14.4 | 71.16 | 71.16 | 71.16 | 71.16 | LBW | 14.4 | 56.76 | 0 | 0 | 0
Offshore Wind | 0 | 0 | 0 | 0 | 0 | Offshore Wind | 0 | 0 | 0 | 0 | 0
Other Renewable | 0 | 0 | 0 | 0 | 0 | Other Renewable | 0 | 0 | 0 | 0 | 0
Economic Renewable Capacity Added | 44.4 | 101.16 | 101.16 | 101.16 | 101.16 | Economic Renewable Capacity Added | 44.4 | 56.76 | 0 | 0 | 0
Total Economic Capacity Added | 44.4 | 101.16 | 101.16 | 101.16 | 101.16 | Total Economic Capacity Added | 44.4 | 56.76 | 0 | 0 | 0
Biomass | 0 | 0 | 0 | 0 | 0 | Biomass | 0 | 0 | 0 | 0 | 0
Coal | 0 | 0 | 0 | 0 | 0 | Coal | 0 | 0 | 0 | 0 | 0
Combined Cycle | 0 | 0 | 0 | 0 | 0 | Combined Cycle | 0 | 0 | 0 | 0 | 0
Combustion Turbine | 0 | 0 | 0 | 0 | 0 | Combustion Turbine | 0 | 0 | 0 | 0 | 0
Storage | 0 | 0 | 0 | 0 | 0 | Storage | 0 | 0 | 0 | 0 | 0
Other | 0 | 0 | 0 | 0 | 0 | Other | 0 | 0 | 0 | 0 | 0
Firm Conventional Capacity Added | 0 | 0 | 0 | 0 | 0 | Firm Conventional Capacity Added | 0 | 0 | 0 | 0 | 0
Hydro | 5 | 5 | 5 | 5 | 5 | Hydro | 5 | 0 | 0 | 0 | 0
Solar | 80 | 80 | 80 | 80 | 80 | Solar | 80 | 0 | 0 | 0 | 0
LBW | 0 | 0 | 0 | 0 | 0 | LBW | 0 | 0 | 0 | 0 | 0
Offshore Wind | 0 | 0 | 0 | 0 | 0 | Offshore Wind | 0 | 0 | 0 | 0 | 0
Other Renewable | 0 | 0 | 0 | 0 | 0 | Other Renewable | 0 | 0 | 0 | 0 | 0
Firm Renewable Capacity Added | 85 | 85 | 85 | 85 | 85 | Firm Renewable Capacity Added | 85 | 0 | 0 | 0 | 0
Total Firm Capacity Added | 85 | 85 | 85 | 85 | 85 | Total Firm Capacity Added | 85 | 0 | 0 | 0 | 0
Total Capacity Added | 129.4 | 186.16 | 186.16 | 186.16 | 186.16 | Total Capacity Added | 129.4 | 56.76 | 0 | 0 | 0
Coal | 254.8856 | 331.8954 | 423.418 | 423.418 | 423.418 | Coal | 254.8856 | 77.0098 | 91.5226 | 0 | 0
Combined Cycle (Gas) | 0 | 0 | 0 | 0 | 0 | Combined Cycle (Gas) | 0 | 0 | 0 | 0 | 0
Combustion Turbine (Gas) | 0 | 0 | 0 | 0 | 0 | Combustion Turbine (Gas) | 0 | 0 | 0 | 0 | 0
Nuclear | 0 | 0 | 0 | 0 | 0 | Nuclear | 0 | 0 | 0 | 0 | 0
Oil/Gas Steam | 0 | 10.7005 | 10.7005 | 10.7005 | 10.7005 | Oil/Gas Steam | 0 | 10.7005 | 0 | 0 | 0
Other | 0 | 0 | 0 | 0 | 0 | Other | 0 | 0 | 0 | 0 | 0
Total Retirements (Including Firm) | 254.8856 | 342.5959 | 434.1185 | 434.1185 | 434.1185 | Total Retirements (Including Firm) | 254.8856 | 87.7103 | 91.5226 | 0 | 0
Net Capacity Change | -125.4856 | -156.4359 | -247.9585 | -247.9585 | -247.9585 | Net Capacity Change | -125.4856 | -30.9503 | -91.5226 | 0 | 0
Rhode Island | [5 empty] | Rhode Island
| 2020 | 2022 | 2025 | 2028 | 2030 |  | 2020 | 2022 | 2025 | 2028 | 2030
Biomass | 0 | 0 | 0 | 0 | 0 | Biomass | 0 | 0 | 0 | 0 | 0
Coal | 0 | 0 | 0 | 0 | 0 | Coal | 0 | 0 | 0 | 0 | 0
Combined Cycle | 0 | 0 | 0 | 0 | 0 | Combined Cycle | 0 | 0 | 0 | 0 | 0
Combustion Turbine | 0 | 0 | 0 | 0 | 0 | Combustion Turbine | 0 | 0 | 0 | 0 | 0
Storage | 0 | 0 | 0 | 0 | 0 | Storage | 0 | 0 | 0 | 0 | 0
Economic Conventional Capacity Added | 0 | 0 | 0 | 0 | 0 | Economic Conventional Capacity Added | 0 | 0 | 0 | 0 | 0
Hydro | 0 | 0 | 0 | 0 | 0 | Hydro | 0 | 0 | 0 | 0 | 0
Solar | 0 | 0 | 0 | 0 | 235 | Solar | 0 | 0 | 0 | 0 | 235
LBW | 0 | 0 | 0 | 0 | 45 | LBW | 0 | 0 | 0 | 0 | 45
Offshore Wind | 0 | 0 | 0 | 0 | 0 | Offshore Wind | 0 | 0 | 0 | 0 | 0
Other Renewable | 0 | 0 | 0 | 0 | 0 | Other Renewable | 0 | 0 | 0 | 0 | 0
Economic Renewable Capacity Added | 0 | 0 | 0 | 0 | 280 | Economic Renewable Capacity Added | 0 | 0 | 0 | 0 | 280
Total Economic Capacity Added | 0 | 0 | 0 | 0 | 280 | Total Economic Capacity Added | 0 | 0 | 0 | 0 | 280
Biomass | 0 | 0 | 0 | 0 | 0 | Biomass | 0 | 0 | 0 | 0 | 0
Coal | 0 | 0 | 0 | 0 | 0 | Coal | 0 | 0 | 0 | 0 | 0
Combined Cycle | 0 | 0 | 0 | 0 | 0 | Combined Cycle | 0 | 0 | 0 | 0 | 0
Combustion Turbine | 0 | 0 | 0 | 0 | 0 | Combustion Turbine | 0 | 0 | 0 | 0 | 0
Storage | 0 | 0 | 0 | 0 | 0 | Storage | 0 | 0 | 0 | 0 | 0
Other | 0 | 0 | 0 | 0 | 0 | Other | 0 | 0 | 0 | 0 | 0
Firm Conventional Capacity Added | 0 | 0 | 0 | 0 | 0 | Firm Conventional Capacity Added | 0 | 0 | 0 | 0 | 0
Hydro | 0 | 0 | 0 | 0 | 0 | Hydro | 0 | 0 | 0 | 0 | 0
Solar | 20 | 20 | 20 | 20 | 20 | Solar | 20 | 0 | 0 | 0 | 0
LBW | 0 | 0 | 0 | 0 | 0 | LBW | 0 | 0 | 0 | 0 | 0
Offshore Wind | 0 | 0 | 0 | 0 | 400 | Offshore Wind | 0 | 0 | 0 | 0 | 400
Other Renewable | 0 | 0 | 0 | 0 | 0 | Other Renewable | 0 | 0 | 0 | 0 | 0
Firm Renewable Capacity Added | 20 | 20 | 20 | 20 | 420 | Firm Renewable Capacity Added | 20 | 0 | 0 | 0 | 400
Total Firm Capacity Added | 20 | 20 | 20 | 20 | 420 | Total Firm Capacity Added | 20 | 0 | 0 | 0 | 400
Total Capacity Added | 20 | 20 | 20 | 20 | 700 | Total Capacity Added | 20 | 0 | 0 | 0 | 680
Coal | 0 | 0 | 0 | 0 | 0 | Coal | 0 | 0 | 0 | 0 | 0
Combined Cycle (Gas) | 0 | 0 | 0 | 0 | 0 | Combined Cycle (Gas) | 0 | 0 | 0 | 0 | 0
Combustion Turbine (Gas) | 0 | 0 | 0 | 0 | 0 | Combustion Turbine (Gas) | 0 | 0 | 0 | 0 | 0
Nuclear | 0 | 0 | 0 | 0 | 0 | Nuclear | 0 | 0 | 0 | 0 | 0
Oil/Gas Steam | 0 | 0 | 0 | 0 | 0 | Oil/Gas Steam | 0 | 0 | 0 | 0 | 0
Other | 0 | 0 | 0 | 0 | 0 | Other | 0 | 0 | 0 | 0 | 0
Total Retirements (Including Firm) | 0 | 0 | 0 | 0 | 0 | Total Retirements (Including Firm) | 0 | 0 | 0 | 0 | 0
Net Capacity Change | 20 | 20 | 20 | 20 | 700 | Net Capacity Change | 20 | 0 | 0 | 0 | 680
Vermont | [5 empty] | Vermont
| 2020 | 2022 | 2025 | 2028 | 2030 |  | 2020 | 2022 | 2025 | 2028 | 2030
Biomass | 0 | 0 | 0 | 0 | 0 | Biomass | 0 | 0 | 0 | 0 | 0
Coal | 0 | 0 | 0 | 0 | 0 | Coal | 0 | 0 | 0 | 0 | 0
Combined Cycle | 0 | 0 | 0 | 0 | 0 | Combined Cycle | 0 | 0 | 0 | 0 | 0
Combustion Turbine | 0 | 0 | 0 | 0 | 0 | Combustion Turbine | 0 | 0 | 0 | 0 | 0
Storage | 0 | 0 | 0 | 0 | 0 | Storage | 0 | 0 | 0 | 0 | 0
Economic Conventional Capacity Added | 0 | 0 | 0 | 0 | 0 | Economic Conventional Capacity Added | 0 | 0 | 0 | 0 | 0
Hydro | 0 | 0 | 0 | 0 | 0 | Hydro | 0 | 0 | 0 | 0 | 0
Solar | 0 | 0 | 0 | 0 | 0 | Solar | 0 | 0 | 0 | 0 | 0
LBW | 59.36 | 354.48 | 354.48 | 354.48 | 354.48 | LBW | 59.36 | 295.12 | 0 | 0 | 0
Offshore Wind | 0 | 0 | 0 | 0 | 0 | Offshore Wind | 0 | 0 | 0 | 0 | 0
Other Renewable | 0 | 0 | 0 | 0 | 0 | Other Renewable | 0 | 0 | 0 | 0 | 0
Economic Renewable Capacity Added | 59.36 | 354.48 | 354.48 | 354.48 | 354.48 | Economic Renewable Capacity Added | 59.36 | 295.12 | 0 | 0 | 0
Total Economic Capacity Added | 59.36 | 354.48 | 354.48 | 354.48 | 354.48 | Total Economic Capacity Added | 59.36 | 295.12 | 0 | 0 | 0
Biomass | 0 | 0 | 0 | 0 | 0 | Biomass | 0 | 0 | 0 | 0 | 0
Coal | 0 | 0 | 0 | 0 | 0 | Coal | 0 | 0 | 0 | 0 | 0
Combined Cycle | 0 | 0 | 0 | 0 | 0 | Combined Cycle | 0 | 0 | 0 | 0 | 0
Combustion Turbine | 0 | 0 | 0 | 0 | 0 | Combustion Turbine | 0 | 0 | 0 | 0 | 0
Storage | 0 | 0 | 0 | 0 | 0 | Storage | 0 | 0 | 0 | 0 | 0
Other | 0 | 0 | 0 | 0 | 0 | Other | 0 | 0 | 0 | 0 | 0
Firm Conventional Capacity Added | 0 | 0 | 0 | 0 | 0 | Firm Conventional Capacity Added | 0 | 0 | 0 | 0 | 0
Hydro | 2.2 | 2.2 | 2.2 | 2.2 | 2.2 | Hydro | 2.2 | 0 | 0 | 0 | 0
Solar | 0 | 0 | 0 | 0 | 0 | Solar | 0 | 0 | 0 | 0 | 0
LBW | 0 | 0 | 0 | 0 | 0 | LBW | 0 | 0 | 0 | 0 | 0
Offshore Wind | 0 | 0 | 0 | 0 | 0 | Offshore Wind | 0 | 0 | 0 | 0 | 0
Other Renewable | 0 | 0 | 0 | 0 | 0 | Other Renewable | 0 | 0 | 0 | 0 | 0
Firm Renewable Capacity Added | 2.2 | 2.2 | 2.2 | 2.2 | 2.2 | Firm Renewable Capacity Added | 2.2 | 0 | 0 | 0 | 0
Total Firm Capacity Added | 2.2 | 2.2 | 2.2 | 2.2 | 2.2 | Total Firm Capacity Added | 2.2 | 0 | 0 | 0 | 0
Total Capacity Added | 61.56 | 356.68 | 356.68 | 356.68 | 356.68 | Total Capacity Added | 61.56 | 295.12 | 0 | 0 | 0
Coal | 0 | 0 | 0 | 0 | 0 | Coal | 0 | 0 | 0 | 0 | 0
Combined Cycle (Gas) | 0 | 0 | 0 | 0 | 0 | Combined Cycle (Gas) | 0 | 0 | 0 | 0 | 0
Combustion Turbine (Gas) | 0 | 0 | 0 | 0 | 0 | Combustion Turbine (Gas) | 0 | 0 | 0 | 0 | 0
Nuclear | 0 | 0 | 0 | 0 | 0 | Nuclear | 0 | 0 | 0 | 0 | 0
Oil/Gas Steam | 0 | 0 | 0 | 0 | 0 | Oil/Gas Steam | 0 | 0 | 0 | 0 | 0
Other | 0 | 0 | 0 | 0 | 0 | Other | 0 | 0 | 0 | 0 | 0
Total Retirements (Including Firm) | 0 | 0 | 0 | 0 | 0 | Total Retirements (Including Firm) | 0 | 0 | 0 | 0 | 0
Net Capacity Change | 61.56 | 356.68 | 356.68 | 356.68 | 356.68 | Net Capacity Change | 61.56 | 295.12 | 0 | 0 | 0
New York* | [5 empty] | New York*
| 2020 | 2022 | 2025 | 2028 | 2030 |  | 2020 | 2022 | 2025 | 2028 | 2030
Biomass | 0 | 0 | 0 | 0 | 0 | Biomass | 0 | 0 | 0 | 0 | 0
Coal | 0 | 0 | 0 | 0 | 0 | Coal | 0 | 0 | 0 | 0 | 0
Combined Cycle | 0 | 4.2948 | 4.2948 | 4.2948 | 4.2948 | Combined Cycle | 0 | 4.2948 | 0 | 0 | 0
Combustion Turbine | 0 | 0 | 0 | 0 | 0 | Combustion Turbine | 0 | 0 | 0 | 0 | 0
Storage | 0 | 0 | 0 | 0 | 0 | Storage | 0 | 0 | 0 | 0 | 0
Economic Conventional Capacity Added | 0 | 4.2948 | 4.2948 | 4.2948 | 4.2948 | Economic Conventional Capacity Added | 0 | 4.2948 | 0 | 0 | 0
Hydro | 0 | 0 | 0 | 0 | 0 | Hydro | 0 | 0 | 0 | 0 | 0
Solar | 0 | 0 | 4023.573 | 5027.4029 | 7259.4211 | Solar | 0 | 0 | 4023.573 | 1003.8299 | 2232.0182
LBW | 0 | 0 | 374.2889 | 1721.0122 | 2341.9568 | LBW | 0 | 0 | 374.2889 | 1346.7233 | 620.9447
Offshore Wind | 0 | 0 | 896 | 2496 | 4496 | Offshore Wind | 0 | 0 | 896 | 1600 | 2000
Other Renewable | 0 | 0 | 0 | 0 | 0 | Other Renewable | 0 | 0 | 0 | 0 | 0
Economic Renewable Capacity Added | 0 | 0 | 5293.8619 | 9244.4151 | 14097.3779 | Economic Renewable Capacity Added | 0 | 0 | 5293.8619 | 3950.5532 | 4852.9628
Total Economic Capacity Added | 0 | 4.2948 | 5298.1566 | 9248.7098 | 14101.6727 | Total Economic Capacity Added | 0 | 4.2948 | 5293.8619 | 3950.5532 | 4852.9628
Biomass | 0 | 19 | 19 | 19 | 19 | Biomass | 0 | 19 | 0 | 0 | 0
Coal | 0 | 0 | 0 | 0 | 0 | Coal | 0 | 0 | 0 | 0 | 0
Combined Cycle | 1020 | 1020 | 1020 | 1020 | 1020 | Combined Cycle | 1020 | 0 | 0 | 0 | 0
Combustion Turbine | 0 | 0 | 0 | 0 | 0 | Combustion Turbine | 0 | 0 | 0 | 0 | 0
Storage | 0 | 0 | 1500 | 1500 | 1500 | Storage | 0 | 0 | 1500 | 0 | 0
Other | 0 | 0 | 0 | 0 | 0 | Other | 0 | 0 | 0 | 0 | 0
Firm Conventional Capacity Added | 1020 | 1039 | 2539 | 2539 | 2539 | Firm Conventional Capacity Added | 1020 | 19 | 1500 | 0 | 0
Hydro | 4.36 | 4.36 | 4.36 | 4.36 | 4.36 | Hydro | 4.36 | 0 | 0 | 0 | 0
Solar | 277.16 | 1029.8414 | 1036.5122 | 1114.2485 | 1114.2485 | Solar | 277.16 | 752.6814 | 6.6709 | 77.7363 | 0
LBW | 878 | 1532 | 2449.0484 | 3399.4744 | 4086.7433 | LBW | 878 | 654 | 917.0484 | 950.426 | 687.2689
Offshore Wind | 0 | 0 | 800 | 1600 | 2400 | Offshore Wind | 0 | 0 | 800 | 800 | 800
Other Renewable | 0 | 0 | 0 | 0 | 0 | Other Renewable | 0 | 0 | 0 | 0 | 0
Firm Renewable Capacity Added | 1159.52 | 2566.2014 | 4289.9207 | 6118.0829 | 7605.3518 | Firm Renewable Capacity Added | 1159.52 | 1406.6814 | 1723.7193 | 1828.1623 | 1487.2689
Total Firm Capacity Added | 2179.52 | 3605.2014 | 6828.9207 | 8657.0829 | 10144.3518 | Total Firm Capacity Added | 2179.52 | 1425.6814 | 3223.7193 | 1828.1623 | 1487.2689
Total Capacity Added | 2179.52 | 3609.4962 | 12127.0773 | 17905.7928 | 24246.0245 | Total Capacity Added | 2179.52 | 1429.9762 | 8517.5812 | 5778.7154 | 6340.2317
Coal | 1251 | 1251 | 1251 | 1251 | 1251 | Coal | 1251 | 0 | 0 | 0 | 0
Combined Cycle (Gas) | 0 | 0 | 0 | 0 | 0 | Combined Cycle (Gas) | 0 | 0 | 0 | 0 | 0
Combustion Turbine (Gas) | 0 | 0 | 2895 | 2895 | 2895 | Combustion Turbine (Gas) | 0 | 0 | 2895 | 0 | 0
Nuclear | 1019.4 | 2058.7 | 2058.7 | 2058.7 | 3271.5 | Nuclear | 1019.4 | 1039.3 | 0 | 0 | 1212.8
Oil/Gas Steam | 0 | 0 | 128.7 | 1902.6946 | 2475.0841 | Oil/Gas Steam | 0 | 0 | 128.7 | 1773.9946 | 572.3895
Other | 0 | 0 | 0 | 0 | 0 | Other | 0 | 0 | 0 | 0 | 0
Total Retirements (Including Firm) | 2270.4 | 3309.7 | 6333.4 | 8107.3946 | 9892.5841 | Total Retirements (Including Firm) | 2270.4 | 1039.3 | 3023.7 | 1773.9946 | 1785.1895
Net Capacity Change | -90.88 | 299.7962 | 5793.6773 | 9798.3982 | 14353.4404 | Net Capacity Change | -90.88 | 390.6762 | 5493.8812 | 4004.7209 | 4555.0422
Delaware | [5 empty] | Delaware
| 2020 | 2022 | 2025 | 2028 | 2030 |  | 2020 | 2022 | 2025 | 2028 | 2030
Biomass | 0 | 0 | 0 | 0 | 0 | Biomass | 0 | 0 | 0 | 0 | 0
Coal | 0 | 0 | 0 | 0 | 0 | Coal | 0 | 0 | 0 | 0 | 0
Combined Cycle | 0 | 0 | 0 | 0 | 0 | Combined Cycle | 0 | 0 | 0 | 0 | 0
Combustion Turbine | 0 | 0 | 0 | 0 | 0 | Combustion Turbine | 0 | 0 | 0 | 0 | 0
Storage | 0 | 0 | 0 | 0 | 0 | Storage | 0 | 0 | 0 | 0 | 0
Economic Conventional Capacity Added | 0 | 0 | 0 | 0 | 0 | Economic Conventional Capacity Added | 0 | 0 | 0 | 0 | 0
Hydro | 0 | 0 | 0 | 0 | 0 | Hydro | 0 | 0 | 0 | 0 | 0
Solar | 0 | 0 | 0 | 0 | 0 | Solar | 0 | 0 | 0 | 0 | 0
LBW | 0 | 0 | 0 | 0 | 0 | LBW | 0 | 0 | 0 | 0 | 0
Offshore Wind | 0 | 0 | 0 | 0 | 0 | Offshore Wind | 0 | 0 | 0 | 0 | 0
Other Renewable | 0 | 0 | 0 | 0 | 0 | Other Renewable | 0 | 0 | 0 | 0 | 0
Economic Renewable Capacity Added | 0 | 0 | 0 | 0 | 0 | Economic Renewable Capacity Added | 0 | 0 | 0 | 0 | 0
Total Economic Capacity Added | 0 | 0 | 0 | 0 | 0 | Total Economic Capacity Added | 0 | 0 | 0 | 0 | 0
Biomass | 0 | 0 | 0 | 0 | 0 | Biomass | 0 | 0 | 0 | 0 | 0
Coal | 0 | 0 | 0 | 0 | 0 | Coal | 0 | 0 | 0 | 0 | 0
Combined Cycle | 0 | 0 | 0 | 0 | 0 | Combined Cycle | 0 | 0 | 0 | 0 | 0
Combustion Turbine | 0 | 0 | 0 | 0 | 0 | Combustion Turbine | 0 | 0 | 0 | 0 | 0
Storage | 0 | 0 | 0 | 0 | 0 | Storage | 0 | 0 | 0 | 0 | 0
Other | 0 | 0 | 0 | 0 | 0 | Other | 0 | 0 | 0 | 0 | 0
Firm Conventional Capacity Added | 0 | 0 | 0 | 0 | 0 | Firm Conventional Capacity Added | 0 | 0 | 0 | 0 | 0
Hydro | 0 | 0 | 0 | 0 | 0 | Hydro | 0 | 0 | 0 | 0 | 0
Solar | 0 | 0 | 0 | 0 | 0 | Solar | 0 | 0 | 0 | 0 | 0
LBW | 0 | 0 | 0 | 0 | 0 | LBW | 0 | 0 | 0 | 0 | 0
Offshore Wind | 0 | 0 | 0 | 0 | 0 | Offshore Wind | 0 | 0 | 0 | 0 | 0
Other Renewable | 0 | 0 | 0 | 0 | 0 | Other Renewable | 0 | 0 | 0 | 0 | 0
Firm Renewable Capacity Added | 0 | 0 | 0 | 0 | 0 | Firm Renewable Capacity Added | 0 | 0 | 0 | 0 | 0
Total Firm Capacity Added | 0 | 0 | 0 | 0 | 0 | Total Firm Capacity Added | 0 | 0 | 0 | 0 | 0
Total Capacity Added | 0 | 0 | 0 | 0 | 0 | Total Capacity Added | 0 | 0 | 0 | 0 | 0
Coal | 0 | 177.5422 | 420 | 420 | 420 | Coal | 0 | 177.5422 | 242.4578 | 0 | 0
Combined Cycle (Gas) | 0 | 0 | 0 | 0 | 0 | Combined Cycle (Gas) | 0 | 0 | 0 | 0 | 0
Combustion Turbine (Gas) | 0 | 0 | 0 | 0 | 0 | Combustion Turbine (Gas) | 0 | 0 | 0 | 0 | 0
Nuclear | 0 | 0 | 0 | 0 | 0 | Nuclear | 0 | 0 | 0 | 0 | 0
Oil/Gas Steam | 0 | 0 | 548.6531 | 819.1854 | 820.9963 | Oil/Gas Steam | 0 | 0 | 548.6531 | 270.5322 | 1.811
Other | 0 | 0 | 0 | 0 | 0 | Other | 0 | 0 | 0 | 0 | 0
Total Retirements (Including Firm) | 0 | 177.5422 | 968.6531 | 1239.1854 | 1240.9963 | Total Retirements (Including Firm) | 0 | 177.5422 | 791.1109 | 270.5322 | 1.811
Net Capacity Change | 0 | -177.5422 | -968.6531 | -1239.1854 | -1240.9963 | Net Capacity Change | 0 | -177.5422 | -791.1109 | -270.5322 | -1.811
Maryland | [5 empty] | Maryland
| 2020 | 2022 | 2025 | 2028 | 2030 |  | 2020 | 2022 | 2025 | 2028 | 2030
Biomass | 0 | 0 | 0 | 0 | 0 | Biomass | 0 | 0 | 0 | 0 | 0
Coal | 0 | 0 | 0 | 0 | 0 | Coal | 0 | 0 | 0 | 0 | 0
Combined Cycle | 0 | 0 | 0 | 0 | 0 | Combined Cycle | 0 | 0 | 0 | 0 | 0
Combustion Turbine | 0 | 0 | 0 | 0 | 0 | Combustion Turbine | 0 | 0 | 0 | 0 | 0
Storage | 278.5118 | 278.5118 | 278.5118 | 278.5118 | 278.5118 | Storage | 278.5118 | 0 | 0 | 0 | 0
Economic Conventional Capacity Added | 278.5118 | 278.5118 | 278.5118 | 278.5118 | 278.5118 | Economic Conventional Capacity Added | 278.5118 | 0 | 0 | 0 | 0
Hydro | 0 | 0 | 0 | 0 | 0 | Hydro | 0 | 0 | 0 | 0 | 0
Solar | 25 | 1000 | 4710.2929 | 4710.2929 | 4834.9302 | Solar | 25 | 975 | 3710.2929 | 0 | 124.6373
LBW | 0 | 8.4 | 8.4 | 8.4 | 8.4 | LBW | 0 | 8.4 | 0 | 0 | 0
Offshore Wind | 0 | 0 | 0 | 0 | 0 | Offshore Wind | 0 | 0 | 0 | 0 | 0
Other Renewable | 0 | 0 | 0 | 0 | 0 | Other Renewable | 0 | 0 | 0 | 0 | 0
Economic Renewable Capacity Added | 25 | 1008.4 | 4718.6929 | 4718.6929 | 4843.3302 | Economic Renewable Capacity Added | 25 | 983.4 | 3710.2929 | 0 | 124.6373
Total Economic Capacity Added | 303.5118 | 1286.9118 | 4997.2047 | 4997.2047 | 5121.842 | Total Economic Capacity Added | 303.5118 | 983.4 | 3710.2929 | 0 | 124.6373
Biomass | 0 | 0 | 0 | 0 | 0 | Biomass | 0 | 0 | 0 | 0 | 0
Coal | 0 | 0 | 0 | 0 | 0 | Coal | 0 | 0 | 0 | 0 | 0
Combined Cycle | 894 | 894 | 894 | 894 | 894 | Combined Cycle | 894 | 0 | 0 | 0 | 0
Combustion Turbine | 0 | 0 | 0 | 0 | 0 | Combustion Turbine | 0 | 0 | 0 | 0 | 0
Storage | 0 | 0 | 0 | 0 | 0 | Storage | 0 | 0 | 0 | 0 | 0
Other | 0 | 0 | 0 | 0 | 0 | Other | 0 | 0 | 0 | 0 | 0
Firm Conventional Capacity Added | 894 | 894 | 894 | 894 | 894 | Firm Conventional Capacity Added | 894 | 0 | 0 | 0 | 0
Hydro | 0 | 0 | 0 | 0 | 0 | Hydro | 0 | 0 | 0 | 0 | 0
Solar | 33 | 33 | 33 | 33 | 33 | Solar | 33 | 0 | 0 | 0 | 0
LBW | 72 | 72 | 72 | 72 | 72 | LBW | 72 | 0 | 0 | 0 | 0
Offshore Wind | 0 | 0 | 368 | 1168 | 1568 | Offshore Wind | 0 | 0 | 368 | 800 | 400
Other Renewable | 0 | 0 | 0 | 0 | 0 | Other Renewable | 0 | 0 | 0 | 0 | 0
Firm Renewable Capacity Added | 105 | 105 | 473 | 1273 | 1673 | Firm Renewable Capacity Added | 105 | 0 | 368 | 800 | 400
Total Firm Capacity Added | 999 | 999 | 1367 | 2167 | 2567 | Total Firm Capacity Added | 999 | 0 | 368 | 800 | 400
Total Capacity Added | 1302.5118 | 2285.9118 | 6364.2047 | 7164.2047 | 7688.842 | Total Capacity Added | 1302.5118 | 983.4 | 4078.2929 | 800 | 524.6373
Coal | 135 | 491.0488 | 1188.4644 | 1551.271 | 1551.271 | Coal | 135 | 356.0488 | 697.4156 | 362.8065 | 0
Combined Cycle (Gas) | 0 | 0 | 0 | 0 | 620.5024 | Combined Cycle (Gas) | 0 | 0 | 0 | 0 | 620.5024
Combustion Turbine (Gas) | 0 | 0 | 0 | 0 | 0 | Combustion Turbine (Gas) | 0 | 0 | 0 | 0 | 0
Nuclear | 0 | 0 | 0 | 0 | 0 | Nuclear | 0 | 0 | 0 | 0 | 0
Oil/Gas Steam | 137 | 137 | 137 | 152.8938 | 152.8938 | Oil/Gas Steam | 137 | 0 | 0 | 15.8938 | 0
Other | 0 | 0 | 0 | 0 | 0 | Other | 0 | 0 | 0 | 0 | 0
Total Retirements (Including Firm) | 272 | 628.0488 | 1325.4644 | 1704.1648 | 2324.6672 | Total Retirements (Including Firm) | 272 | 356.0488 | 697.4156 | 378.7003 | 620.5024
Net Capacity Change | 1030.5118 | 1657.8629 | 5038.7403 | 5460.0399 | 5364.1748 | Net Capacity Change | 1030.5118 | 627.3512 | 3380.8773 | 421.2997 | -95.8651

## Generation
PA DEP Policy Case
Net Generation (GWh)
PJM
| 2020 | 2022 | 2025 | 2028 | 2030
Biomass | 1153.5042 | 2947.0527 | 4523.2956 | 1147.9027 | 1118.9618
Coal | 226937.0882 | 153884.7635 | 139558.8515 | 156679.3287 | 148606.0655
Combined Cycle (Gas) | 268108.4168 | 316756.9631 | 309157.4817 | 285197.5372 | 280581.0339
Combustion Turbine (Gas) | 2931.3421 | 4006.9409 | 3733.6688 | 2571.5771 | 2820.785
Nuclear | 261789.3813 | 251437.0617 | 251437.0617 | 251437.0617 | 251437.0617
Oil/Gas Steam | 149.0652 | 1098.4771 | 1048.5848 | 695.2389 | 685.0811
New Combined Cycle (Gas) | 1447.8178 | 35884.7377 | 42231.5887 | 39100.355 | 39594.345
New Combustion Turbine (Gas) | 421.0964 | 2539.3185 | 2177.3915 | 2021.0491 | 2084.4436
Other | 5917.0611 | 5917.0611 | 5917.0611 | 5917.0611 | 5917.0611
Conventional Generation Total | 768854.7732 | 774472.3763 | 759784.9852 | 744767.1115 | 732844.8386
Hydro | 13717.4648 | 13757.734 | 13400.3856 | 12867.0292 | 12744.648
Solar | 5347.1934 | 7640.097 | 10690.3593 | 13740.6216 | 15774.1298
LBW | 27570.8139 | 27754.8772 | 27754.8772 | 27754.8772 | 27754.8772
New Solar | 7538.4341 | 10477.0827 | 26931.3191 | 27722.0123 | 28355.0083
New LBW | 4532.1376 | 4999.3437 | 11986.4957 | 11986.4957 | 11986.4957
Offshore Wind | 0 | 49.539 | 5979.0712 | 25376.0085 | 35677.861
Other Renewable | 2835.3342 | 2835.3342 | 2835.3342 | 2835.3342 | 2835.3342
Renewable Generation Total | 61541.378 | 67514.0078 | 99577.8421 | 122282.3786 | 135128.3541
Total | 830396.1511 | 841986.3841 | 859362.8274 | 867049.4901 | 867973.1927
Pennsylvania
| 2020 | 2022 | 2025 | 2028 | 2030
Biomass | 145.93 | 306.5369 | 306.5369 | 151.5166 | 151.5166
Coal | 34122.88 | 4381.3572 | 3119.8013 | 3026.7986 | 2415.4497
Combined Cycle (Gas) | 94338.8169 | 113263.149 | 112111.25 | 103785.0898 | 104839.5923
Combustion Turbine (Gas) | 312.0825 | 970.2983 | 810.2238 | 809.57 | 867.7898
Nuclear | 76125.4478 | 76125.4478 | 76125.4478 | 76125.4478 | 76125.4478
Oil/Gas Steam | 0 | 13.8673 | 14.106 | 11.7621 | 12.2039
New Combined Cycle (Gas) | 1447.8178 | 10110.6701 | 10969.9553 | 10236.1204 | 10236.1204
New Combustion Turbine (Gas) | 0 | 25.3 | 31.4525 | 25.3 | 25.3
Other | 1671.408 | 1671.408 | 1671.408 | 1671.408 | 1671.408
Conventional Generation Total | 208164.3831 | 206868.0346 | 205160.1815 | 195843.0132 | 196344.8285
Hydro | 4326.9718 | 4011.8579 | 4010.4137 | 4026.7423 | 3804.9795
Solar | 122.4456 | 122.4456 | 122.4456 | 122.4456 | 122.4456
LBW | 5156.3311 | 5156.3311 | 5156.3311 | 5156.3311 | 5156.3311
New Solar | 121.7139 | 362.6453 | 526.5079 | 690.3706 | 799.6124
New LBW | 0 | 142.4375 | 795.3714 | 795.3714 | 795.3714
Offshore Wind | 0 | 0 | 0 | 0 | 0
Other Renewable | 811.9799 | 811.9799 | 811.9799 | 811.9799 | 811.9799
Renewable Generation Total | 10539.4424 | 10607.6973 | 11423.0498 | 11603.241 | 11490.72
Total | 218703.8255 | 217475.7319 | 216583.2313 | 207446.2543 | 207835.5485
Virginia
| 2020 | 2022 | 2025 | 2028 | 2030
Biomass | 479.1883 | 1112.4324 | 2400.8182 | 463.0125 | 422.6297
Coal | 2953.5407 | 121.3419 | 85.8262 | 2153.5407 | 2153.5407
Combined Cycle (Gas) | 56211.692 | 58146.3252 | 59761.3526 | 55982.9084 | 53472.9474
Combustion Turbine (Gas) | 615.8003 | 450.3576 | 417.1656 | 216.6447 | 163.3739
Nuclear | 29524.1114 | 29524.1114 | 29524.1114 | 29524.1114 | 29524.1114
Oil/Gas Steam | 0 | 0 | 0 | 0 | 0
New Combined Cycle (Gas) | 0 | 0 | 0 | 0 | 0
New Combustion Turbine (Gas) | 0 | 0 | 0 | 0 | 0
Other | 864.2598 | 864.2598 | 864.2598 | 864.2598 | 864.2598
Conventional Generation Total | 90648.5927 | 90218.8284 | 93053.5339 | 89204.4776 | 86600.863
Hydro | 5362.9185 | 5566.4523 | 5289.92 | 4783.6303 | 4956.9861
Solar | 1585.1283 | 3618.6365 | 6668.8988 | 9719.1611 | 11752.6693
LBW | 317.6362 | 317.6362 | 317.6362 | 317.6362 | 317.6362
New Solar | 2984.8136 | 3295.8716 | 6406.4516 | 6406.4516 | 6406.4516
New LBW | 0 | 291.8664 | 1095.3609 | 1095.3609 | 1095.3609
Offshore Wind | 0 | 49.539 | 49.539 | 10483.3799 | 15312.912
Other Renewable | 386.4983 | 386.4983 | 386.4983 | 386.4983 | 386.4983
Renewable Generation Total | 10636.9949 | 13526.5004 | 20214.3049 | 33192.1184 | 40228.5145
Total | 101285.5876 | 103745.3288 | 113267.8388 | 122396.596 | 126829.3774
RGGI (10-state)
| 2020 | 2022 | 2025 | 2028 | 2030
Biomass | 8100.3923 | 8401.859 | 5816.6054 | 5296.5358 | 5293.9367
Coal | 6445.1669 | 948.9107 | 288.9107 | 2846.2548 | 424.5141
Combined Cycle (Gas) | 144784.6162 | 166396.3437 | 141637.8722 | 119127.622 | 106858.1392
Combustion Turbine (Gas) | 4060.2842 | 4535.8621 | 3181.6721 | 3108.3485 | 3161.5964
Nuclear | 108889.4136 | 97969.6056 | 97966.4526 | 97957.8465 | 88055.2343
Oil/Gas Steam | 7730.2957 | 9165.5079 | 9124.7286 | 8192.8452 | 8084.3085
New Combined Cycle (Gas) | 0 | 20.061 | 16.3582 | 10.604 | 8.7545
New Combustion Turbine (Gas) | 566.068 | 753.0509 | 251.5841 | 131.3381 | 107.4541
Other | 3101.1728 | 3101.1728 | 3101.1728 | 3101.1728 | 3101.1728
Conventional Generation Total | 283677.4097 | 291292.3737 | 261385.3565 | 239772.5676 | 215095.1105
Hydro | 37675.2594 | 38387.7266 | 38308.4686 | 38422.5757 | 38403.0057
Solar | 3550.43 | 3550.43 | 3550.43 | 3544.5516 | 3508.7168
LBW | 9717.3199 | 9629.2902 | 9629.2902 | 8110.3355 | 7005.7535
New Solar | 840.4451 | 4581.8193 | 16055.1981 | 17570.349 | 20937.4612
New LBW | 3419.8088 | 7971.3346 | 12892.7548 | 22140.9551 | 27281.8702
Offshore Wind | 0 | 0 | 19054.5306 | 44310.983 | 68101.3181
Other Renewable | 2076.9296 | 2076.9296 | 2076.9296 | 2076.9296 | 2076.9296
Renewable Generation Total | 57280.1927 | 66197.5304 | 101567.6019 | 136176.6796 | 167315.055
Total | 340957.6024 | 357489.9041 | 362952.9584 | 375949.2472 | 382410.1656
New Jersey
| 2020 | 2022 | 2025 | 2028 | 2030
Biomass | 202.3512 | 289.8342 | 430.8385 | 203.3511 | 203.3511
Coal | 1019.0212 | 288.9107 | 288.9107 | 0 | 0
Combined Cycle (Gas) | 28721.8971 | 33995.8329 | 32071.3164 | 28788.9053 | 26006.0904
Combustion Turbine (Gas) | 396.309 | 531.2799 | 535.533 | 386.4795 | 178.9507
Nuclear | 29024.9271 | 29024.9271 | 29024.9271 | 29024.9271 | 29024.9271
Oil/Gas Steam | 4.1485 | 4.4703 | 4.5652 | 4.5652 | 4.5652
New Combined Cycle (Gas) | 0 | 0 | 0 | 0 | 0
New Combustion Turbine (Gas) | 0 | 0 | 0 | 0 | 0
Other | 1195.8215 | 1195.8215 | 1195.8215 | 1195.8215 | 1195.8215
Conventional Generation Total | 60564.4755 | 65331.0765 | 63551.9123 | 59604.0496 | 56613.706
Hydro | 229.7807 | 381.63 | 307.2214 | 263.8261 | 189.852
Solar | 1313.7143 | 1313.7143 | 1313.7143 | 1313.7143 | 1313.7143
LBW | 21.5877 | 21.5877 | 21.5877 | 21.5877 | 21.5877
New Solar | 0 | 185.2857 | 185.2857 | 185.2857 | 185.2857
New LBW | 0 | 0 | 0 | 0 | 0
Offshore Wind | 0 | 0 | 4541.0387 | 10485.6712 | 14448.7595
Other Renewable | 276.0331 | 276.0331 | 276.0331 | 276.0331 | 276.0331
Renewable Generation Total | 1841.1158 | 2178.2508 | 6644.8809 | 12546.118 | 16435.2323
Total | 62405.5913 | 67509.3272 | 70196.7932 | 72150.1677 | 73048.9382
*Does not Include generation from Linden and Bayonne, plants located in NJ but serving NYISO
Massachusetts
| 2020 | 2022 | 2025 | 2028 | 2030
Biomass | 1978.4501 | 1978.4501 | 1716.5488 | 1715.9427 | 1715.9427
Coal | 0 | 0 | 0 | 0 | 0
Combined Cycle (Gas) | 20535.3406 | 19095.6846 | 16137.1953 | 13762.1267 | 12535.0124
Combustion Turbine (Gas) | 590.1217 | 648.8882 | 462.9482 | 506.1155 | 774.135
Nuclear | 0 | 0 | 0 | 0 | 0
Oil/Gas Steam | 370.8199 | 229.517 | 115.797 | 229.517 | 229.517
New Combined Cycle (Gas) | 0 | 0 | 0 | 0 | 0
New Combustion Turbine (Gas) | 0 | 5.6482 | 5.6482 | 5.6482 | 5.6482
Other | 0 | 0 | 0 | 0 | 0
Conventional Generation Total | 23474.7323 | 21958.1881 | 18438.1374 | 16219.35 | 15260.2553
Hydro | 2274.4154 | 2821.2772 | 2716.7108 | 2873.9302 | 2888.6122
Solar | 523.7661 | 523.7661 | 523.7661 | 523.7661 | 523.7661
LBW | 276.7612 | 276.7612 | 276.7612 | 276.7612 | 276.7612
New Solar | 97 | 1007 | 1007 | 1007 | 1007
New LBW | 22.6109 | 158.7638 | 158.7638 | 158.7638 | 158.7638
Offshore Wind | 0 | 0 | 5403.3252 | 9005.542 | 10806.6504
Other Renewable | 137.9536 | 137.9536 | 137.9536 | 137.9536 | 137.9536
Renewable Generation Total | 3332.5073 | 4925.5219 | 10224.2807 | 13983.7168 | 15799.5073
Total | 26807.2396 | 26883.71 | 28662.4181 | 30203.0668 | 31059.7626
Maine
| 2020 | 2022 | 2025 | 2028 | 2030
Biomass | 1815.1698 | 1815.1698 | 799.0239 | 893.9483 | 931.9401
Coal | 0 | 0 | 0 | 0 | 0
Combined Cycle (Gas) | 2023.9701 | 2086.0245 | 14.8313 | 454.0449 | 755.1254
Combustion Turbine (Gas) | 0.409 | 0.409 | 0.409 | 0.88618 | 0.88618
Nuclear | 0 | 0 | 0 | 0 | 0
Oil/Gas Steam | 0 | 0 | 0 | 0 | 0
New Combined Cycle (Gas) | 0 | 0 | 0 | 0 | 0
New Combustion Turbine (Gas) | 0 | 0 | 0 | 0 | 0
Other | 0 | 0 | 0 | 0 | 0
Conventional Generation Total | 3839.5489 | 3901.6032 | 814.2643 | 1348.8794 | 1687.9518
Hydro | 2994.8499 | 2994.8499 | 2994.8499 | 2994.8499 | 2994.8499
Solar | 288.1145 | 288.1145 | 288.1145 | 288.1145 | 288.1145
LBW | 2981.4124 | 2981.4124 | 2981.4124 | 2981.4124 | 2981.4124
New Solar | 0 | 0 | 0 | 0 | 0
New LBW | 461.1069 | 944.673 | 944.673 | 944.673 | 944.673
Offshore Wind | 0 | 0 | 0 | 0 | 0
Other Renewable | 43.9219 | 43.9219 | 43.9219 | 43.9219 | 43.9219
Renewable Generation Total | 6769.4056 | 7252.9716 | 7252.9716 | 7252.9716 | 7252.9716
Total | 10608.9544 | 11154.5748 | 8067.2359 | 8601.8511 | 8940.9234
Connecticut
| 2020 | 2022 | 2025 | 2028 | 2030
Biomass | 1648.328 | 1643.3287 | 1481.9801 | 1475.819 | 1462.6389
Coal | 0 | 0 | 0 | 0 | 0
Combined Cycle (Gas) | 19376.9961 | 17136.8801 | 13010.7873 | 10031.4383 | 8141.3192
Combustion Turbine (Gas) | 227.2857 | 229.6607 | 209.423 | 190.2528 | 217.5237
Nuclear | 16797.3731 | 16797.3731 | 16797.3731 | 16797.3731 | 16745.1277
Oil/Gas Steam | 0 | 0 | 0 | 0 | 0
New Combined Cycle (Gas) | 0 | 0 | 0 | 0 | 0
New Combustion Turbine (Gas) | 0 | 0 | 0 | 0 | 0
Other | 44.1504 | 44.1504 | 44.1504 | 44.1504 | 44.1504
Conventional Generation Total | 38094.1333 | 35851.393 | 31543.7139 | 28539.0336 | 26610.7599
Hydro | 599.6199 | 628.9733 | 628.6902 | 628.9733 | 629.1268
Solar | 367.5747 | 367.5747 | 367.5747 | 367.5747 | 367.5747
LBW | 14.4408 | 14.4408 | 14.4408 | 14.4408 | 14.4408
New Solar | 0 | 0 | 0 | 0 | 0
New LBW | 0 | 0 | 0 | 0 | 0
Offshore Wind | 0 | 0 | 1131.9339 | 4150.4243 | 7546.226
Other Renewable | 173.9643 | 173.9643 | 173.9643 | 173.9643 | 173.9643
Renewable Generation Total | 1155.5998 | 1184.9531 | 2316.6039 | 5335.3774 | 8731.3326
Total | 39249.7331 | 37036.3461 | 33860.3178 | 33874.411 | 35342.0926
New Hampshire
| 2020 | 2022 | 2025 | 2028 | 2030
Biomass | 685.3354 | 682.1023 | 453.1345 | 437.915 | 414.8571
Coal | 660 | 660 | 0 | 0 | 0
Combined Cycle (Gas) | 3370.3321 | 1764.3453 | 1179.019 | 1018.2006 | 1116.4327
Combustion Turbine (Gas) | 0.13916 | 3.9614 | 5.6169 | 5.6169 | 5.6169
Nuclear | 9827.7513 | 9827.7513 | 9824.5983 | 9815.9922 | 9815.9922
Oil/Gas Steam | 0 | 0 | 0 | 0 | 0
New Combined Cycle (Gas) | 0 | 0 | 0 | 0 | 0
New Combustion Turbine (Gas) | 0 | 0 | 0 | 0 | 0
Other | 0 | 0 | 0 | 0 | 0
Conventional Generation Total | 14543.5579 | 12938.1603 | 11462.3686 | 11277.7246 | 11352.8989
Hydro | 1832.7017 | 1832.7017 | 1832.7017 | 1832.7017 | 1832.7017
Solar | 108.1006 | 108.1006 | 108.1006 | 108.1006 | 108.1006
LBW | 669.0568 | 669.0568 | 669.0568 | 669.0568 | 669.0568
New Solar | 40.9812 | 40.9812 | 40.9812 | 40.9812 | 40.9812
New LBW | 63.2745 | 299.7072 | 299.7072 | 299.7072 | 299.7072
Offshore Wind | 0 | 0 | 0 | 0 | 0
Other Renewable | 64.8845 | 64.8845 | 64.8845 | 64.8845 | 64.8845
Renewable Generation Total | 2778.9992 | 3015.4319 | 3015.432 | 3015.4319 | 3015.4319
Total | 17322.5571 | 15953.5922 | 14477.8006 | 14293.1565 | 14368.3307
Rhode Island
| 2020 | 2022 | 2025 | 2028 | 2030
Biomass | 36.9357 | 36.9357 | 13.6135 | 13.6135 | 15.4037
Coal | 0 | 0 | 0 | 0 | 0
Combined Cycle (Gas) | 6289.2003 | 6199.7032 | 5685.1798 | 5715.2647 | 5695.9968
Combustion Turbine (Gas) | 42.9941 | 41.2715 | 40.9985 | 38.9094 | 36.3929
Nuclear | 0 | 0 | 0 | 0 | 0
Oil/Gas Steam | 0 | 0 | 0 | 0 | 0
New Combined Cycle (Gas) | 0 | 0 | 0 | 0 | 0
New Combustion Turbine (Gas) | 0 | 0 | 0 | 0 | 0
Other | 0 | 0 | 0 | 0 | 0
Conventional Generation Total | 6369.1301 | 6277.9104 | 5739.7918 | 5767.7876 | 5747.7934
Hydro | 11.3526 | 11.3526 | 11.3526 | 11.3526 | 50.9212
Solar | 56.9852 | 56.9852 | 56.9852 | 56.9852 | 56.9852
LBW | 214.9566 | 214.9566 | 214.9566 | 214.9566 | 214.9566
New Solar | 0 | 0 | 0 | 0 | 335.8122
New LBW | 0 | 0 | 0 | 0 | 141.0249
Offshore Wind | 0 | 0 | 0 | 0 | 1651.2948
Other Renewable | 218.4154 | 218.4154 | 218.4154 | 218.4154 | 218.4154
Renewable Generation Total | 501.7097 | 501.7097 | 501.7097 | 501.7097 | 2669.4101
Total | 6870.8398 | 6779.6201 | 6241.5015 | 6269.4973 | 8417.2035
Vermont
| 2020 | 2022 | 2025 | 2028 | 2030
Biomass | 529.1325 | 529.1325 | 147.5914 | 185.0344 | 199.6092
Coal | 0 | 0 | 0 | 0 | 0
Combined Cycle (Gas) | 0 | 0 | 0 | 0 | 0
Combustion Turbine (Gas) | 13.6651 | 9.7699 | 9.7699 | 10.301 | 11.3429
Nuclear | 0 | 0 | 0 | 0 | 0
Oil/Gas Steam | 0 | 0 | 0 | 0 | 0
New Combined Cycle (Gas) | 0 | 0 | 0 | 0 | 0
New Combustion Turbine (Gas) | 0 | 0 | 0 | 0 | 0
Other | 0 | 0 | 0 | 0 | 0
Conventional Generation Total | 542.7976 | 538.9023 | 157.3613 | 195.3354 | 210.9521
Hydro | 1160.5753 | 1144.9781 | 1144.9782 | 1144.9781 | 1144.9781
Solar | 145.6343 | 145.6343 | 145.6343 | 145.6343 | 145.6343
LBW | 462.3066 | 462.3066 | 462.3066 | 462.3066 | 462.3066
New Solar | 0 | 0 | 0 | 0 | 0
New LBW | 256.9765 | 1427.4084 | 1427.4084 | 1427.4084 | 1427.4084
Offshore Wind | 0 | 0 | 0 | 0 | 0
Other Renewable | 0.47615 | 0.47615 | 0.47615 | 0.47615 | 0.47615
Renewable Generation Total | 2025.9688 | 3180.8036 | 3180.8036 | 3180.8036 | 3180.8036
Total | 2568.7664 | 3719.7059 | 3338.1649 | 3376.139 | 3391.7557
New York - NYISO*
| 2020 | 2022 | 2025 | 2028 | 2030
Biomass | 1172.0333 | 1173.8646 | 373.9807 | 336.815 | 316.0219
Coal | 1455.363 | 0 | 0 | 0 | 0
Combined Cycle (Gas) | 51994.8727 | 62316.2588 | 50315.6303 | 37872.2518 | 32399.0295
Combustion Turbine (Gas) | 2752.7903 | 2911.455 | 1713.3113 | 1883.7476 | 1861.2843
Nuclear | 38884.384 | 27964.576 | 27964.576 | 27964.576 | 18114.2092
Oil/Gas Steam | 7210.4106 | 7851.3811 | 7974.4528 | 7279.8513 | 7181.9143
New Combined Cycle (Gas) | 0 | 20.061 | 16.3582 | 10.604 | 8.7545
New Combustion Turbine (Gas) | 566.068 | 747.4028 | 245.936 | 125.6899 | 101.806
Other | 1379.0957 | 1379.0957 | 1379.0957 | 1379.0957 | 1379.0957
Conventional Generation Total | 105415.0176 | 104364.095 | 89983.341 | 76852.6314 | 61362.1154
Hydro | 26650 | 26650 | 26750 | 26750 | 26750
Solar | 98.1411 | 98.1411 | 98.1411 | 92.2628 | 56.428
LBW | 4355.8572 | 4267.7643 | 4267.7643 | 2748.8096 | 1644.2276
New Solar | 665.0298 | 1887.3873 | 7942.8591 | 9458.01 | 12307.31
New LBW | 2615.84 | 5105.9814 | 10027.4016 | 19275.6019 | 24275.492
Offshore Wind | 0 | 0 | 6589.7393 | 16262.3881 | 27732.198
Other Renewable | 841.0254 | 841.0254 | 841.0254 | 841.0254 | 841.0254
Renewable Generation Total | 35225.8936 | 38850.2995 | 56516.9308 | 75428.0978 | 93606.681
Total | 140640.9112 | 143214.3945 | 146500.2718 | 152280.7292 | 154968.7964
*Includes generation from Linden and Bayonne, plants located in NJ
Delaware
| 2020 | 2022 | 2025 | 2028 | 2030
Biomass | 0 | 0 | 0 | 0 | 0
Coal | 279 | 0 | 0 | 0 | 0
Combined Cycle (Gas) | 1651.9086 | 3157.1664 | 2686.1895 | 2736.6793 | 2766.3852
Combustion Turbine (Gas) | 9.933 | 23.6638 | 8.5351 | 9.933 | 1.7529
Nuclear | 0 | 0 | 0 | 0 | 0
Oil/Gas Steam | 144.9168 | 195.1428 | 144.9168 | 67.6126 | 57.0129
New Combined Cycle (Gas) | 0 | 0 | 0 | 0 | 0
New Combustion Turbine (Gas) | 0 | 0 | 0 | 0 | 0
Other | 0 | 0 | 0 | 0 | 0
Conventional Generation Total | 2085.7584 | 3375.973 | 2839.6413 | 2814.225 | 2825.151
Hydro | 0 | 0 | 0 | 0 | 0
Solar | 54.4713 | 54.4713 | 54.4713 | 54.4713 | 54.4713
LBW | 0 | 0 | 0 | 0 | 0
New Solar | 0 | 0 | 0 | 0 | 0
New LBW | 0 | 0 | 0 | 0 | 0
Offshore Wind | 0 | 0 | 0 | 0 | 0
Other Renewable | 248.9911 | 248.9911 | 248.9911 | 248.9911 | 248.9911
Renewable Generation Total | 303.4624 | 303.4624 | 303.4624 | 303.4624 | 303.4624
Total | 2389.2208 | 3679.4354 | 3143.1037 | 3117.6874 | 3128.6134
Maryland
| 2020 | 2022 | 2025 | 2028 | 2030
Biomass | 32.6564 | 253.0412 | 399.894 | 34.0969 | 34.1719
Coal | 3031.7828 | 0 | 0 | 2846.2548 | 424.5141
Combined Cycle (Gas) | 10820.0986 | 20644.4479 | 20537.7232 | 18748.7104 | 17442.7475
Combustion Turbine (Gas) | 26.6371 | 135.5028 | 195.1273 | 76.1067 | 73.7111
Nuclear | 14354.9781 | 14354.9781 | 14354.9781 | 14354.9781 | 14354.9781
Oil/Gas Steam | 0 | 884.9968 | 884.9968 | 611.2991 | 611.2991
New Combined Cycle (Gas) | 0 | 0 | 0 | 0 | 0
New Combustion Turbine (Gas) | 0 | 0 | 0 | 0 | 0
Other | 482.1052 | 482.1052 | 482.1052 | 482.1052 | 482.1052
Conventional Generation Total | 28748.2581 | 36755.0719 | 36854.8247 | 37153.5511 | 33423.5269
Hydro | 1921.9638 | 1921.9638 | 1921.9638 | 1921.9638 | 1921.9638
Solar | 593.9279 | 593.9279 | 593.9279 | 593.9279 | 593.9279
LBW | 720.9406 | 721.0038 | 721.0038 | 721.0038 | 721.0038
New Solar | 37.434 | 1461.1651 | 6879.0721 | 6879.0721 | 7061.0721
New LBW | 0 | 34.8009 | 34.8009 | 34.8009 | 34.8009
Offshore Wind | 0 | 0 | 1388.4934 | 4406.9574 | 5916.1894
Other Renewable | 71.2643 | 71.2643 | 71.2643 | 71.2643 | 71.2643
Renewable Generation Total | 3345.5306 | 4804.1258 | 11610.5262 | 14628.9902 | 16320.2222
Total | 32093.7887 | 41559.1977 | 48465.3509 | 51782.5413 | 49743.7491

## Prices
PA DEP Policy Case
Firm Power Prices (2017$/MWh) | [5 empty] | Firm Power Prices (Nominal $/MWh)
| 2020 | 2022 | 2025 | 2028 | 2030 |  | 2020 | 2022 | 2025 | 2028 | 2030
MA | 50.8435 | 42.2059 | 39.2799 | 41.9444 | 42.4994 | MA | 54.1144 | 46.8276 | 46.3848 | 52.7178 | 55.6824
CT | 46.1042 | 38.2813 | 36.6935 | 37.2546 | 36.1913 | CT | 49.0702 | 42.4733 | 43.3306 | 46.8234 | 47.4175
ME | 45.892 | 37.3481 | 36.9264 | 38.2297 | 36.7745 | ME | 48.8444 | 41.4379 | 43.6057 | 48.049 | 48.1817
NH | 46.4537 | 37.666 | 35.7855 | 37.9551 | 36.8771 | NH | 49.4422 | 41.7905 | 42.2584 | 47.7038 | 48.3161
RI | 50.9308 | 42.7476 | 41.1385 | 44.1126 | 43.6118 | RI | 54.2073 | 47.4286 | 48.5797 | 55.4429 | 57.1398
VT | 50.1192 | 40.63 | 40.3249 | 42.0429 | 41.1249 | VT | 53.3435 | 45.0791 | 47.6188 | 52.8416 | 53.8815
NY | 41.0868 | 39.9858 | 38.454 | 36.9507 | 36.5273 | NY | 43.73 | 44.3643 | 45.4096 | 46.4415 | 47.8577
DE | 40.0897 | 32.1717 | 33.6933 | 34.529 | 32.3623 | DE | 42.6687 | 35.6947 | 39.7877 | 43.3977 | 42.4008
MD | 33.5651 | 31.0809 | 33.057 | 33.8725 | 32.0909 | MD | 35.7244 | 34.4843 | 39.0363 | 42.5726 | 42.0452
9-state RGGI | 43.1671 | 36.2691 | 35.1148 | 35.4493 | 34.3685 | 9-state RGGI | 45.9442 | 40.2407 | 41.4664 | 44.5544 | 45.0292
VA | 31.8043 | 30.7302 | 32.6647 | 33.1044 | 31.4055 | VA | 33.8503 | 34.0953 | 38.5731 | 41.6072 | 41.1472
NJ | 39.4626 | 33.5216 | 34.7093 | 34.0246 | 31.1487 | NJ | 42.0013 | 37.1923 | 40.9875 | 42.7638 | 40.8107
PA | 30.0428 | 28.5519 | 31.2957 | 32.138 | 30.493 | PA | 31.9755 | 31.6784 | 36.9564 | 40.3926 | 39.9516
Energy Prices (2017$/MWh) | [5 empty] | Energy Prices (Nominal $/MWh)
| 2020 | 2022 | 2025 | 2028 | 2030 |  | 2020 | 2022 | 2025 | 2028 | 2030
MA | 41.7954 | 36.4894 | 34.5874 | 36.9343 | 37.6205 | MA | 44.4842 | 40.4851 | 40.8436 | 46.4209 | 49.29
CT | 37.0561 | 32.5648 | 32.001 | 32.2445 | 31.3124 | CT | 39.44 | 36.1308 | 37.7894 | 40.5265 | 41.0252
ME | 36.844 | 31.6316 | 32.2339 | 33.2196 | 31.8956 | ME | 39.2142 | 35.0954 | 38.0644 | 41.7521 | 41.7893
NH | 37.4057 | 31.9495 | 31.093 | 32.9449 | 31.9982 | NH | 39.812 | 35.448 | 36.7172 | 41.4068 | 41.9237
RI | 41.8827 | 37.0311 | 36.446 | 39.1025 | 38.7329 | RI | 44.5771 | 41.0862 | 43.0384 | 49.1459 | 50.7475
VT | 41.0711 | 34.9135 | 35.6324 | 37.0328 | 36.246 | VT | 43.7133 | 38.7366 | 42.0776 | 46.5447 | 47.4891
NY | 33.6074 | 28.4623 | 27.7125 | 27.2099 | 25.9727 | NY | 35.7695 | 31.579 | 32.7251 | 34.1987 | 34.0292
DE | 32.6515 | 25.9479 | 25.4003 | 27.6966 | 27.3004 | DE | 34.7521 | 28.7892 | 29.9947 | 34.8105 | 35.7688
MD | 29.6502 | 25.8233 | 25.3057 | 27.0401 | 26.6075 | MD | 31.5577 | 28.651 | 29.883 | 33.9854 | 34.861
9-state RGGI | 35.0426 | 29.902 | 29.0103 | 29.5086 | 28.7714 | 9-state RGGI | 37.297 | 33.1764 | 34.2577 | 37.0879 | 37.696
VA | 27.8895 | 25.4726 | 24.9134 | 26.272 | 25.9222 | VA | 29.6837 | 28.262 | 29.4198 | 33.02 | 33.963
NJ | 32.0244 | 27.2977 | 26.4163 | 27.1922 | 26.0868 | NJ | 34.0846 | 30.2869 | 31.1945 | 34.1766 | 34.1787
PA | 26.1279 | 23.2943 | 23.5444 | 25.3056 | 25.0096 | PA | 27.8088 | 25.8451 | 27.8031 | 31.8054 | 32.7674
Capacity Prices (2017$/kW-yr) | [5 empty] | Capacity Prices (Nominal $/kW-yr)
| 2020 | 2022 | 2025 | 2028 | 2030 |  | 2020 | 2022 | 2025 | 2028 | 2030
MA | 79.261 | 50.0764 | 41.1061 | 43.8885 | 42.7394 | MA | 84.36 | 55.56 | 48.5414 | 55.1613 | 55.9968
CT | 79.261 | 50.0764 | 41.1061 | 43.8885 | 42.7394 | CT | 84.36 | 55.56 | 48.5414 | 55.1613 | 55.9968
ME | 79.261 | 50.0764 | 41.1061 | 43.8885 | 42.7394 | ME | 84.36 | 55.56 | 48.5414 | 55.1613 | 55.9968
NH | 79.261 | 50.0764 | 41.1061 | 43.8885 | 42.7394 | NH | 84.36 | 55.56 | 48.5414 | 55.1613 | 55.9968
RI | 79.261 | 50.0764 | 41.1061 | 43.8885 | 42.7394 | RI | 84.36 | 55.56 | 48.5414 | 55.1613 | 55.9968
VT | 79.261 | 50.0764 | 41.1061 | 43.8885 | 42.7394 | VT | 84.36 | 55.56 | 48.5414 | 55.1613 | 55.9968
NY | 65.5198 | 100.9455 | 94.0962 | 85.3302 | 92.4578 | NY | 69.7348 | 111.9994 | 111.1164 | 107.2472 | 121.1374
DE | 65.1582 | 54.5212 | 72.6462 | 59.8514 | 44.342 | DE | 69.35 | 60.4915 | 85.7864 | 75.2241 | 58.0965
MD | 34.2938 | 46.0566 | 67.9013 | 59.8514 | 48.034 | MD | 36.5 | 51.1 | 80.1833 | 75.2241 | 62.9337
9-state RGGI | 71.1708 | 55.7758 | 53.4756 | 52.0405 | 49.0301 | 9-state RGGI | 75.7494 | 61.8834 | 63.1482 | 65.407 | 64.2387
VA | 34.2938 | 46.0566 | 67.9013 | 59.8514 | 48.034 | VA | 36.5 | 51.1 | 80.1833 | 75.2241 | 62.9337
NJ | 65.1582 | 54.5212 | 72.6462 | 59.8514 | 44.342 | NJ | 69.35 | 60.4915 | 85.7864 | 75.2241 | 58.0965
PA | 34.2938 | 46.0566 | 67.9013 | 59.8514 | 48.034 | PA | 36.5 | 51.1 | 80.1833 | 75.2241 | 62.9337
Natural Gas Prices (2017$/MMBtu) | [5 empty] | Natural Gas Prices (Nominal $/MMBtu)
| 2020 | 2022 | 2025 | 2028 | 2030 |  | 2020 | 2022 | 2025 | 2028 | 2030
Henry Hub | 2.8882 | 2.3792 | 2.6156 | 3.0007 | 2.9368 | Henry Hub | 3.074 | 2.6397 | 3.0887 | 3.7715 | 3.8478
Renewable Energy Credit Prices (2017$/MWh) | [5 empty] | Renewable Energy Credit Prices (Nominal $/MWh)
| 2020 | 2022 | 2025 | 2028 | 2030 |  | 2020 | 2022 | 2025 | 2028 | 2030
New England Tier 1 RPS | 27.5995 | 30.419 | 18.0135 | 2.546 | 2.4424 | New England Tier 1 RPS | 29.375 | 33.75 | 21.2717 | 3.2 | 3.2
PJM Tier 1 RPS | 7.2346 | 7.1654 | 8.6194 | 2.546 | 2.4424 | PJM Tier 1 RPS | 7.7 | 7.95 | 10.1785 | 3.2 | 3.2

## Emissions
PA DEP Policy Case
Affected CO2 Emissions (Million Short Tons) | [6 empty] | 12-State RGGI Compliance
| 2020 | 2022 | 2025 | 2028 | 2030 | 2019-2030 |  | 2020 | 2022 | 2025 | 2028 | 2030 | 2019-2030
MA | 9.5011 | 8.8841 | 7.3329 | 6.4212 | 6.148 | 93.0649 | Aggregate Cap 11-state | 74.2838 | 116.1128 | 105.1478 | 94.1828 | 86.8728 | 1181.7705
CT | 8.2212 | 7.2573 | 5.4789 | 4.2148 | 3.4331 | 70.7282 | Aggregate PA Cap |  | 78.1407 | 70.6591 | 63.1776 | 58.1898 | 615.9813
ME | 0.84761 | 0.86751 | 0 | 0.18411 | 0.30794 | 5.158 | Bank Adjustment* | 91.1677 | -18.2335 | -18.2335 | 0 | 0 | 0
NH | 2.1626 | 1.4824 | 0.50324 | 0.43514 | 0.48747 | 12.0749 | ECR Allowances Removed | 0 | -18.776 | -16.9915 | -15.207 | -14.0174 | -148.165
RI | 2.6927 | 2.6528 | 2.4442 | 2.4651 | 2.4632 | 30.5348 | Unsold Allowances | -3.0632e-06 | 0.00074884 | 0.00011732 | 1.1043e-05 | -9.984e-06 | 0.0026155
VT | 0.0032868 | 0.0032868 | 0.0032868 | 0.0032868 | 0.0032868 | 0.039442 | Effective Cap | 165.4515 | 153.5729 | 136.6287 | 137.4451 | 126.7646 | 1611.9806
NY | 27.5463 | 31.9126 | 26.6043 | 21.3426 | 19.7009 | 314.3721 | Affected Emissions | 75.728 | 159.7003 | 146.8074 | 134.775 | 126.765 | 1602.069
DE | 1.1481 | 1.5011 | 1.2376 | 1.2454 | 1.2548 | 15.5033 | CO2 Credit Price (2017$/Ton) | 5.2139 | 5.5845 | 6.1067 | 4.6453 | 4.428
MD | 7.3531 | 9.3745 | 9.3251 | 10.9961 | 7.9094 | 111.7028 | CO2 Credit Price (Nominal $/Ton) | 5.5494 | 6.196 | 7.2113 | 5.8384 | 5.8015
VA | 26.8219 | 24.7014 | 25.4597 | 25.2996 | 24.0436 | 304.0694 | *A bank of 91.16 million tons is assumed to carry over from 2019 into 2020 and is taken out of the cap 2021-2025.
NJ | 16.2521 | 18.0716 | 17.0324 | 14.7183 | 12.7161 | 194.6871 | The 2020 aggregate cap shown reflects the existing 21.891 million ton bank adjustment on the 2020 cap of 78.175 million tons.
PA | 75.3851 | 56.5553 | 55.3081 | 51.1082 | 51.169 | 690.8539
Total 12 state RGGI | 177.9349 | 163.2638 | 150.7298 | 138.4338 | 129.6369 | 1842.7889
Total CO2 Emissions PJM | 356.4848 | 319.651 | 305.7082 | 304.7915 | 294.6776 | 3798.0994
Total CO2 Emissions SERC | 355.4867 | 282.6726 | 288.6196 | 306.4894 | 306.6987 | 3651.0166
Total CO2 Emissions EI | 1297.0648 | 1116.4655 | 1108.6136 | 1143.1615 | 1137.7996 | 13836.6509
ISONE CO2 Emissions by Capacity Type (Million Tons)
| 2020 | 2022 | 2025 | 2028 | 2030 | 2019-2030
Combined Cycle | 22.302 | 20.0442 | 15.5898 | 13.4369 | 12.3508 | 204.1674
Coal | 0.7323 | 0.7323 | 0 | 0 | 0 | 3.6615
Combustion Turbine | 0.46344 | 0.49224 | 0.39598 | 0.40783 | 0.56029 | 5.3753
Oil/Gas Steam | 0.26653 | 0.22633 | 0.082925 | 0.16436 | 0.22633 | 2.1802
Total | 23.7642 | 21.495 | 16.0687 | 14.0091 | 13.1375 | 215.3845
New York CO2 Emissions by Capacity Type (Million Tons)
| 2020 | 2022 | 2025 | 2028 | 2030 | 2020-2030
Combined Cycle | 20.4419 | 25.1364 | 19.9578 | 14.9268 | 13.2319 | 213.7368
Coal | 1.4594 | 0 | 0 | 0 | 0 | 1.4594
Combustion Turbine | 2.3779 | 2.5925 | 1.2473 | 1.3147 | 1.2996 | 19.1413
Oil/Gas Steam | 4.8768 | 6.054 | 6.1722 | 5.7094 | 5.7504 | 64.4337
Total | 29.1561 | 33.7829 | 27.3773 | 21.9509 | 20.2819 | 298.7712
PJM Total CO2 Emissions by Capacity Type (Million Tons)
| 2020 | 2022 | 2025 | 2028 | 2030 | 2019-2030
Combined Cycle | 113.5523 | 147.6287 | 147.0184 | 135.0432 | 133.5375 | 1649.7128
Coal | 236.526 | 159.9497 | 144.8389 | 162.3294 | 153.6962 | 2028.1021
Combustion Turbine | 2.19 | 4.1291 | 3.731 | 2.8908 | 3.0742 | 39.7067
Oil/Gas Steam | 0.81525 | 2.0354 | 2.0553 | 1.1271 | 1.0053 | 18.2892
Total | 353.0835 | 313.7428 | 297.6436 | 301.3904 | 291.3132 | 3735.8108
RGGI PJM CO2 Emissions by Capacity Type (Million Tons)
| 2020 | 2022 | 2025 | 2028 | 2030 | 2019-2030
Combined Cycle | 19.7595 | 26.8986 | 25.6001 | 22.9442 | 20.5273 | 286.375
Coal | 4.451 | 0.30535 | 0.30535 | 2.9606 | 0.43555 | 20.0512
Combustion Turbine | 0.39635 | 0.57164 | 0.57959 | 0.39707 | 0.2413 | 5.6789
Oil/Gas Steam | 0.18349 | 1.3293 | 1.305 | 0.76544 | 0.76029 | 11.3266
Total | 24.7903 | 29.1049 | 27.7901 | 27.0673 | 21.9644 | 323.4317
Virginia CO2 Emissions by Capacity Type (Million Tons)
| 2020 | 2022 | 2025 | 2028 | 2030 | 2019-2030
Combined Cycle | 23.4371 | 24.1403 | 24.8804 | 23.2671 | 22.1376 | 285.8752
Coal | 2.7925 | 0.13294 | 0.094933 | 1.9627 | 1.9627 | 14.1195
Combustion Turbine | 0.40484 | 0.29704 | 0.27493 | 0.14016 | 0.10452 | 3.0506
Oil/Gas Steam | 0.39287 | 0.37434 | 0.44245 | 0.11243 | 0 | 3.5734
Total | 27.0273 | 24.9446 | 25.6927 | 25.4824 | 24.2048 | 306.6187
Pennsylvania CO2 Emissions by Capacity Type (Million Tons)
| 2020 | 2022 | 2025 | 2028 | 2030 | 2019-2030
Combined Cycle | 39.7856 | 51.256 | 51.3272 | 47.2243 | 48.0692 | 577.0629
Coal | 35.3926 | 4.6557 | 3.4379 | 3.3405 | 2.5306 | 107.618
Combustion Turbine | 0.19623 | 0.62101 | 0.52025 | 0.52243 | 0.56058 | 5.9441
Oil/Gas Steam | 0.010727 | 0.022541 | 0.022709 | 0.021062 | 0.008573 | 0.22896
Total | 75.3851 | 56.5553 | 55.3081 | 51.1082 | 51.169 | 690.8539
Fossil Fuel SO2 Emissions (Thousand Short Tons)
| 2020 | 2022 | 2025 | 2028 | 2030 | 2019-2030
MA | 0.036006 | 0.0029775 | 0 | 0.0037646 | 0.058811 | 0.15105
CT | 0 | 0 | 0 | 0 | 0 | 0
ME | 0 | 0 | 0 | 0 | 0 | 0
NH | 0.89248 | 0.86459 | 0 | 0 | 0 | 4.3787
RI | 0 | 0 | 0 | 0 | 0 | 0
VT | 0.0017164 | 0 | 0 | 0.00023405 | 0.00023405 | 0.004369
NY | 2.3652 | 1.4405 | 1.3523 | 1.3507 | 1.3527 | 18.5138
DE | 0.16922 | 0 | 0 | 0 | 0 | 0.33844
MD | 2.1646 | 0 | 0 | 1.5233 | 0.22411 | 9.1233
VA | 5.9399 | 5.3031 | 5.2396 | 5.9255 | 5.9371 | 67.2218
NJ | 0.94435 | 0.16528 | 0.94435 | 0 | 0 | 5.2176
PA | 38.5335 | 8.6985 | 8.15 | 6.7657 | 5.5011 | 153.4104
PJM | 283.7916 | 186.6497 | 179.1631 | 185.1678 | 175.0362 | 2395.5611
EI | 903.0989 | 610.9732 | 630.6027 | 692.0348 | 676.0857 | 8283.1153
Fossil Fuel NOx Emissions (Thousand Short Tons)
| 2020 | 2022 | 2025 | 2028 | 2030 | 2019-2030
MA | 1.9502 | 2.0039 | 1.4606 | 1.4713 | 1.7588 | 20.4664
CT | 1.3022 | 1.3065 | 1.1116 | 1.0166 | 0.97947 | 13.888
ME | 0.093168 | 0.096378 | 0.0015938 | 0.022627 | 0.036544 | 0.58468
NH | 0.64352 | 0.62275 | 0.084009 | 0.078959 | 0.08373 | 3.7279
RI | 0.32513 | 0.31424 | 0.30346 | 0.31204 | 0.31604 | 3.7556
VT | 0.07587 | 0.073656 | 0.073656 | 0.073958 | 0.087031 | 0.90258
NY | 15.9016 | 18.8671 | 13.3635 | 11.1454 | 10.6625 | 172.5937
DE | 0.44294 | 0.26354 | 0.18555 | 0.18724 | 0.18785 | 2.9827
MD | 1.3176 | 2.236 | 2.2583 | 2.6979 | 1.6964 | 25.9081
VA | 10.0775 | 8.4492 | 8.9289 | 8.6738 | 7.9261 | 106.237
NJ | 3.8644 | 4.1394 | 3.8601 | 3.0711 | 2.4415 | 43.3823
PA | 28.7523 | 18.8133 | 17.3445 | 14.7432 | 14.8526 | 225.0604
PJM | 194.3421 | 149.1543 | 138.5977 | 141.962 | 137.1461 | 1814.972
EI | 785.9311 | 670.4995 | 640.8315 | 642.4203 | 640.6762 | 8073.7922

## Fuel Consumption
PA DEP Policy Case
Fuel Consumption (TBtu)
Coal Consumption (TBtu)
| 2020 | 2022 | 2025 | 2028 | 2030
MA | 0 | 0 | 0 | 0 | 0
CT | 0 | 0 | 0 | 0 | 0
ME | 0 | 0 | 0 | 0 | 0
NH | 7.1339 | 7.1339 | 0 | 0 | 0
RI | 0 | 0 | 0 | 0 | 0
VT | 0 | 0 | 0 | 0 | 0
NY | 14.217 | 0 | 0 | 0 | 0
DE | 3.1725 | 0 | 0 | 0 | 0
MD | 29.6917 | 0 | 0 | 28.8412 | 4.2431
NJ | 10.4963 | 2.9746 | 2.9746 | 0 | 0
10-State RGGI | 64.7115 | 10.1086 | 2.9746 | 28.8412 | 4.2431
VA | 27.1705 | 1.2616 | 0.89139 | 19.0873 | 19.0873
PA | 344.6286 | 45.2993 | 33.4304 | 32.4793 | 24.6051
Annual Gas Consumption (TBtu)
| 2020 | 2022 | 2025 | 2028 | 2030
MA | 163.5636 | 153.2965 | 126.4514 | 110.8211 | 105.9625
CT | 143.0748 | 126.6311 | 96.0474 | 74.1613 | 60.8095
ME | 14.612 | 15.0872 | 0.13955 | 3.3167 | 5.4998
NH | 24.4342 | 12.8779 | 8.6934 | 7.5302 | 8.4242
RI | 47.3191 | 46.5969 | 42.989 | 43.2789 | 43.2056
VT | 0.17023 | 0.17023 | 0.17023 | 0.17023 | 0.18142
NY | 468.3469 | 572.399 | 463.263 | 370.5723 | 342.0563
DE | 14.1948 | 26.1147 | 21.595 | 21.855 | 21.9268
MD | 73.6057 | 161.2913 | 161.2016 | 137.8561 | 128.2318
NJ | 222.7232 | 265.9621 | 251.991 | 224.7169 | 200.4576
10-State RGGI | 1172.0445 | 1380.4269 | 1172.5416 | 994.2788 | 916.7555
VA | 413.9875 | 423.8415 | 437.2696 | 401.7715 | 379.9467
PA | 683.1655 | 886.566 | 886.0641 | 815.9849 | 830.8573
Winter Gas Consumption (TBtu)
| 2020 | 2022 | 2025 | 2028 | 2030
MA | 38.3475 | 31.336 | 25.0587 | 24.242 | 18.8808
CT | 24.6083 | 23.4767 | 15.4732 | 9.5255 | 9.777
ME | 4.8566 | 2.4825 | 0.0055516 | 0.029724 | 0.029724
NH | 7.6972 | 1.0333 | 0.028713 | 0.028713 | 0.18418
RI | 10.9551 | 10.9128 | 9.8949 | 10.194 | 10.234
VT | 0 | 0 | 0 | 0 | 0.011195
NY | 78.904 | 119.7506 | 94.5693 | 69.4604 | 59.5238
DE | 3.7518 | 6.308 | 5.74 | 5.8057 | 5.4081
MD | 14.5836 | 31.144 | 30.1801 | 26.7157 | 24.8978
NJ | 41.8782 | 59.9269 | 53.7624 | 47.657 | 43.2126
10-State RGGI | 225.5824 | 286.3708 | 234.7128 | 193.6587 | 172.1591
VA | 90.8565 | 96.9374 | 93.7242 | 92.9169 | 92.2255
PA | 157.2432 | 220.3604 | 207.9854 | 192.9251 | 190.1812
Oil Consumption (TBtu)
| 2020 | 2022 | 2025 | 2028 | 2030
MA | 0.13466 | 0.011136 | 0 | 0.01408 | 0.21995
CT | 0 | 0 | 0 | 0 | 0
ME | 0 | 0 | 0 | 0 | 0
NH | 0 | 0 | 0 | 0 | 0
RI | 0 | 0 | 0 | 0 | 0
VT | 0.044261 | 0 | 0 | 0.0060357 | 0.0060357
NY | 3.2162 | 3.1592 | 2.9658 | 2.9622 | 2.9666
DE | 0 | 0 | 0 | 0 | 0
MD | 0 | 0 | 0 | 0 | 0
NJ | 0 | 0 | 0 | 0 | 0
10-State RGGI | 3.3952 | 3.1703 | 2.9658 | 2.9823 | 3.1925
VA | 0 | 0 | 0 | 0 | 0
PA | 0 | 0 | 0 | 0 | 0

## Transmission
PA DEP Policy Case
Transmission Flows (TWh)
NY | [5 empty] | 2017 | 2020 | 2023 | 2026 | 2029 | 2031
| 2020 | 2022 | 2025 | 2028 | 2030 | 14.3011 | 11.4434 | 11.0541 | 12.157 | 12.157 | 12.3036
Imports from Canada | 13.9226 | 11.2932 | 9.3691 | 8.7956 | 8.5803 | 0.65827 | 0.81359 | 0.87696 | 0.91146 | 0.68944 | 0.40441 | 2017 | 2020 | 2023 | 2026 | 2029 | 2031
Imports from ISO-NE | 0.96909 | 1.1845 | 0.3114 | 0.15099 | 0.1154 | 6.6923 | 6.2297 | 10.841 | 9.855 | 8.4773 | 11.6327 | 41.7271 | 44.6622 | 42.3103 | 46.9918 | 48.9826 | 48.241
Imports from PJM - Non-RGGI | 5.212 | 1.8133 | 1.9739 | 1.7025 | 2.1739 | 3.6853 | 4.9163 | 10.0572 | 13.4948 | 15.6116 | 13.0323 | 15.9932 | 17.8255 | 17.2463 | 17.532 | 17.5361 | 17.8037
Imports from RGGI PJM | 5.2823 | 5.5502 | 5.3742 | 4.6892 | 3.5178
Exports to Canada | 2.1583 | 1.7659 | 2.1587 | 3.3359 | 4.6573 | 8.7303 | 8.3474 | 6.1663 | 7.4698 | 7.8433 | 7.9813 | 25.7339 | 26.8366 | 25.064 | 29.4599 | 31.4465 | 30.4373
Exports to ISO-NE | 4.064 | 4.1052 | 4.9321 | 6.4558 | 6.6665 | 2.3443 | 1.3349 | 0.66488 | 0.6459 | 0.81389 | 0.61777
Exports to PJM - Non-RGGI | 0.002197 | 0 | 0.41824 | 0.76542 | 0.86968 | 6.8917 | 3.8881 | 5.8837 | 1.3129 | -2.9451 | 2.7095
Exports to RGGI PJM | 0.13906 | 0.39628 | 0.85195 | 1.6511 | 1.8364
Net | 19.0224 | 13.5739 | 8.6677 | 3.1302 | 0.35763 | [6 empty] | 2017 | 2020 | 2023 | 2026 | 2029 | 2031
[12 empty] | 87.9002 | 87.5302 | 90.6262 | 95.5588 | 96.3639 | 97.9338
ISO-NE | [5 empty] | 2017 | 2020 | 2023 | 2026 | 2029 | 2031 | 31.4115 | 33.2377 | 35.0116 | 40.0539 | 42.4944 | 39.8394
| 2020 | 2022 | 2025 | 2028 | 2030 | 15.7911 | 16.0339 | 19.3775 | 18.1737 | 18.2143 | 17.3707 | 56.4888 | 54.2925 | 55.6145 | 55.5048 | 53.8695 | 58.0943
Imports from Canada | 20.0489 | 20.5011 | 24.3809 | 22.4579 | 20.9331 | 8.7303 | 8.3474 | 6.1663 | 7.4698 | 7.8433 | 7.9813
Imports from NY | 4.064 | 4.1052 | 4.9321 | 6.4558 | 6.6665 | 0 | 0 | 0 | 0 | 0 | 0
Exports to Canada | 0 | 0 | 0 | 0 | 0 | 0.65827 | 0.81359 | 0.87696 | 0.91146 | 0.68944 | 0.40441
Exports to NY | 0.96909 | 1.1845 | 0.3114 | 0.15099 | 0.1154 | 23.8631 | 23.5677 | 24.6668 | 24.7321 | 25.3681 | 24.9475
Net | 23.1438 | 23.4218 | 29.0016 | 28.7626 | 27.4842
RGGI PJM*
| 2020 | 2022 | 2025 | 2028 | 2030
Imports from PJM - Non-RGGI | 58.6313 | 47.1161 | 38.27 | 33.0863 | 32.6741
Imports from NY | 0.12703 | 0.33849 | 0.62985 | 1.185 | 1.3555
Exports to PJM - Non-RGGI | 0.98517 | 3.8799 | 4.0585 | 4.5909 | 4.5779
Exports to NY | 4.8253 | 4.7409 | 3.9732 | 3.3656 | 2.5967
Net | 52.9478 | 38.8338 | 30.8682 | 26.3148 | 26.855
*Inlcudes MD, DE and NJ
10-state RGGI
| 2020 | 2022 | 2025 | 2028 | 2030
Imports to RGGI | 108.2571 | 91.9022 | 85.2415 | 78.5233 | 76.0166
Exports from RGGI | 13.1432 | 16.0727 | 16.704 | 20.3156 | 21.3198
Net | 95.1139 | 75.8295 | 68.5375 | 58.2077 | 54.6968
Virginia
| 2020 | 2022 | 2025 | 2028 | 2030
Imports from PJM RGGI | 1.3614 | 12.1459 | 10.2695 | 7.1318 | 5.9419
Imports from PJM Non-RGGI | 43.5037 | 21.3736 | 25.7085 | 28.4011 | 28.9706
Imports from Non-PJM | 6.0499 | 11.5563 | 6.4962 | 1.9166 | 1.2053
Exports to PJM RGGI | 13.38 | 8.4864 | 8.1414 | 9.2923 | 10.5381
Exports to PJM Non-RGGI | 2.7822 | 3.4959 | 4.9027 | 4.8428 | 4.6998
Exports to Non-PJM | 5.6859 | 3.701 | 5.67 | 8.3644 | 7.9747
Net | 29.0668 | 29.3924 | 23.7602 | 14.9501 | 12.9053
Pennsylvania
| 2020 | 2022 | 2025 | 2028 | 2030
Imports from PJM RGGI | 2.5333 | 5.9888 | 6.4327 | 9.0246 | 9.4867
Imports from PJM Non-RGGI | 10.9216 | 6.3835 | 6.7326 | 5.428 | 4.8885
Imports from NYISO | 0.003128 | 0 | 0.43905 | 0.93804 | 1.0857
Imports from Non-PJM | 0.010785 | 0 | 0.014946 | 0.066957 | 0.062546
Exports to PJM RGGI | 74.9556 | 75.7633 | 71.7052 | 63.4982 | 60.7905
Exports to PJM Non-RGGI | 1.3504 | 2.7289 | 8.0615 | 10.9528 | 13.3761
Exports to NYISO | 4.9696 | 1.8107 | 3.0516 | 2.7381 | 3.6295
Exports to Non-PJM | 0.54913 | 0.38046 | 0.46073 | 0.45957 | 0.46465
Net | -67.8177 | -67.9307 | -69.2139 | -61.7984 | -62.3353