## Assumptions Overview
Overview of Modeling Assumptions- Reference Case (Business-As-Usual)
Category | Source/Approach for Assumptions
IPM Reporting Years | Reporting years for the IPM model: 2020, 2022, 2025, 2028, 2030
Demand - Load and Peak Growth | ISONE - 2019 CELT Net PDR NYISO – Includes adjustments for EE, PV, ZEV, HP, and Non-PV BTM DG PJM - PJM 2020 Load Forecast with incremental EE adjustments in VA and NJ to account for state legislative mandates. Incremental BTM Solar adjustments were also made in NJ. Rest of US: ISO (as available) or EIA AEO 2020 regional growth rates
Gas Prices at Henry Hub | Average of 2020 AEO Reference and High Gas Resource Cases
Build Costs - Renewables | EPA v6 adoption of NREL (2019 Annual Technology Baseline Study) capital costs; regionalized to account for cost differences by zone/state
Minimum Generation - NY | Assume minimum run time and oil burn for dual-fuel units in Zones J and K based on input from NYSERDA. The total MWhs of minimum generation declines over time consistent with the decline in load for each of the respective zones, maintaining the share of minimum generation as a percentage of load.
Minimum Generation - PJM (DE and MD) | DE - Minimum coal generation of 279 GWh in 2020
Minimum Generation - ISONE | NH - Minimum coal generation of 660 GWh in 2020 MA - Minimum coal generation of 393 GWh in 2020
Minimum Generation - PA | None
Firm Capacity Changes - NYISO | Latest information from NYISO and ICF
Firm Capacity Changes – PJM (DE, MD, NJ and VA) | Latest information from PJM ISO and ICF
Firm Capacity Changes – ISO-NE | Latest information from ISO-NE and ICF
Nuclear Lifetime | 80 years, or as planned by owners
Renewable Portfolio Standards | RPS targets met in New England and PJM with state-level RPS implementation. Fulfillment of NY 70-by-30 requirement RPS, including imports from Quebec.
Offshore Wind Requirements | Based on input from the States and expectations based on state policies/announcements. NY: 9,000 MW by 2035 MA: 3,200 MW; 2,400 by 2030 modeled CT: 2,000 MW by 2030 RI: 400 MW by 2030 MD: 1,568 MW by 2030 NJ: 3,500 MW by 2030 VA: 5,200 MW by 2034
Storage | Based on publicly announced storage targets as well as input from the RGGI states.
Firm Transmission | New England Clean Energy Connect – 1,200 MW from Quebec to New England in 2022.
RGGI Program Assumptions | New Jersey joins with 18 MMTon cap in 2020, declining 30% by 2030 Virginia joins in 2021 with 28 MMTon cap reduced by 3%

## Assumptions PA Firm
Assumptions Overview - Firm Capacity Changes in PA
Capacity Additions- Currently Operating Facilities
Facility | Capacity (MW) | Type | County | Online Yr.
Oxbow Creek Energy | 22 | Natural Gas ICE | Wyoming | 2019
Birdsboro Power Plant | 488 | Natural Gas Combined Cycle | Berks County | 2019
CPV Fairview Energy Center | 1050 | Natural Gas Combined Cycle | Cambria | 2020
Big Level | 90 | Land Based Wind (LBW) | Tioga | 2019
Subtotal- Operating Additions | 1650
Capacity Additions- PA Firm Future Capacity
Facility | Capacity (MW) | Type | County | Online Yr.
Hickory Run Energy Station | 1072 | Natural Gas Combined Cycle | Lawrence | 2020
Shell Chemical Appalachia LLC | 250.4 | Natural Gas Combined Cycle | Beaver | 2020
Towanda Township | 163 | Natural Gas Combined Cycle | Bradford | 2021
Hill Top Energy Center | 620 | Natural Gas Combined Cycle | Greene | 2021
Renovo Energy Center | 1026 | Natural Gas Combined Cycle | Clinton | 2022
St. Thomas Township Solar Facility | 20 | Solar | Franklin | 2020
St. Thomas Township Solar Facility II | 20 | Solar | Franklin | 2020
PA Solar Park | 20 | Solar | Carbon | 2021
Gardy's Mill Solar | 10.8 | Solar | Westmoreland | 2020
Gaucho Solar | 11.7 | Solar | Washington | 2021
Keystone Solar | 5 | Solar | Lancaster | 2021
Upton Solar | 15 | Solar | Franklin | 2021
Gaucho Solar | 20 | Solar | Washington | 2021
Blairs Valley | 20 | Solar | Franklin | 2021
Windmill Road | 20 | Solar | Centre | 2021
BE-PINE 1 Cain Road | 17.1 | Solar | Beaver | 2020
BE-PINE 2 Dam Road | 17.1 | Solar | Beaver | 2020
Stahlstown-Ligonier 25 kV | 13.8 | Solar | Westmoreland | 2022
PA Solar Park | 20 | Solar | Carbon | 2021
PA Solar Park | 20 | Solar | Carbon | 2021
Subtotal- Future Additions | 3381.9
TOTAL - PA Capacity Additions | 5031.9
Capacity Retirements
Facility | Capacity (MW) | Type | County | Year
Bruce Mansfield Unit-3 | 850 | Coal Steam | Beaver | 2019
Colver Power Project | 110 | Coal Steam | Cambria | 2020
Fairless Hills Landfill | 60 | Landfill Gas | Bucks | 2020
Pennsbury Generator Landfill | 6 | Landfill Gas | Bucks | 2020
Wheelabrator Frackville Energy | 42 | Coal Steam | Schuylkill | 2020
TOTAL - PA Capacity Retirements | 1068

## Assumptions PA Units
PA Electric Generating Units (EGUs)- 2018
Plant Name | ORIS Plant Code | PlantType | Capacity (MW) | On Line Year | RGGI Affected? | Notes on Operation
Gettysburg Energy & Nutrient Rec Facility | 58565 | Biomass | 2.5 | 2013 | N
Brunner Island | 3140 | Coal Steam | 363.3 | 1961 | Y | Brunner island agreed not to burn coal by 2023 during ozone season and not at all by 2028
Brunner Island | 3140 | Coal Steam | 405 | 1965 | Y
Brunner Island | 3140 | Coal Steam | 847.8 | 1969 | Y
Cheswick Power Plant | 8226 | Coal Steam | 637 | 1970 | Y
Conemaugh | 3118 | Coal Steam | 936 | 1970 | Y
Conemaugh | 3118 | Coal Steam | 936 | 1971 | Y
Ebensburg Power | 10603 | Coal Steam | 50 | 1991 | Y | Waste Coal
Foster Wheeler Mt Carmel Cogen | 10343 | Coal Steam | 43 | 1990 | Y | Waste Coal
Homer City Generating Station | 3122 | Coal Steam | 660 | 1969 | Y
Homer City Generating Station | 3122 | Coal Steam | 660 | 1969 | Y
Homer City Generating Station | 3122 | Coal Steam | 692 | 1977 | Y
John B Rich Memorial Power Station | 10113 | Coal Steam | 80 | 1988 | Y | Waste Coal
Keystone | 3136 | Coal Steam | 936 | 1967 | Y
Keystone | 3136 | Coal Steam | 936 | 1968 | Y
Northampton Generating Company LP | 50888 | Coal Steam | 134 | 1995 | Y | Waste Coal
Panther Creek Energy Facility | 50776 | Coal Steam | 84 | 1992 | Y | Waste Coal
Scrubgrass Generating Company LP | 50974 | Coal Steam | 84 | 1993 | Y | Waste Coal
Seward (PA) | 3130 | Coal Steam | 585 | 2004 | Y | Waste Coal
St Nicholas Cogen Project | 54634 | Coal Steam | 86 | 1990 | Y | Waste Coal
TalenEnergy Montour | 3149 | Coal Steam | 865 | 1972 | Y
TalenEnergy Montour | 3149 | Coal Steam | 865 | 1973 | Y
Westwood Generation LLC | 50611 | Coal Steam | 30 | 1987 | Y | Waste Coal
Colver Power Project | 10143 | Coal Steam | 110 | 1995 | Y | Waste Coal; Retire 2020
Cambria Cogeneration | 10641 | Coal Steam | 88 | 1991 | Y | Waste Coal; Retire 2020
Wheelabrator Frackville | 50879 | Coal Steam | 44.5 | 1988 | Y | Waste Coal; Retire 2020
Bethlehem Power Plant | 55690 | Combined Cycle | 576.5 | 2002 | Y
Bethlehem Power Plant | 55690 | Combined Cycle | 576.5 | 2003 | Y
Brunot Island | 3096 | Combined Cycle | 113.3 | 1973 | Y
Brunot Island | 3096 | Combined Cycle | 113.3 | 1973 | Y
Brunot Island | 3096 | Combined Cycle | 113.3 | 1974 | Y
Bucknell University | 54333 | Combined Cycle | 4.3 | 1998 | N
Bucknell University | 54333 | Combined Cycle | 0.5 | 1991 | N
Fairless Energy Center | 55298 | Combined Cycle | 1338 | 2004 | Y
Fayette Energy Facility | 55516 | Combined Cycle | 644 | 2003 | Y
FirstEnergy Allegheny Energy Units 3 4 & 5 | 55710 | Combined Cycle | 368 | 2003 | Y
Grays Ferry Cogeneration | 54785 | Combined Cycle | 192 | 1997 | Y
Hunlock Power Station | 3176 | Combined Cycle | 29.1 | 1959 | Y
Hunlock Power Station | 3176 | Combined Cycle | 98.2 | 2011 | Y
Hunterstown Power Plant | 55976 | Combined Cycle | 898 | 2003 | Y
Lackawanna Energy Center | 60357 | Combined Cycle | 555 | 2018 | Y
Lackawanna Energy Center | 60357 | Combined Cycle | 555 | 2018 | Y
Lackawanna Energy Center | 60357 | Combined Cycle | 555 | 2018 | Y
Liberty Electric Power Plant | 55231 | Combined Cycle | 614 | 2002 | Y
Lower Mount Bethel Energy | 55667 | Combined Cycle | 652 | 2004 | Y
Marcus Hook Energy LP | 55801 | Combined Cycle | 607 | 2004 | Y
Moxie Freedom Generation Plant | 59906 | Combined Cycle | 529 | 2018 | Y
Moxie Freedom Generation Plant | 59906 | Combined Cycle | 529 | 2018 | Y
Ontelaunee Energy Center | 55193 | Combined Cycle | 364 | 2002 | Y
Ontelaunee Energy Center | 55193 | Combined Cycle | 364 | 2002 | Y
Panda Hummel Station LLC | 60368 | Combined Cycle | 1194 | 2018 | Y
Panda Liberty Generation Plant | 58420 | Combined Cycle | 870 | 2016 | Y
Panda Patriot Generation Plant | 58426 | Combined Cycle | 870 | 2016 | Y
TalenEnergy Ironwood LLC | 55337 | Combined Cycle | 778 | 2001 | Y
Tenaska Westmoreland Generating Station | 60464 | Combined Cycle | 1134 | 2018 | Y
York Energy Center | 55524 | Combined Cycle | 560 | 2011 | Y
York Energy Center | 55524 | Combined Cycle | 889 | 2018 | Y
York Generation Company LLC | 54693 | Combined Cycle | 46 | 1989 | Y
Alpaca | 58813 | Combustion Turbine | 20.4 | 2017 | N
Archbald Power Station | 50279 | Combustion Turbine | 43.7 | 2001 | Y
Armstrong | 55347 | Combustion Turbine | 688 | 2002 | Y
Beaver Dam | 58811 | Combustion Turbine | 21 | 2016 | N
Blossburg | 3120 | Combustion Turbine | 16 | 1971 | N
Brunot Island | 3096 | Combustion Turbine | 25.5 | 1972 | Y
Chester Generating Station | 3157 | Combustion Turbine | 39 | 1969 | Y
Conemaugh | 3118 | Combustion Turbine | 11.2 | 1970 | N
Croydon CT Generating Station | 8012 | Combustion Turbine | 544 | 1974 | Y
Delaware Generating Station | 3160 | Combustion Turbine | 39 | 1969 | Y
Delaware Generating Station | 3160 | Combustion Turbine | 17 | 1970 | N
East Campus Steam Plant | 58195 | Combustion Turbine | 6.9 | 2011 | N
Eddystone Generating Station | 3161 | Combustion Turbine | 26 | 1967 | Y
Eddystone Generating Station | 3161 | Combustion Turbine | 34 | 1970 | Y
Falling Spring | 7397 | Combustion Turbine | 4.2 | 1967 | N
Falling Spring | 7397 | Combustion Turbine | 2.9 | 2001 | N
Falls | 3162 | Combustion Turbine | 51 | 1970 | Y
FirstEnergy Chambersburg | 55654 | Combustion Turbine | 88 | 2001 | Y
FirstEnergy Gans | 55377 | Combustion Turbine | 88 | 2000 | Y
FirstEnergy Springdale 1 & 2 | 55196 | Combustion Turbine | 88 | 1999 | Y
Hamilton (PA) | 3109 | Combustion Turbine | 18 | 1971 | N
Handsome Lake Energy LLC | 55233 | Combustion Turbine | 265 | 2001 | Y
Hazelton | 10870 | Combustion Turbine | 58.9 | 1989 | Y
Hazelton | 10870 | Combustion Turbine | 86.7 | 2002 | Y
Hunlock Unit 4 | 56397 | Combustion Turbine | 45 | 2000 | Y
Hunterstown | 3110 | Combustion Turbine | 53 | 1971 | Y
Indiana University of Pennsylvania | 10129 | Combustion Turbine | 24 | 1988 | N
Keystone | 3136 | Combustion Turbine | 11.2 | 1968 | N
Milan | 58818 | Combustion Turbine | 20.4 | 2017 | N
Moser Generating Station | 3163 | Combustion Turbine | 51 | 1970 | Y
Mountain | 3111 | Combustion Turbine | 36 | 1972 | Y
New Castle Plant | 3138 | Combustion Turbine | 5 | 1968 | N
Orchard Park | 55997 | Combustion Turbine | 23.2 | 2003 | N
Orrtanna | 3112 | Combustion Turbine | 18 | 1971 | N
Paxton Creek Cogeneration | 50373 | Combustion Turbine | 12 | 1986 | N
Portland (PA) | 3113 | Combustion Turbine | 13 | 1967 | N
Portland (PA) | 3113 | Combustion Turbine | 17 | 1971 | N
Portland (PA) | 3113 | Combustion Turbine | 134 | 1997 | Y
PPG Monroeville Chemicals Center | 58047 | Combustion Turbine | 0.3 | 2000 | N
PPG Monroeville Chemicals Center | 58047 | Combustion Turbine | 0.8 | 1998 | N
Procter & Gamble Mehoopany Mill | 50463 | Combustion Turbine | 40 | 1985 | Y
Procter & Gamble Mehoopany Mill | 50463 | Combustion Turbine | 64 | 2013 | Y
Richmond Generating Station | 3168 | Combustion Turbine | 98 | 1973 | Y
Roundtop | 58715 | Combustion Turbine | 21 | 2015 | N
Schuylkill Generating Station | 3169 | Combustion Turbine | 13 | 1969 | N
Schuylkill Generating Station | 3169 | Combustion Turbine | 17 | 1971 | N
Shawnee (PA) | 3114 | Combustion Turbine | 17 | 1972 | N
Shawville | 3131 | Combustion Turbine | 4 | 1960 | N
Shawville | 3131 | Combustion Turbine | 2 | 1966 | N
Southwark | 3170 | Combustion Turbine | 39 | 1967 | Y
Southwark | 3170 | Combustion Turbine | 13 | 1968 | N
Spring House | 59056 | Combustion Turbine | 3.8 | 2013 | N
Sunbury Generation LP | 3152 | Combustion Turbine | 36 | 1971 | Y
Sunbury Generation LP | 3152 | Combustion Turbine | 5 | 1967 | N
TalenEnergy Martin Creek LLC Allentown | 3139 | Combustion Turbine | 56 | 1967 | Y
TalenEnergy Martins Creek | 3148 | Combustion Turbine | 72 | 1971 | Y
TalenEnergy Martins Creek LLC Fishbach | 3142 | Combustion Turbine | 28 | 1969 | Y
TalenEnergy Martins Creek LLC Harrisburg | 3143 | Combustion Turbine | 42 | 1967 | Y
TalenEnergy Martins Creek LLC Harwood | 3144 | Combustion Turbine | 27 | 1967 | Y
TalenEnergy Martins Creek LLC Jenkins | 3146 | Combustion Turbine | 28 | 1969 | Y
TalenEnergy Martins Creek LLC Lock Haven | 3147 | Combustion Turbine | 14 | 1969 | N
TalenEnergy Martins Creek LLC West Shore | 3154 | Combustion Turbine | 28 | 1969 | Y
TalenEnergy Martins Creek LLC Williamsport | 3155 | Combustion Turbine | 27 | 1967 | Y
Titus | 3115 | Combustion Turbine | 13 | 1967 | N
Titus | 3115 | Combustion Turbine | 14 | 1970 | N
Tolna | 3116 | Combustion Turbine | 36 | 1972 | Y
Warren | 3132 | Combustion Turbine | 46 | 1972 | Y
Whitemarsh Central Utility Plant | 56513 | Combustion Turbine | 1.6 | 2007 | N
Wolf Run Energy | 61263 | Combustion Turbine | 13.2 | 2018 | N
AES ADA Energy Storage Array | 60811 | Energy Storage | 2 | 2013 | N
Green Mountain Storage, LLC | 55370 | Energy Storage | 10.4 | 2016 | N
Hazle Spindle | 57716 | Energy Storage | 20 | 2013 | N
Meyersdale Windpower | 56052 | Energy Storage | 18 | 2015 | N
Allegheny Hydro No 8 | 50897 | Hydro | 13.6 | 1990 | N
Allegheny Hydro No 9 | 50898 | Hydro | 17.8 | 1990 | N
Allegheny No 6 Hydro Station | 50894 | Hydro | 8 | 1988 | N
Allegheny No. 5 Hydro Station | 50893 | Hydro | 6 | 1988 | N
Beaver Valley Patterson Dam | 10546 | Hydro | 1.2 | 1982 | N
Conemaugh Hydro Plant | 52173 | Hydro | 4 | 1989 | N
Lake Lynn Hydro Station | 6636 | Hydro | 39 | 1926 | N
Lake Lynn Hydro Station | 6636 | Hydro | 13 | 1929 | N
Mahoning Creek Hydroelectric Project | 58685 | Hydro | 6.7 | 2013 | N
Piney | 3124 | Hydro | 23.6 | 1924 | N
Piney | 3124 | Hydro | 9.6 | 1928 | N
Safe Harbor | 3175 | Hydro | 33 | 1940 | N
Safe Harbor | 3175 | Hydro | 112.5 | 1985 | N
Safe Harbor | 3175 | Hydro | 75 | 1986 | N
Safe Harbor | 3175 | Hydro | 33 | 1934 | N
Safe Harbor | 3175 | Hydro | 68 | 1931 | N
Safe Harbor | 3175 | Hydro | 64 | 1932 | N
Safe Harbor | 3175 | Hydro | 32 | 1933 | N
TalenEnergy Holtwood | 3145 | Hydro | 10 | 1910 | N
TalenEnergy Holtwood | 3145 | Hydro | 13.2 | 1924 | N
TalenEnergy Holtwood | 3145 | Hydro | 2.4 | 2011 | N
TalenEnergy Holtwood | 3145 | Hydro | 129.2 | 2013 | N
TalenEnergy Holtwood | 3145 | Hydro | 60.2 | 1911 | N
TalenEnergy Holtwood | 3145 | Hydro | 10.3 | 1913 | N
TalenEnergy Holtwood | 3145 | Hydro | 23.7 | 1914 | N
TalenEnergy HW Wallenpaupack | 3153 | Hydro | 44 | 1926 | N
Townsend Hydro | 10285 | Hydro | 4.2 | 1987 | N
Warrior Ridge Hydro | 10152 | Hydro | 2.8 | 1985 | N
William F Matson Generating Station | 7128 | Hydro | 8.4 | 1988 | N
York Haven | 3117 | Hydro | 19 | 1905 | N
Yough Hydro Power | 52036 | Hydro | 12.2 | 1989 | N
Allenwood | 57581 | Landfill Gas | 3.2 | 2012 | N
Archbald Power Station | 50279 | Landfill Gas | 20 | 1998 | N
Archbald Power Station | 50279 | Landfill Gas | 8 | 2010 | N
Blue Ridge Landfill | 57466 | Landfill Gas | 6.4 | 2013 | N
Broad Mountain | 56911 | Landfill Gas | 8.8 | 2009 | N
Cumberland County PA LFG Recovery | 56887 | Landfill Gas | 6.4 | 2009 | N
Dart Container Corp | 58476 | Landfill Gas | 9.2 | 2012 | N
Frey Farm Landfill | 56510 | Landfill Gas | 1.6 | 2006 | N
Glades Pike Generation Plant | 59759 | Landfill Gas | 4.3 | 2011 | N
GLRA Landfill | 56512 | Landfill Gas | 3.2 | 2007 | N
Granger Energy of Morgantown | 60388 | Landfill Gas | 1.6 | 2016 | N
Green Knight Energy Center | 55765 | Landfill Gas | 7.2 | 2001 | N
Keystone Recovery | 54934 | Landfill Gas | 2.8 | 1995 | N
Keystone Recovery | 54934 | Landfill Gas | 2.1 | 1996 | N
L&S Sweetners | 58497 | Landfill Gas | 3.2 | 2013 | N
Lakeview Gas Recovery | 55074 | Landfill Gas | 6 | 1997 | N
Lanchester Generating Station | 56850 | Landfill Gas | 1.6 | 2006 | N
Lanchester Generating Station | 56850 | Landfill Gas | 1.6 | 2010 | N
Lycoming County | 57582 | Landfill Gas | 3 | 2012 | N
Mountain View | 56687 | Landfill Gas | 14.4 | 2003 | N
Norther Tier Landfill | 56890 | Landfill Gas | 1.6 | 2009 | N
Pine Grove | 56690 | Landfill Gas | 5.4 | 2008 | N
Pioneer Crossing Energy, LLC | 56957 | Landfill Gas | 6.4 | 2008 | N
Pioneer Crossing Energy, LLC | 56957 | Landfill Gas | 1.6 | 2013 | N
PPL Glendon LFGTE Plant | 57183 | Landfill Gas | 3.2 | 2011 | N
SECCRA Community Landfill | 56873 | Landfill Gas | 0.9 | 2007 | N
SECCRA Community Landfill | 56873 | Landfill Gas | 1.6 | 2010 | N
Tullytown | 58250 | Landfill Gas | 1.6 | 2013 | N
Waste Management Arden LFGTE | 57014 | Landfill Gas | 4.8 | 2009 | N
Covanta Delaware Valley | 10746 | Municipal Solid Waste | 79.8 | 1991 | N
Covanta Plymouth Renewable Energy | 54625 | Municipal Solid Waste | 28 | 1992 | N
Harrisburg Facility | 10118 | Municipal Solid Waste | 20.7 | 2005 | N
Lancaster County Resource Recovery | 50859 | Municipal Solid Waste | 20.4 | 1991 | N
Wheelabrator Falls | 54746 | Municipal Solid Waste | 45.2 | 1994 | N
York County Resource Recovery | 50215 | Municipal Solid Waste | 28.8 | 1989 | N
PWD Northeast WPCP Biogas Cogen Plant | 58326 | Non-Fossil Waste | 5.6 | 2013 | N
Limerick | 6105 | Nuclear | 1119.7 | 1986 | N
Limerick | 6105 | Nuclear | 1122.1 | 1990 | N
Peach Bottom | 3166 | Nuclear | 2493.8 | 1974 | N
TalenEnergy Susquehanna | 6103 | Nuclear | 1247 | 1983 | N
TalenEnergy Susquehanna | 6103 | Nuclear | 1247 | 1985 | N
Eddystone Generating Station | 3161 | O/G Steam | 391 | 1974 | Y
Eddystone Generating Station | 3161 | O/G Steam | 391 | 1976 | Y
New Castle Plant | 3138 | O/G Steam | 98 | 1952 | Y
New Castle Plant | 3138 | O/G Steam | 114 | 1958 | Y
New Castle Plant | 3138 | O/G Steam | 136 | 1964 | Y
Pixelle Specialty Solutions LLC - Spring Grove Facility | 50397 | O/G Steam | 55 | 1989 | Y
Pixelle Specialty Solutions LLC - Spring Grove Facility | 50397 | O/G Steam | 30 | 1993 | Y
Procter & Gamble Mehoopany Mill | 50463 | O/G Steam | 0.9 | 1984 | N
Shawville | 3131 | O/G Steam | 122 | 1954 | Y
Shawville | 3131 | O/G Steam | 125 | 1954 | Y
Shawville | 3131 | O/G Steam | 175 | 1959 | Y
Shawville | 3131 | O/G Steam | 175 | 1960 | Y
TalenEnergy Martins Creek | 3148 | O/G Steam | 850 | 1975 | Y
TalenEnergy Martins Creek | 3148 | O/G Steam | 850 | 1977 | Y
Allegheny Ridge Wind Farm | 56451 | Onshore Wind | 80 | 2007 | N
Armenia Mountain Wind Farm | 57044 | Onshore Wind | 100.5 | 2009 | N
Casselman Wind Power Project | 56369 | Onshore Wind | 34.5 | 2007 | N
Chestnut Flats Wind Farm | 57268 | Onshore Wind | 38 | 2011 | N
Forward Windpower LLC | 56699 | Onshore Wind | 29.4 | 2008 | N
FPL E Somerset Windpower LLC | 55803 | Onshore Wind | 9 | 2001 | N
Highland North Wind Farm | 57991 | Onshore Wind | 75 | 2012 | N
Highland Wind Project (PA) | 57139 | Onshore Wind | 62.5 | 2009 | N
Laurel Hill Wind | 57744 | Onshore Wind | 69 | 2012 | N
Locust Ridge | 56470 | Onshore Wind | 26 | 2007 | N
Locust Ridge II LLC | 56770 | Onshore Wind | 102 | 2009 | N
Lookout Windpower LLC | 56700 | Onshore Wind | 37.8 | 2008 | N
Mehoopany Wind Energy LLC | 57769 | Onshore Wind | 142.6 | 2012 | N
Meyersdale Windpower | 56052 | Onshore Wind | 30 | 2003 | N
Mill Run Windpower | 55805 | Onshore Wind | 15 | 2001 | N
North Allegheny Windpower Project | 56651 | Onshore Wind | 70 | 2009 | N
Patton Wind Farm | 57999 | Onshore Wind | 30 | 2012 | N
PPL Frey Farm Landfill Wind | 57182 | Onshore Wind | 3.2 | 2011 | N
Ringer Hill Wind Farm, LLC | 60329 | Onshore Wind | 39.9 | 2016 | N
Sandy Ridge Wind Farm | 57285 | Onshore Wind | 48.2 | 2012 | N
South Chestnut LLC | 56796 | Onshore Wind | 50.4 | 2012 | N
Stony Creek Wind Farm LLC | 56980 | Onshore Wind | 52.5 | 2009 | N
Twin Ridges Wind Farm | 57998 | Onshore Wind | 139.4 | 2012 | N
Waymart Wind | 56001 | Onshore Wind | 64.5 | 2003 | N
Wind Park Bear Creek | 56299 | Onshore Wind | 24 | 2006 | N
FirstEnergy Seneca | 8225 | Pumped Storage | 513 | 1970 | N
Muddy Run | 3164 | Pumped Storage | 802 | 1967 | N
Muddy Run | 3164 | Pumped Storage | 268 | 1968 | N
500 Virginia Solar | 57640 | Solar PV | 1 | 2011 | N
Aqua Ingrams Mill | 57280 | Solar PV | 0.4 | 2009 | N
Beaver Solar LLC | 59546 | Solar PV | 1.3 | 2012 | N
CASD Solar | 57668 | Solar PV | 1.3 | 2010 | N
Crayola Solar Project | 57216 | Solar PV | 1 | 2010 | N
Crayola Solar Project | 57216 | Solar PV | 1 | 2011 | N
Crayola Solar Project | 57216 | Solar PV | 0.8 | 2012 | N
Elizabethtown Solar | 60985 | Solar PV | 2 | 2016 | N
GSK York RDC Solar Facility | 57390 | Solar PV | 1.6 | 2010 | N
Keystone Solar | 58091 | Solar PV | 5 | 2012 | N
Knouse Solar Project 1 | 57412 | Solar PV | 0.4 | 2010 | N
Lincoln Financial Field | 58231 | Solar PV | 2.9 | 2013 | N
Longwood Gardens | 57768 | Solar PV | 1.3 | 2010 | N
Marlboro Mushrooms Solar Field | 59327 | Solar PV | 1 | 2011 | N
Martin Limestone Solar Array | 58443 | Solar PV | 1 | 2012 | N
Masser Farms Realty Solar | 57494 | Solar PV | 1 | 2011 | N
Merck - Upper Gwynedd Solar Array | 61198 | Solar PV | 1.5 | 2011 | N
MF Mesa Lane LLC | 56993 | Solar PV | 1.5 | 2008 | N
Morgantown Solar Park | 57362 | Solar PV | 1.6 | 2011 | N
PA Solar Park | 57256 | Solar PV | 10 | 2012 | N
Pickering Solar | 58535 | Solar PV | 1.4 | 2012 | N
Pocono Solar Project | 57367 | Solar PV | 3 | 2010 | N
Romark PA Solar | 57465 | Solar PV | 1.8 | 2011 | N
Temple Solar Arrays | 60848 | Solar PV | 2.2 | 2011 | N
Trexlertown Solar Array North and South | 57519 | Solar PV | 1.9 | 2011 | N

## Capacity Additions
PA DEP Reference Case
Cumulative Capacity Added (MW) | [5 empty] | Incremental Capacity Added (MW)
Pennsylvania | [5 empty] | Pennsylvania
| 2020 | 2022 | 2025 | 2028 | 2030 |  | 2020 | 2022 | 2025 | 2028 | 2030
Biomass | 0 | 0 | 0 | 0 | 0 | Biomass | 0 | 0 | 0 | 0 | 0
Coal | 0 | 0 | 0 | 0 | 0 | Coal | 0 | 0 | 0 | 0 | 0
Combined Cycle | 0 | 0 | 0 | 0 | 0 | Combined Cycle | 0 | 0 | 0 | 0 | 0
Combustion Turbine | 0 | 162.3507 | 162.3507 | 162.3507 | 162.3507 | Combustion Turbine | 0 | 162.3507 | 0 | 0 | 0
Storage | 0 | 0 | 0 | 0 | 0 | Storage | 0 | 0 | 0 | 0 | 0
Economic Conventional Capacity Added | 0 | 162.3507 | 162.3507 | 162.3507 | 162.3507 | Economic Conventional Capacity Added | 0 | 162.3507 | 0 | 0 | 0
Hydro | 0 | 0 | 0 | 0 | 0 | Hydro | 0 | 0 | 0 | 0 | 0
Solar | 85 | 250.5 | 374.0625 | 497.625 | 580 | Solar | 85 | 165.5 | 123.5625 | 123.5625 | 82.375
LBW | 0 | 35 | 200 | 200 | 200 | LBW | 0 | 35 | 165 | 0 | 0
Offshore Wind | 0 | 0 | 0 | 0 | 0 | Offshore Wind | 0 | 0 | 0 | 0 | 0
Other Renewable | 0 | 0 | 0 | 0 | 0 | Other Renewable | 0 | 0 | 0 | 0 | 0
Economic Renewable Capacity Added | 85 | 285.5 | 574.0625 | 697.625 | 780 | Economic Renewable Capacity Added | 85 | 200.5 | 288.5625 | 123.5625 | 82.375
Total Economic Capacity Added | 85 | 447.8507 | 736.4132 | 859.9757 | 942.3507 | Total Economic Capacity Added | 85 | 362.8507 | 288.5625 | 123.5625 | 82.375
Biomass | 0 | 0 | 0 | 0 | 0 | Biomass | 0 | 0 | 0 | 0 | 0
Coal | 0 | 0 | 0 | 0 | 0 | Coal | 0 | 0 | 0 | 0 | 0
Combined Cycle | 2372.4 | 4181.4 | 4181.4 | 4181.4 | 4181.4 | Combined Cycle | 2372.4 | 1809 | 0 | 0 | 0
Combustion Turbine | 0 | 0 | 0 | 0 | 0 | Combustion Turbine | 0 | 0 | 0 | 0 | 0
Storage | 0 | 0 | 0 | 0 | 0 | Storage | 0 | 0 | 0 | 0 | 0
Other | 0 | 0 | 0 | 0 | 0 | Other | 0 | 0 | 0 | 0 | 0
Firm Conventional Capacity Added | 2372.4 | 4181.4 | 4181.4 | 4181.4 | 4181.4 | Firm Conventional Capacity Added | 2372.4 | 1809 | 0 | 0 | 0
Hydro | 0 | 0 | 0 | 0 | 0 | Hydro | 0 | 0 | 0 | 0 | 0
Solar | 0 | 0 | 0 | 0 | 0 | Solar | 0 | 0 | 0 | 0 | 0
LBW | 90 | 90 | 90 | 90 | 90 | LBW | 90 | 0 | 0 | 0 | 0
Offshore Wind | 0 | 0 | 0 | 0 | 0 | Offshore Wind | 0 | 0 | 0 | 0 | 0
Other Renewable | 0 | 0 | 0 | 0 | 0 | Other Renewable | 0 | 0 | 0 | 0 | 0
Firm Renewable Capacity Added | 90 | 90 | 90 | 90 | 90 | Firm Renewable Capacity Added | 90 | 0 | 0 | 0 | 0
Total Firm Capacity Added | 2462.4 | 4271.4 | 4271.4 | 4271.4 | 4271.4 | Total Firm Capacity Added | 2462.4 | 1809 | 0 | 0 | 0
Total Capacity Added | 2547.4 | 4719.2507 | 5007.8132 | 5131.3757 | 5213.7507 | Total Capacity Added | 2547.4 | 2171.8507 | 288.5625 | 123.5625 | 82.375
Coal | 2653.5 | 6324.7157 | 8668.02 | 10052.1901 | 11591.317 | Coal | 2653.5 | 3671.2157 | 2343.3043 | 1384.1701 | 1539.1269
Combined Cycle (Gas) | 0 | 0 | 0 | 0 | 0 | Combined Cycle (Gas) | 0 | 0 | 0 | 0 | 0
Combustion Turbine (Gas) | 50 | 50 | 50 | 50 | 50 | Combustion Turbine (Gas) | 50 | 0 | 0 | 0 | 0
Nuclear | 805 | 805 | 805 | 805 | 805 | Nuclear | 805 | 0 | 0 | 0 | 0
Oil/Gas Steam | 0 | 0 | 0 | 0 | 0 | Oil/Gas Steam | 0 | 0 | 0 | 0 | 0
Other | 0 | 0 | 0 | 0 | 0 | Other | 0 | 0 | 0 | 0 | 0
Total Retirements (Including Firm) | 3508.5 | 7179.7157 | 9523.02 | 10907.1901 | 12446.317 | Total Retirements (Including Firm) | 3508.5 | 3671.2157 | 2343.3043 | 1384.1701 | 1539.1269
Net Capacity Change | -961.1 | -2460.4649 | -4515.2068 | -5775.8144 | -7232.5663 | Net Capacity Change | -961.1 | -1499.3649 | -2054.7418 | -1260.6076 | -1456.7519
Virginia | [5 empty] | Virginia
| 2020 | 2022 | 2025 | 2028 | 2030 |  | 2020 | 2022 | 2025 | 2028 | 2030
Biomass | 0 | 0 | 0 | 0 | 0 | Biomass | 0 | 0 | 0 | 0 | 0
Coal | 0 | 0 | 0 | 0 | 0 | Coal | 0 | 0 | 0 | 0 | 0
Combined Cycle | 0 | 0 | 0 | 0 | 0 | Combined Cycle | 0 | 0 | 0 | 0 | 0
Combustion Turbine | 0 | 0 | 0 | 0 | 0 | Combustion Turbine | 0 | 0 | 0 | 0 | 0
Storage | 0 | 0 | 0 | 0 | 0 | Storage | 0 | 0 | 0 | 0 | 0
Economic Conventional Capacity Added | 0 | 0 | 0 | 0 | 0 | Economic Conventional Capacity Added | 0 | 0 | 0 | 0 | 0
Hydro | 0 | 0 | 1 | 1 | 1 | Hydro | 0 | 0 | 1 | 0 | 0
Solar | 1839.0469 | 2039.0469 | 4039.0469 | 4039.0469 | 4039.0469 | Solar | 1839.0469 | 200 | 2000 | 0 | 0
LBW | 0 | 73.62 | 295.546 | 295.546 | 295.546 | LBW | 0 | 73.62 | 221.926 | 0 | 0
Offshore Wind | 0 | 0 | 0 | 0 | 0 | Offshore Wind | 0 | 0 | 0 | 0 | 0
Other Renewable | 0 | 0 | 0 | 0 | 0 | Other Renewable | 0 | 0 | 0 | 0 | 0
Economic Renewable Capacity Added | 1839.0469 | 2112.6669 | 4335.5929 | 4335.5929 | 4335.5929 | Economic Renewable Capacity Added | 1839.0469 | 273.62 | 2222.926 | 0 | 0
Total Economic Capacity Added | 1839.0469 | 2112.6669 | 4335.5929 | 4335.5929 | 4335.5929 | Total Economic Capacity Added | 1839.0469 | 273.62 | 2222.926 | 0 | 0
Biomass | 0 | 0 | 0 | 0 | 0 | Biomass | 0 | 0 | 0 | 0 | 0
Coal | 0 | 0 | 0 | 0 | 0 | Coal | 0 | 0 | 0 | 0 | 0
Combined Cycle | 2668 | 2668 | 2668 | 2668 | 2668 | Combined Cycle | 2668 | 0 | 0 | 0 | 0
Combustion Turbine | 0 | 0 | 0 | 0 | 0 | Combustion Turbine | 0 | 0 | 0 | 0 | 0
Storage | 0 | 0 | 0 | 0 | 30 | Storage | 0 | 0 | 0 | 0 | 30
Other | 0 | 0 | 0 | 0 | 0 | Other | 0 | 0 | 0 | 0 | 0
Firm Conventional Capacity Added | 2668 | 2668 | 2668 | 2668 | 2698 | Firm Conventional Capacity Added | 2668 | 0 | 0 | 0 | 30
Hydro | 0 | 0 | 0 | 0 | 0 | Hydro | 0 | 0 | 0 | 0 | 0
Solar | 320 | 1280 | 2720 | 4160 | 5120 | Solar | 320 | 960 | 1440 | 1440 | 960
LBW | 0 | 0 | 0 | 0 | 0 | LBW | 0 | 0 | 0 | 0 | 0
Offshore Wind | 0 | 12 | 12 | 2640 | 3920 | Offshore Wind | 0 | 12 | 0 | 2628 | 1280
Other Renewable | 0 | 0 | 0 | 0 | 0 | Other Renewable | 0 | 0 | 0 | 0 | 0
Firm Renewable Capacity Added | 320 | 1292 | 2732 | 6800 | 9040 | Firm Renewable Capacity Added | 320 | 972 | 1440 | 4068 | 2240
Total Firm Capacity Added | 2988 | 3960 | 5400 | 9468 | 11738 | Total Firm Capacity Added | 2988 | 972 | 1440 | 4068 | 2270
Total Capacity Added | 4827.0469 | 6072.6669 | 9735.5929 | 13803.5929 | 16073.5929 | Total Capacity Added | 4827.0469 | 1245.62 | 3662.926 | 4068 | 2270
Coal | 1516.1043 | 3308.9043 | 3557.2043 | 3557.2043 | 3557.2043 | Coal | 1516.1043 | 1792.8 | 248.3 | 0 | 0
Combined Cycle (Gas) | 0 | 267 | 267 | 267 | 267 | Combined Cycle (Gas) | 0 | 267 | 0 | 0 | 0
Combustion Turbine (Gas) | 0 | 0 | 0 | 0 | 0 | Combustion Turbine (Gas) | 0 | 0 | 0 | 0 | 0
Nuclear | 0 | 0 | 0 | 0 | 0 | Nuclear | 0 | 0 | 0 | 0 | 0
Oil/Gas Steam | 0 | 1329 | 1329 | 1329 | 1329 | Oil/Gas Steam | 0 | 1329 | 0 | 0 | 0
Other | 0 | 0 | 0 | 0 | 0 | Other | 0 | 0 | 0 | 0 | 0
Total Retirements (Including Firm) | 1516.1043 | 4904.9043 | 5153.2043 | 5153.2043 | 5153.2043 | Total Retirements (Including Firm) | 1516.1043 | 3388.8 | 248.3 | 0 | 0
Net Capacity Change | 3310.9426 | 1167.7626 | 4582.3886 | 8650.3886 | 10920.3886 | Net Capacity Change | 3310.9426 | -2143.18 | 3414.626 | 4068 | 2270
RGGI (10-state) | [5 empty] | RGGI (10-state)
| 2020 | 2022 | 2025 | 2028 | 2030 |  | 2020 | 2022 | 2025 | 2028 | 2030
Biomass | 0 | 0 | 0 | 0 | 0 | Biomass | 0 | 0 | 0 | 0 | 0
Coal | 0 | 0 | 0 | 0 | 0 | Coal | 0 | 0 | 0 | 0 | 0
Combined Cycle | 0 | 4.2948 | 4.2948 | 4.2948 | 4.2948 | Combined Cycle | 0 | 4.2948 | 0 | 0 | 0
Combustion Turbine | 0 | 0 | 0 | 0 | 0 | Combustion Turbine | 0 | 0 | 0 | 0 | 0
Storage | 278.5118 | 278.5118 | 278.5118 | 278.5118 | 278.5118 | Storage | 278.5118 | 0 | 0 | 0 | 0
Economic Conventional Capacity Added | 278.5118 | 282.8066 | 282.8066 | 282.8066 | 282.8066 | Economic Conventional Capacity Added | 278.5118 | 4.2948 | 0 | 0 | 0
Hydro | 0 | 0 | 0 | 0 | 0 | Hydro | 0 | 0 | 0 | 0 | 0
Solar | 75 | 1686.8143 | 9420.6802 | 10424.5101 | 13016.1656 | Solar | 75 | 1744.2981 | 7733.8659 | 1003.8299 | 2591.6555
LBW | 183.98 | 692.52 | 1066.8089 | 2413.5322 | 3079.4768 | LBW | 183.98 | 508.54 | 374.2889 | 1346.7233 | 665.9447
Offshore Wind | 0 | 0 | 2096 | 4496 | 6896 | Offshore Wind | 0 | 0 | 2096 | 2400 | 2400
Other Renewable | 0 | 0 | 0 | 0 | 0 | Other Renewable | 0 | 0 | 0 | 0 | 0
Economic Renewable Capacity Added | 258.98 | 2379.3343 | 12583.4891 | 17334.0423 | 22991.6424 | Economic Renewable Capacity Added | 258.98 | 2252.8381 | 10204.1548 | 4750.5532 | 5657.6002
Total Economic Capacity Added | 537.4918 | 2662.1409 | 12866.2957 | 17616.8488 | 23274.449 | Total Economic Capacity Added | 537.4918 | 2257.1329 | 10204.1548 | 4750.5532 | 5657.6002
Biomass | 0 | 19 | 19 | 19 | 19 | Biomass | 0 | 19 | 0 | 0 | 0
Coal | 0 | 0 | 0 | 0 | 0 | Coal | 0 | 0 | 0 | 0 | 0
Combined Cycle | 2401 | 2401 | 2401 | 2401 | 2401 | Combined Cycle | 2401 | 0 | 0 | 0 | 0
Combustion Turbine | 336 | 394 | 394 | 394 | 394 | Combustion Turbine | 336 | 58 | 0 | 0 | 0
Storage | 0 | 0 | 1900 | 1900 | 1900 | Storage | 0 | 0 | 1900 | 0 | 2000
Other | 0 | 0 | 0 | 0 | 0 | Other | 0 | 0 | 0 | 0 | 0
Firm Conventional Capacity Added | 2737 | 2814 | 4714 | 4714 | 4714 | Firm Conventional Capacity Added | 2737 | 77 | 1900 | 0 | 2000
Hydro | 11.56 | 689.56 | 689.56 | 689.56 | 689.56 | Hydro | 11.56 | 678 | 0 | 0 | 0
Solar | 741.96 | 1492.6414 | 1499.3122 | 1577.0485 | 1577.0485 | Solar | 741.96 | 785.6814 | 6.6709 | 77.7363 | 0
LBW | 965.8114 | 1619.8114 | 2536.8599 | 3487.2858 | 4174.5547 | LBW | 965.8114 | 654 | 917.0484 | 950.426 | 687.2689
Offshore Wind | 0 | 0 | 2668 | 5868 | 8768 | Offshore Wind | 0 | 0 | 3768 | 4640 | 3860
Other Renewable | 0 | 0 | 0 | 0 | 0 | Other Renewable | 0 | 0 | 0 | 0 | 0
Firm Renewable Capacity Added | 1719.3314 | 3802.0128 | 7393.7321 | 11621.8944 | 15209.1633 | Firm Renewable Capacity Added | 1719.3314 | 2117.6814 | 4691.7193 | 5668.1623 | 4547.2689
Total Firm Capacity Added | 4456.3314 | 6616.0128 | 12107.7321 | 16335.8944 | 19923.1633 | Total Firm Capacity Added | 4456.3314 | 2194.6814 | 6591.7193 | 5668.1623 | 6547.2689
Total Capacity Added | 4993.8232 | 9278.1537 | 24974.0278 | 33952.7432 | 43197.6122 | Total Capacity Added | 4993.8232 | 4451.8143 | 16795.8741 | 10418.7154 | 12204.869
Coal | 1791.8856 | 2877.3703 | 3846.3084 | 4029.115 | 4029.115 | Coal | 1791.8856 | 1236.4847 | 1284.3512 | 293.7465 | 30.6759
Combined Cycle (Gas) | 0 | 0 | 0 | 239 | 1561.4487 | Combined Cycle (Gas) | 0 | 0 | 0 | 239 | 1322.4487
Combustion Turbine (Gas) | 50 | 50 | 2945 | 2945 | 2945 | Combustion Turbine (Gas) | 50 | 0 | 2895 | 0 | 388.918
Nuclear | 1712.4 | 2751.7 | 2751.7 | 2751.7 | 3964.5 | Nuclear | 1712.4 | 1039.3 | 0 | 0 | 1212.8
Oil/Gas Steam | 138.1351 | 735.5409 | 3578.2948 | 5648.2557 | 6343.7986 | Oil/Gas Steam | 138.1351 | 597.4058 | 2842.7539 | 2069.9609 | 695.5429
Other | 0 | 0 | 0 | 0 | 0 | Other | 0 | 0 | 0 | 0 | 0
Total Retirements (Including Firm) | 3692.4207 | 6414.6112 | 13121.3033 | 15613.0706 | 18843.8623 | Total Retirements (Including Firm) | 3692.4207 | 2873.1905 | 7022.1051 | 2602.7073 | 3650.3856
Net Capacity Change | 1301.4025 | 2863.5425 | 11852.7245 | 18339.6726 | 24353.75 | Net Capacity Change | 1301.4025 | 1578.6238 | 9773.7689 | 7816.0081 | 8554.4834
New Jersey | [5 empty] | New Jersey
| 2020 | 2022 | 2025 | 2028 | 2030 |  | 2020 | 2022 | 2025 | 2028 | 2030
Biomass | 0 | 0 | 0 | 0 | 0 | Biomass | 0 | 0 | 0 | 0 | 0
Coal | 0 | 0 | 0 | 0 | 0 | Coal | 0 | 0 | 0 | 0 | 0
Combined Cycle | 0 | 0 | 0 | 0 | 0 | Combined Cycle | 0 | 0 | 0 | 0 | 0
Combustion Turbine | 0 | 0 | 0 | 0 | 0 | Combustion Turbine | 0 | 0 | 0 | 0 | 0
Storage | 0 | 0 | 0 | 0 | 0 | Storage | 0 | 0 | 0 | 0 | 0
Economic Conventional Capacity Added | 0 | 0 | 0 | 0 | 0 | Economic Conventional Capacity Added | 0 | 0 | 0 | 0 | 0
Hydro | 0 | 0 | 0 | 0 | 0 | Hydro | 0 | 0 | 0 | 0 | 0
Solar | 0 | 132.4838 | 132.4838 | 132.4838 | 132.4838 | Solar | 0 | 132.4838 | 0 | 0 | 0
LBW | 0 | 0 | 0 | 0 | 0 | LBW | 0 | 0 | 0 | 0 | 0
Offshore Wind | 0 | 0 | 0 | 0 | 0 | Offshore Wind | 0 | 0 | 0 | 0 | 0
Other Renewable | 0 | 0 | 0 | 0 | 0 | Other Renewable | 0 | 0 | 0 | 0 | 0
Economic Renewable Capacity Added | 0 | 132.4838 | 132.4838 | 132.4838 | 132.4838 | Economic Renewable Capacity Added | 0 | 132.4838 | 0 | 0 | 0
Total Economic Capacity Added | 0 | 132.4838 | 132.4838 | 132.4838 | 132.4838 | Total Economic Capacity Added | 0 | 132.4838 | 0 | 0 | 0
Biomass | 0 | 0 | 0 | 0 | 0 | Biomass | 0 | 0 | 0 | 0 | 0
Coal | 0 | 0 | 0 | 0 | 0 | Coal | 0 | 0 | 0 | 0 | 0
Combined Cycle | 0 | 0 | 0 | 0 | 0 | Combined Cycle | 0 | 0 | 0 | 0 | 0
Combustion Turbine | 0 | 0 | 0 | 0 | 0 | Combustion Turbine | 0 | 0 | 0 | 0 | 0
Storage | 0 | 0 | 0 | 0 | 2000 | Storage | 0 | 0 | 0 | 0 | 2000
Other | 0 | 0 | 0 | 0 | 0 | Other | 0 | 0 | 0 | 0 | 0
Firm Conventional Capacity Added | 0 | 0 | 0 | 0 | 2000 | Firm Conventional Capacity Added | 0 | 0 | 0 | 0 | 2000
Hydro | 0 | 0 | 0 | 0 | 0 | Hydro | 0 | 0 | 0 | 0 | 0
Solar | 35 | 35 | 35 | 35 | 35 | Solar | 35 | 0 | 0 | 0 | 0
LBW | 0 | 0 | 0 | 0 | 0 | LBW | 0 | 0 | 0 | 0 | 0
Offshore Wind | 0 | 0 | 1100 | 2540 | 3500 | Offshore Wind | 0 | 0 | 1100 | 1440 | 960
Other Renewable | 0 | 0 | 0 | 0 | 0 | Other Renewable | 0 | 0 | 0 | 0 | 0
Firm Renewable Capacity Added | 35 | 35 | 1135 | 2575 | 3535 | Firm Renewable Capacity Added | 35 | 0 | 1100 | 1440 | 960
Total Firm Capacity Added | 35 | 35 | 1135 | 2575 | 5535 | Total Firm Capacity Added | 35 | 0 | 1100 | 1440 | 2960
Total Capacity Added | 35 | 167.4838 | 1267.4838 | 2707.4838 | 5667.4838 | Total Capacity Added | 35 | 132.4838 | 1100 | 1440 | 2960
Coal | 151 | 151 | 466.4131 | 577.353 | 608.0289 | Coal | 151 | 0 | 315.4131 | 110.94 | 30.6759
Combined Cycle (Gas) | 0 | 0 | 0 | 0 | 0 | Combined Cycle (Gas) | 0 | 0 | 0 | 0 | 0
Combustion Turbine (Gas) | 0 | 0 | 0 | 0 | 388.918 | Combustion Turbine (Gas) | 0 | 0 | 0 | 0 | 388.918
Nuclear | 0 | 0 | 0 | 0 | 0 | Nuclear | 0 | 0 | 0 | 0 | 0
Oil/Gas Steam | 0 | 0 | 0 | 0 | 0 | Oil/Gas Steam | 0 | 0 | 0 | 0 | 0
Other | 0 | 0 | 0 | 0 | 0 | Other | 0 | 0 | 0 | 0 | 0
Total Retirements (Including Firm) | 151 | 151 | 466.4131 | 577.353 | 996.947 | Total Retirements (Including Firm) | 151 | 0 | 315.4131 | 110.94 | 419.594
Net Capacity Change | -116 | 16.4838 | 801.0708 | 2130.1308 | 4670.5369 | Net Capacity Change | -116 | 132.4838 | 784.5869 | 1329.06 | 2540.406
Massachusetts | [5 empty] | Massachusetts
| 2020 | 2022 | 2025 | 2028 | 2030 |  | 2020 | 2022 | 2025 | 2028 | 2030
Biomass | 0 | 0 | 0 | 0 | 0 | Biomass | 0 | 0 | 0 | 0 | 0
Coal | 0 | 0 | 0 | 0 | 0 | Coal | 0 | 0 | 0 | 0 | 0
Combined Cycle | 0 | 0 | 0 | 0 | 0 | Combined Cycle | 0 | 0 | 0 | 0 | 0
Combustion Turbine | 0 | 0 | 0 | 0 | 0 | Combustion Turbine | 0 | 0 | 0 | 0 | 0
Storage | 0 | 0 | 0 | 0 | 0 | Storage | 0 | 0 | 0 | 0 | 0
Economic Conventional Capacity Added | 0 | 0 | 0 | 0 | 0 | Economic Conventional Capacity Added | 0 | 0 | 0 | 0 | 0
Hydro | 0 | 0 | 0 | 0 | 0 | Hydro | 0 | 0 | 0 | 0 | 0
Solar | 20 | 656.8143 | 656.8143 | 656.8143 | 656.8143 | Solar | 20 | 636.8143 | 0 | 0 | 0
LBW | 5.28 | 39.72 | 39.72 | 39.72 | 39.72 | LBW | 5.28 | 34.44 | 0 | 0 | 0
Offshore Wind | 0 | 0 | 1200 | 2000 | 2400 | Offshore Wind | 0 | 0 | 1200 | 800 | 400
Other Renewable | 0 | 0 | 0 | 0 | 0 | Other Renewable | 0 | 0 | 0 | 0 | 0
Economic Renewable Capacity Added | 25.28 | 696.5343 | 1896.5343 | 2696.5343 | 3096.5343 | Economic Renewable Capacity Added | 25.28 | 671.2543 | 1200 | 800 | 400
Total Economic Capacity Added | 25.28 | 696.5343 | 1896.5343 | 2696.5343 | 3096.5343 | Total Economic Capacity Added | 25.28 | 671.2543 | 1200 | 800 | 400
Biomass | 0 | 0 | 0 | 0 | 0 | Biomass | 0 | 0 | 0 | 0 | 0
Coal | 0 | 0 | 0 | 0 | 0 | Coal | 0 | 0 | 0 | 0 | 0
Combined Cycle | 0 | 0 | 0 | 0 | 0 | Combined Cycle | 0 | 0 | 0 | 0 | 0
Combustion Turbine | 336 | 394 | 394 | 394 | 394 | Combustion Turbine | 336 | 58 | 0 | 0 | 0
Storage | 0 | 0 | 400 | 400 | 400 | Storage | 0 | 0 | 400 | 0 | 0
Other | 0 | 0 | 0 | 0 | 0 | Other | 0 | 0 | 0 | 0 | 0
Firm Conventional Capacity Added | 336 | 394 | 794 | 794 | 794 | Firm Conventional Capacity Added | 336 | 58 | 400 | 0 | 0
Hydro | 0 | 678 | 678 | 678 | 678 | Hydro | 0 | 678 | 0 | 0 | 0
Solar | 12 | 45 | 45 | 45 | 45 | Solar | 12 | 33 | 0 | 0 | 0
LBW | 15.8114 | 15.8114 | 15.8114 | 15.8114 | 15.8114 | LBW | 15.8114 | 0 | 0 | 0 | 0
Offshore Wind | 0 | 0 | 1200 | 2000 | 2400 | Offshore Wind | 0 | 0 | 1200 | 800 | 400
Other Renewable | 0 | 0 | 0 | 0 | 0 | Other Renewable | 0 | 0 | 0 | 0 | 0
Firm Renewable Capacity Added | 27.8114 | 738.8114 | 1938.8114 | 2738.8114 | 3138.8114 | Firm Renewable Capacity Added | 27.8114 | 711 | 1200 | 800 | 400
Total Firm Capacity Added | 363.8114 | 1132.8114 | 2732.8114 | 3532.8114 | 3932.8114 | Total Firm Capacity Added | 363.8114 | 769 | 1600 | 800 | 400
Total Capacity Added | 389.0914 | 1829.3457 | 4629.3457 | 6229.3457 | 7029.3457 | Total Capacity Added | 389.0914 | 1440.2543 | 2800 | 1600 | 800
Coal | 0 | 0 | 0 | 0 | 0 | Coal | 0 | 0 | 0 | 0 | 0
Combined Cycle (Gas) | 0 | 0 | 0 | 0 | 0 | Combined Cycle (Gas) | 0 | 0 | 0 | 0 | 0
Combustion Turbine (Gas) | 50 | 50 | 50 | 50 | 50 | Combustion Turbine (Gas) | 50 | 0 | 0 | 0 | 0
Nuclear | 685 | 685 | 685 | 685 | 685 | Nuclear | 685 | 0 | 0 | 0 | 0
Oil/Gas Steam | 1.1351 | 578.7281 | 1252.754 | 1252.754 | 1252.754 | Oil/Gas Steam | 1.1351 | 577.593 | 674.0259 | 0 | 0
Other | 0 | 0 | 0 | 0 | 0 | Other | 0 | 0 | 0 | 0 | 0
Total Retirements (Including Firm) | 736.1351 | 1313.7281 | 1987.754 | 1987.754 | 1987.754 | Total Retirements (Including Firm) | 736.1351 | 577.593 | 674.0259 | 0 | 0
Net Capacity Change | -347.0437 | 515.6176 | 2641.5917 | 4241.5917 | 5041.5917 | Net Capacity Change | -347.0437 | 862.6613 | 2125.9741 | 1600 | 800
Maine | [5 empty] | Maine
| 2020 | 2022 | 2025 | 2028 | 2030 |  | 2020 | 2022 | 2025 | 2028 | 2030
Biomass | 0 | 0 | 0 | 0 | 0 | Biomass | 0 | 0 | 0 | 0 | 0
Coal | 0 | 0 | 0 | 0 | 0 | Coal | 0 | 0 | 0 | 0 | 0
Combined Cycle | 0 | 0 | 0 | 0 | 0 | Combined Cycle | 0 | 0 | 0 | 0 | 0
Combustion Turbine | 0 | 0 | 0 | 0 | 0 | Combustion Turbine | 0 | 0 | 0 | 0 | 0
Storage | 0 | 0 | 0 | 0 | 0 | Storage | 0 | 0 | 0 | 0 | 0
Economic Conventional Capacity Added | 0 | 0 | 0 | 0 | 0 | Economic Conventional Capacity Added | 0 | 0 | 0 | 0 | 0
Hydro | 0 | 0 | 0 | 0 | 0 | Hydro | 0 | 0 | 0 | 0 | 0
Solar | 0 | 0 | 0 | 0 | 0 | Solar | 0 | 0 | 0 | 0 | 0
LBW | 104.94 | 218.76 | 218.76 | 218.76 | 218.76 | LBW | 104.94 | 113.82 | 0 | 0 | 0
Offshore Wind | 0 | 0 | 0 | 0 | 0 | Offshore Wind | 0 | 0 | 0 | 0 | 0
Other Renewable | 0 | 0 | 0 | 0 | 0 | Other Renewable | 0 | 0 | 0 | 0 | 0
Economic Renewable Capacity Added | 104.94 | 218.76 | 218.76 | 218.76 | 218.76 | Economic Renewable Capacity Added | 104.94 | 113.82 | 0 | 0 | 0
Total Economic Capacity Added | 104.94 | 218.76 | 218.76 | 218.76 | 218.76 | Total Economic Capacity Added | 104.94 | 113.82 | 0 | 0 | 0
Biomass | 0 | 0 | 0 | 0 | 0 | Biomass | 0 | 0 | 0 | 0 | 0
Coal | 0 | 0 | 0 | 0 | 0 | Coal | 0 | 0 | 0 | 0 | 0
Combined Cycle | 0 | 0 | 0 | 0 | 0 | Combined Cycle | 0 | 0 | 0 | 0 | 0
Combustion Turbine | 0 | 0 | 0 | 0 | 0 | Combustion Turbine | 0 | 0 | 0 | 0 | 0
Storage | 0 | 0 | 0 | 0 | 0 | Storage | 0 | 0 | 0 | 0 | 0
Other | 0 | 0 | 0 | 0 | 0 | Other | 0 | 0 | 0 | 0 | 0
Firm Conventional Capacity Added | 0 | 0 | 0 | 0 | 0 | Firm Conventional Capacity Added | 0 | 0 | 0 | 0 | 0
Hydro | 0 | 0 | 0 | 0 | 0 | Hydro | 0 | 0 | 0 | 0 | 0
Solar | 130 | 130 | 130 | 130 | 130 | Solar | 130 | 0 | 0 | 0 | 0
LBW | 0 | 0 | 0 | 0 | 0 | LBW | 0 | 0 | 0 | 0 | 0
Offshore Wind | 0 | 0 | 0 | 0 | 0 | Offshore Wind | 0 | 0 | 0 | 0 | 0
Other Renewable | 0 | 0 | 0 | 0 | 0 | Other Renewable | 0 | 0 | 0 | 0 | 0
Firm Renewable Capacity Added | 130 | 130 | 130 | 130 | 130 | Firm Renewable Capacity Added | 130 | 0 | 0 | 0 | 0
Total Firm Capacity Added | 130 | 130 | 130 | 130 | 130 | Total Firm Capacity Added | 130 | 0 | 0 | 0 | 0
Total Capacity Added | 234.94 | 348.76 | 348.76 | 348.76 | 348.76 | Total Capacity Added | 234.94 | 113.82 | 0 | 0 | 0
Coal | 0 | 0 | 0 | 0 | 0 | Coal | 0 | 0 | 0 | 0 | 0
Combined Cycle (Gas) | 0 | 0 | 0 | 239 | 239 | Combined Cycle (Gas) | 0 | 0 | 0 | 239 | 0
Combustion Turbine (Gas) | 0 | 0 | 0 | 0 | 0 | Combustion Turbine (Gas) | 0 | 0 | 0 | 0 | 0
Nuclear | 8 | 8 | 8 | 8 | 8 | Nuclear | 8 | 0 | 0 | 0 | 0
Oil/Gas Steam | 0 | 9.1123 | 711.9809 | 711.9809 | 831.0403 | Oil/Gas Steam | 0 | 9.1123 | 702.8686 | 0 | 119.0594
Other | 0 | 0 | 0 | 0 | 0 | Other | 0 | 0 | 0 | 0 | 0
Total Retirements (Including Firm) | 8 | 17.1123 | 719.9809 | 958.9809 | 1078.0403 | Total Retirements (Including Firm) | 8 | 9.1123 | 702.8686 | 239 | 119.0594
Net Capacity Change | 226.94 | 331.6477 | -371.2209 | -610.2209 | -729.2803 | Net Capacity Change | 226.94 | 104.7077 | -702.8686 | -239 | -119.0594
Connecticut | [5 empty] | Connecticut
| 2020 | 2022 | 2025 | 2028 | 2030 |  | 2020 | 2022 | 2025 | 2028 | 2030
Biomass | 0 | 0 | 0 | 0 | 0 | Biomass | 0 | 0 | 0 | 0 | 0
Coal | 0 | 0 | 0 | 0 | 0 | Coal | 0 | 0 | 0 | 0 | 0
Combined Cycle | 0 | 0 | 0 | 0 | 0 | Combined Cycle | 0 | 0 | 0 | 0 | 0
Combustion Turbine | 0 | 0 | 0 | 0 | 0 | Combustion Turbine | 0 | 0 | 0 | 0 | 0
Storage | 0 | 0 | 0 | 0 | 0 | Storage | 0 | 0 | 0 | 0 | 0
Economic Conventional Capacity Added | 0 | 0 | 0 | 0 | 0 | Economic Conventional Capacity Added | 0 | 0 | 0 | 0 | 0
Hydro | 0 | 0 | 0 | 0 | 0 | Hydro | 0 | 0 | 0 | 0 | 0
Solar | 0 | 0 | 0 | 0 | 0 | Solar | 0 | 0 | 0 | 0 | 0
LBW | 0 | 0 | 0 | 0 | 0 | LBW | 0 | 0 | 0 | 0 | 0
Offshore Wind | 0 | 0 | 0 | 0 | 0 | Offshore Wind | 0 | 0 | 0 | 0 | 0
Other Renewable | 0 | 0 | 0 | 0 | 0 | Other Renewable | 0 | 0 | 0 | 0 | 0
Economic Renewable Capacity Added | 0 | 0 | 0 | 0 | 0 | Economic Renewable Capacity Added | 0 | 0 | 0 | 0 | 0
Total Economic Capacity Added | 0 | 0 | 0 | 0 | 0 | Total Economic Capacity Added | 0 | 0 | 0 | 0 | 0
Biomass | 0 | 0 | 0 | 0 | 0 | Biomass | 0 | 0 | 0 | 0 | 0
Coal | 0 | 0 | 0 | 0 | 0 | Coal | 0 | 0 | 0 | 0 | 0
Combined Cycle | 487 | 487 | 487 | 487 | 487 | Combined Cycle | 487 | 0 | 0 | 0 | 0
Combustion Turbine | 0 | 0 | 0 | 0 | 0 | Combustion Turbine | 0 | 0 | 0 | 0 | 0
Storage | 0 | 0 | 0 | 0 | 0 | Storage | 0 | 0 | 0 | 0 | 0
Other | 0 | 0 | 0 | 0 | 0 | Other | 0 | 0 | 0 | 0 | 0
Firm Conventional Capacity Added | 487 | 487 | 487 | 487 | 487 | Firm Conventional Capacity Added | 487 | 0 | 0 | 0 | 0
Hydro | 0 | 0 | 0 | 0 | 0 | Hydro | 0 | 0 | 0 | 0 | 0
Solar | 154.8 | 154.8 | 154.8 | 154.8 | 154.8 | Solar | 154.8 | 0 | 0 | 0 | 0
LBW | 0 | 0 | 0 | 0 | 0 | LBW | 0 | 0 | 0 | 0 | 0
Offshore Wind | 0 | 0 | 300 | 1100 | 2000 | Offshore Wind | 0 | 0 | 300 | 800 | 900
Other Renewable | 0 | 0 | 0 | 0 | 0 | Other Renewable | 0 | 0 | 0 | 0 | 0
Firm Renewable Capacity Added | 154.8 | 154.8 | 454.8 | 1254.8 | 2154.8 | Firm Renewable Capacity Added | 154.8 | 0 | 300 | 800 | 900
Total Firm Capacity Added | 641.8 | 641.8 | 941.8 | 1741.8 | 2641.8 | Total Firm Capacity Added | 641.8 | 0 | 300 | 800 | 900
Total Capacity Added | 641.8 | 641.8 | 941.8 | 1741.8 | 2641.8 | Total Capacity Added | 641.8 | 0 | 300 | 800 | 900
Coal | 0 | 383.426 | 383.426 | 383.426 | 383.426 | Coal | 0 | 383.426 | 0 | 0 | 0
Combined Cycle (Gas) | 0 | 0 | 0 | 0 | 720.454 | Combined Cycle (Gas) | 0 | 0 | 0 | 0 | 720.454
Combustion Turbine (Gas) | 0 | 0 | 0 | 0 | 0 | Combustion Turbine (Gas) | 0 | 0 | 0 | 0 | 0
Nuclear | 0 | 0 | 0 | 0 | 0 | Nuclear | 0 | 0 | 0 | 0 | 0
Oil/Gas Steam | 0 | 0 | 632.1595 | 782.192 | 782.192 | Oil/Gas Steam | 0 | 0 | 632.1595 | 150.0325 | 0
Other | 0 | 0 | 0 | 0 | 0 | Other | 0 | 0 | 0 | 0 | 0
Total Retirements (Including Firm) | 0 | 383.426 | 1015.5855 | 1165.618 | 1886.072 | Total Retirements (Including Firm) | 0 | 383.426 | 632.1595 | 150.0325 | 720.454
Net Capacity Change | 641.8 | 258.374 | -73.7855 | 576.182 | 755.728 | Net Capacity Change | 641.8 | -383.426 | -332.1595 | 649.9675 | 179.546
New Hampshire | [5 empty] | New Hampshire
| 2020 | 2022 | 2025 | 2028 | 2030 |  | 2020 | 2022 | 2025 | 2028 | 2030
Biomass | 0 | 0 | 0 | 0 | 0 | Biomass | 0 | 0 | 0 | 0 | 0
Coal | 0 | 0 | 0 | 0 | 0 | Coal | 0 | 0 | 0 | 0 | 0
Combined Cycle | 0 | 0 | 0 | 0 | 0 | Combined Cycle | 0 | 0 | 0 | 0 | 0
Combustion Turbine | 0 | 0 | 0 | 0 | 0 | Combustion Turbine | 0 | 0 | 0 | 0 | 0
Storage | 0 | 0 | 0 | 0 | 0 | Storage | 0 | 0 | 0 | 0 | 0
Economic Conventional Capacity Added | 0 | 0 | 0 | 0 | 0 | Economic Conventional Capacity Added | 0 | 0 | 0 | 0 | 0
Hydro | 0 | 0 | 0 | 0 | 0 | Hydro | 0 | 0 | 0 | 0 | 0
Solar | 30 | 30 | 30 | 30 | 30 | Solar | 30 | 0 | 0 | 0 | 0
LBW | 14.4 | 71.16 | 71.16 | 71.16 | 71.16 | LBW | 14.4 | 56.76 | 0 | 0 | 0
Offshore Wind | 0 | 0 | 0 | 0 | 0 | Offshore Wind | 0 | 0 | 0 | 0 | 0
Other Renewable | 0 | 0 | 0 | 0 | 0 | Other Renewable | 0 | 0 | 0 | 0 | 0
Economic Renewable Capacity Added | 44.4 | 101.16 | 101.16 | 101.16 | 101.16 | Economic Renewable Capacity Added | 44.4 | 56.76 | 0 | 0 | 0
Total Economic Capacity Added | 44.4 | 101.16 | 101.16 | 101.16 | 101.16 | Total Economic Capacity Added | 44.4 | 56.76 | 0 | 0 | 0
Biomass | 0 | 0 | 0 | 0 | 0 | Biomass | 0 | 0 | 0 | 0 | 0
Coal | 0 | 0 | 0 | 0 | 0 | Coal | 0 | 0 | 0 | 0 | 0
Combined Cycle | 0 | 0 | 0 | 0 | 0 | Combined Cycle | 0 | 0 | 0 | 0 | 0
Combustion Turbine | 0 | 0 | 0 | 0 | 0 | Combustion Turbine | 0 | 0 | 0 | 0 | 0
Storage | 0 | 0 | 0 | 0 | 0 | Storage | 0 | 0 | 0 | 0 | 0
Other | 0 | 0 | 0 | 0 | 0 | Other | 0 | 0 | 0 | 0 | 0
Firm Conventional Capacity Added | 0 | 0 | 0 | 0 | 0 | Firm Conventional Capacity Added | 0 | 0 | 0 | 0 | 0
Hydro | 5 | 5 | 5 | 5 | 5 | Hydro | 5 | 0 | 0 | 0 | 0
Solar | 80 | 80 | 80 | 80 | 80 | Solar | 80 | 0 | 0 | 0 | 0
LBW | 0 | 0 | 0 | 0 | 0 | LBW | 0 | 0 | 0 | 0 | 0
Offshore Wind | 0 | 0 | 0 | 0 | 0 | Offshore Wind | 0 | 0 | 0 | 0 | 0
Other Renewable | 0 | 0 | 0 | 0 | 0 | Other Renewable | 0 | 0 | 0 | 0 | 0
Firm Renewable Capacity Added | 85 | 85 | 85 | 85 | 85 | Firm Renewable Capacity Added | 85 | 0 | 0 | 0 | 0
Total Firm Capacity Added | 85 | 85 | 85 | 85 | 85 | Total Firm Capacity Added | 85 | 0 | 0 | 0 | 0
Total Capacity Added | 129.4 | 186.16 | 186.16 | 186.16 | 186.16 | Total Capacity Added | 129.4 | 56.76 | 0 | 0 | 0
Coal | 254.8856 | 331.8954 | 423.418 | 423.418 | 423.418 | Coal | 254.8856 | 77.0098 | 91.5226 | 0 | 0
Combined Cycle (Gas) | 0 | 0 | 0 | 0 | 0 | Combined Cycle (Gas) | 0 | 0 | 0 | 0 | 0
Combustion Turbine (Gas) | 0 | 0 | 0 | 0 | 0 | Combustion Turbine (Gas) | 0 | 0 | 0 | 0 | 0
Nuclear | 0 | 0 | 0 | 0 | 0 | Nuclear | 0 | 0 | 0 | 0 | 0
Oil/Gas Steam | 0 | 10.7005 | 10.7005 | 10.7005 | 10.7005 | Oil/Gas Steam | 0 | 10.7005 | 0 | 0 | 0
Other | 0 | 0 | 0 | 0 | 0 | Other | 0 | 0 | 0 | 0 | 0
Total Retirements (Including Firm) | 254.8856 | 342.5959 | 434.1185 | 434.1185 | 434.1185 | Total Retirements (Including Firm) | 254.8856 | 87.7103 | 91.5226 | 0 | 0
Net Capacity Change | -125.4856 | -156.4359 | -247.9585 | -247.9585 | -247.9585 | Net Capacity Change | -125.4856 | -30.9503 | -91.5226 | 0 | 0
Rhode Island | [5 empty] | Rhode Island
| 2020 | 2022 | 2025 | 2028 | 2030 |  | 2020 | 2022 | 2025 | 2028 | 2030
Biomass | 0 | 0 | 0 | 0 | 0 | Biomass | 0 | 0 | 0 | 0 | 0
Coal | 0 | 0 | 0 | 0 | 0 | Coal | 0 | 0 | 0 | 0 | 0
Combined Cycle | 0 | 0 | 0 | 0 | 0 | Combined Cycle | 0 | 0 | 0 | 0 | 0
Combustion Turbine | 0 | 0 | 0 | 0 | 0 | Combustion Turbine | 0 | 0 | 0 | 0 | 0
Storage | 0 | 0 | 0 | 0 | 0 | Storage | 0 | 0 | 0 | 0 | 0
Economic Conventional Capacity Added | 0 | 0 | 0 | 0 | 0 | Economic Conventional Capacity Added | 0 | 0 | 0 | 0 | 0
Hydro | 0 | 0 | 0 | 0 | 0 | Hydro | 0 | 0 | 0 | 0 | 0
Solar | 0 | 0 | 0 | 0 | 235 | Solar | 0 | 0 | 0 | 0 | 235
LBW | 0 | 0 | 0 | 0 | 45 | LBW | 0 | 0 | 0 | 0 | 45
Offshore Wind | 0 | 0 | 0 | 0 | 0 | Offshore Wind | 0 | 0 | 0 | 0 | 0
Other Renewable | 0 | 0 | 0 | 0 | 0 | Other Renewable | 0 | 0 | 0 | 0 | 0
Economic Renewable Capacity Added | 0 | 0 | 0 | 0 | 280 | Economic Renewable Capacity Added | 0 | 0 | 0 | 0 | 280
Total Economic Capacity Added | 0 | 0 | 0 | 0 | 280 | Total Economic Capacity Added | 0 | 0 | 0 | 0 | 280
Biomass | 0 | 0 | 0 | 0 | 0 | Biomass | 0 | 0 | 0 | 0 | 0
Coal | 0 | 0 | 0 | 0 | 0 | Coal | 0 | 0 | 0 | 0 | 0
Combined Cycle | 0 | 0 | 0 | 0 | 0 | Combined Cycle | 0 | 0 | 0 | 0 | 0
Combustion Turbine | 0 | 0 | 0 | 0 | 0 | Combustion Turbine | 0 | 0 | 0 | 0 | 0
Storage | 0 | 0 | 0 | 0 | 0 | Storage | 0 | 0 | 0 | 0 | 0
Other | 0 | 0 | 0 | 0 | 0 | Other | 0 | 0 | 0 | 0 | 0
Firm Conventional Capacity Added | 0 | 0 | 0 | 0 | 0 | Firm Conventional Capacity Added | 0 | 0 | 0 | 0 | 0
Hydro | 0 | 0 | 0 | 0 | 0 | Hydro | 0 | 0 | 0 | 0 | 0
Solar | 20 | 20 | 20 | 20 | 20 | Solar | 20 | 0 | 0 | 0 | 0
LBW | 0 | 0 | 0 | 0 | 0 | LBW | 0 | 0 | 0 | 0 | 0
Offshore Wind | 0 | 0 | 0 | 0 | 400 | Offshore Wind | 0 | 0 | 0 | 0 | 400
Other Renewable | 0 | 0 | 0 | 0 | 0 | Other Renewable | 0 | 0 | 0 | 0 | 0
Firm Renewable Capacity Added | 20 | 20 | 20 | 20 | 420 | Firm Renewable Capacity Added | 20 | 0 | 0 | 0 | 400
Total Firm Capacity Added | 20 | 20 | 20 | 20 | 420 | Total Firm Capacity Added | 20 | 0 | 0 | 0 | 400
Total Capacity Added | 20 | 20 | 20 | 20 | 700 | Total Capacity Added | 20 | 0 | 0 | 0 | 680
Coal | 0 | 0 | 0 | 0 | 0 | Coal | 0 | 0 | 0 | 0 | 0
Combined Cycle (Gas) | 0 | 0 | 0 | 0 | 0 | Combined Cycle (Gas) | 0 | 0 | 0 | 0 | 0
Combustion Turbine (Gas) | 0 | 0 | 0 | 0 | 0 | Combustion Turbine (Gas) | 0 | 0 | 0 | 0 | 0
Nuclear | 0 | 0 | 0 | 0 | 0 | Nuclear | 0 | 0 | 0 | 0 | 0
Oil/Gas Steam | 0 | 0 | 0 | 0 | 0 | Oil/Gas Steam | 0 | 0 | 0 | 0 | 0
Other | 0 | 0 | 0 | 0 | 0 | Other | 0 | 0 | 0 | 0 | 0
Total Retirements (Including Firm) | 0 | 0 | 0 | 0 | 0 | Total Retirements (Including Firm) | 0 | 0 | 0 | 0 | 0
Net Capacity Change | 20 | 20 | 20 | 20 | 700 | Net Capacity Change | 20 | 0 | 0 | 0 | 680
Vermont | [5 empty] | Vermont
| 2020 | 2022 | 2025 | 2028 | 2030 |  | 2020 | 2022 | 2025 | 2028 | 2030
Biomass | 0 | 0 | 0 | 0 | 0 | Biomass | 0 | 0 | 0 | 0 | 0
Coal | 0 | 0 | 0 | 0 | 0 | Coal | 0 | 0 | 0 | 0 | 0
Combined Cycle | 0 | 0 | 0 | 0 | 0 | Combined Cycle | 0 | 0 | 0 | 0 | 0
Combustion Turbine | 0 | 0 | 0 | 0 | 0 | Combustion Turbine | 0 | 0 | 0 | 0 | 0
Storage | 0 | 0 | 0 | 0 | 0 | Storage | 0 | 0 | 0 | 0 | 0
Economic Conventional Capacity Added | 0 | 0 | 0 | 0 | 0 | Economic Conventional Capacity Added | 0 | 0 | 0 | 0 | 0
Hydro | 0 | 0 | 0 | 0 | 0 | Hydro | 0 | 0 | 0 | 0 | 0
Solar | 0 | 0 | 0 | 0 | 0 | Solar | 0 | 0 | 0 | 0 | 0
LBW | 59.36 | 354.48 | 354.48 | 354.48 | 354.48 | LBW | 59.36 | 295.12 | 0 | 0 | 0
Offshore Wind | 0 | 0 | 0 | 0 | 0 | Offshore Wind | 0 | 0 | 0 | 0 | 0
Other Renewable | 0 | 0 | 0 | 0 | 0 | Other Renewable | 0 | 0 | 0 | 0 | 0
Economic Renewable Capacity Added | 59.36 | 354.48 | 354.48 | 354.48 | 354.48 | Economic Renewable Capacity Added | 59.36 | 295.12 | 0 | 0 | 0
Total Economic Capacity Added | 59.36 | 354.48 | 354.48 | 354.48 | 354.48 | Total Economic Capacity Added | 59.36 | 295.12 | 0 | 0 | 0
Biomass | 0 | 0 | 0 | 0 | 0 | Biomass | 0 | 0 | 0 | 0 | 0
Coal | 0 | 0 | 0 | 0 | 0 | Coal | 0 | 0 | 0 | 0 | 0
Combined Cycle | 0 | 0 | 0 | 0 | 0 | Combined Cycle | 0 | 0 | 0 | 0 | 0
Combustion Turbine | 0 | 0 | 0 | 0 | 0 | Combustion Turbine | 0 | 0 | 0 | 0 | 0
Storage | 0 | 0 | 0 | 0 | 0 | Storage | 0 | 0 | 0 | 0 | 0
Other | 0 | 0 | 0 | 0 | 0 | Other | 0 | 0 | 0 | 0 | 0
Firm Conventional Capacity Added | 0 | 0 | 0 | 0 | 0 | Firm Conventional Capacity Added | 0 | 0 | 0 | 0 | 0
Hydro | 2.2 | 2.2 | 2.2 | 2.2 | 2.2 | Hydro | 2.2 | 0 | 0 | 0 | 0
Solar | 0 | 0 | 0 | 0 | 0 | Solar | 0 | 0 | 0 | 0 | 0
LBW | 0 | 0 | 0 | 0 | 0 | LBW | 0 | 0 | 0 | 0 | 0
Offshore Wind | 0 | 0 | 0 | 0 | 0 | Offshore Wind | 0 | 0 | 0 | 0 | 0
Other Renewable | 0 | 0 | 0 | 0 | 0 | Other Renewable | 0 | 0 | 0 | 0 | 0
Firm Renewable Capacity Added | 2.2 | 2.2 | 2.2 | 2.2 | 2.2 | Firm Renewable Capacity Added | 2.2 | 0 | 0 | 0 | 0
Total Firm Capacity Added | 2.2 | 2.2 | 2.2 | 2.2 | 2.2 | Total Firm Capacity Added | 2.2 | 0 | 0 | 0 | 0
Total Capacity Added | 61.56 | 356.68 | 356.68 | 356.68 | 356.68 | Total Capacity Added | 61.56 | 295.12 | 0 | 0 | 0
Coal | 0 | 0 | 0 | 0 | 0 | Coal | 0 | 0 | 0 | 0 | 0
Combined Cycle (Gas) | 0 | 0 | 0 | 0 | 0 | Combined Cycle (Gas) | 0 | 0 | 0 | 0 | 0
Combustion Turbine (Gas) | 0 | 0 | 0 | 0 | 0 | Combustion Turbine (Gas) | 0 | 0 | 0 | 0 | 0
Nuclear | 0 | 0 | 0 | 0 | 0 | Nuclear | 0 | 0 | 0 | 0 | 0
Oil/Gas Steam | 0 | 0 | 0 | 0 | 0 | Oil/Gas Steam | 0 | 0 | 0 | 0 | 0
Other | 0 | 0 | 0 | 0 | 0 | Other | 0 | 0 | 0 | 0 | 0
Total Retirements (Including Firm) | 0 | 0 | 0 | 0 | 0 | Total Retirements (Including Firm) | 0 | 0 | 0 | 0 | 0
Net Capacity Change | 61.56 | 356.68 | 356.68 | 356.68 | 356.68 | Net Capacity Change | 61.56 | 295.12 | 0 | 0 | 0
New York* | [5 empty] | New York*
| 2020 | 2022 | 2025 | 2028 | 2030 |  | 2020 | 2022 | 2025 | 2028 | 2030
Biomass | 0 | 0 | 0 | 0 | 0 | Biomass | 0 | 0 | 0 | 0 | 0
Coal | 0 | 0 | 0 | 0 | 0 | Coal | 0 | 0 | 0 | 0 | 0
Combined Cycle | 0 | 4.2948 | 4.2948 | 4.2948 | 4.2948 | Combined Cycle | 0 | 4.2948 | 0 | 0 | 0
Combustion Turbine | 0 | 0 | 0 | 0 | 0 | Combustion Turbine | 0 | 0 | 0 | 0 | 0
Storage | 0 | 0 | 0 | 0 | 0 | Storage | 0 | 0 | 0 | 0 | 0
Economic Conventional Capacity Added | 0 | 4.2948 | 4.2948 | 4.2948 | 4.2948 | Economic Conventional Capacity Added | 0 | 4.2948 | 0 | 0 | 0
Hydro | 0 | 0 | 0 | 0 | 0 | Hydro | 0 | 0 | 0 | 0 | 0
Solar | 0 | 0 | 4023.573 | 5027.4029 | 7259.4211 | Solar | 0 | 0 | 4023.573 | 1003.8299 | 2232.0182
LBW | 0 | 0 | 374.2889 | 1721.0122 | 2341.9568 | LBW | 0 | 0 | 374.2889 | 1346.7233 | 620.9447
Offshore Wind | 0 | 0 | 896 | 2496 | 4496 | Offshore Wind | 0 | 0 | 896 | 1600 | 2000
Other Renewable | 0 | 0 | 0 | 0 | 0 | Other Renewable | 0 | 0 | 0 | 0 | 0
Economic Renewable Capacity Added | 0 | 0 | 5293.8619 | 9244.4151 | 14097.3779 | Economic Renewable Capacity Added | 0 | 0 | 5293.8619 | 3950.5532 | 4852.9628
Total Economic Capacity Added | 0 | 4.2948 | 5298.1566 | 9248.7098 | 14101.6727 | Total Economic Capacity Added | 0 | 4.2948 | 5293.8619 | 3950.5532 | 4852.9628
Biomass | 0 | 19 | 19 | 19 | 19 | Biomass | 0 | 19 | 0 | 0 | 0
Coal | 0 | 0 | 0 | 0 | 0 | Coal | 0 | 0 | 0 | 0 | 0
Combined Cycle | 1020 | 1020 | 1020 | 1020 | 1020 | Combined Cycle | 1020 | 0 | 0 | 0 | 0
Combustion Turbine | 0 | 0 | 0 | 0 | 0 | Combustion Turbine | 0 | 0 | 0 | 0 | 0
Storage | 0 | 0 | 1500 | 1500 | 1500 | Storage | 0 | 0 | 1500 | 0 | 0
Other | 0 | 0 | 0 | 0 | 0 | Other | 0 | 0 | 0 | 0 | 0
Firm Conventional Capacity Added | 1020 | 1039 | 2539 | 2539 | 2539 | Firm Conventional Capacity Added | 1020 | 19 | 1500 | 0 | 0
Hydro | 4.36 | 4.36 | 4.36 | 4.36 | 4.36 | Hydro | 4.36 | 0 | 0 | 0 | 0
Solar | 277.16 | 1029.8414 | 1036.5122 | 1114.2485 | 1114.2485 | Solar | 277.16 | 752.6814 | 6.6709 | 77.7363 | 0
LBW | 878 | 1532 | 2449.0484 | 3399.4744 | 4086.7433 | LBW | 878 | 654 | 917.0484 | 950.426 | 687.2689
Offshore Wind | 0 | 0 | 800 | 1600 | 2400 | Offshore Wind | 0 | 0 | 800 | 800 | 800
Other Renewable | 0 | 0 | 0 | 0 | 0 | Other Renewable | 0 | 0 | 0 | 0 | 0
Firm Renewable Capacity Added | 1159.52 | 2566.2014 | 4289.9207 | 6118.0829 | 7605.3518 | Firm Renewable Capacity Added | 1159.52 | 1406.6814 | 1723.7193 | 1828.1623 | 1487.2689
Total Firm Capacity Added | 2179.52 | 3605.2014 | 6828.9207 | 8657.0829 | 10144.3518 | Total Firm Capacity Added | 2179.52 | 1425.6814 | 3223.7193 | 1828.1623 | 1487.2689
Total Capacity Added | 2179.52 | 3609.4962 | 12127.0773 | 17905.7928 | 24246.0245 | Total Capacity Added | 2179.52 | 1429.9762 | 8517.5812 | 5778.7154 | 6340.2317
Coal | 1251 | 1251 | 1251 | 1251 | 1251 | Coal | 1251 | 0 | 0 | 0 | 0
Combined Cycle (Gas) | 0 | 0 | 0 | 0 | 0 | Combined Cycle (Gas) | 0 | 0 | 0 | 0 | 0
Combustion Turbine (Gas) | 0 | 0 | 2895 | 2895 | 2895 | Combustion Turbine (Gas) | 0 | 0 | 2895 | 0 | 0
Nuclear | 1019.4 | 2058.7 | 2058.7 | 2058.7 | 3271.5 | Nuclear | 1019.4 | 1039.3 | 0 | 0 | 1212.8
Oil/Gas Steam | 0 | 0 | 128.7 | 1902.6946 | 2475.0841 | Oil/Gas Steam | 0 | 0 | 128.7 | 1773.9946 | 572.3895
Other | 0 | 0 | 0 | 0 | 0 | Other | 0 | 0 | 0 | 0 | 0
Total Retirements (Including Firm) | 2270.4 | 3309.7 | 6333.4 | 8107.3946 | 9892.5841 | Total Retirements (Including Firm) | 2270.4 | 1039.3 | 3023.7 | 1773.9946 | 1785.1895
Net Capacity Change | -90.88 | 299.7962 | 5793.6773 | 9798.3982 | 14353.4404 | Net Capacity Change | -90.88 | 390.6762 | 5493.8812 | 4004.7208 | 4555.0422
Delaware | [5 empty] | Delaware
| 2020 | 2022 | 2025 | 2028 | 2030 |  | 2020 | 2022 | 2025 | 2028 | 2030
Biomass | 0 | 0 | 0 | 0 | 0 | Biomass | 0 | 0 | 0 | 0 | 0
Coal | 0 | 0 | 0 | 0 | 0 | Coal | 0 | 0 | 0 | 0 | 0
Combined Cycle | 0 | 0 | 0 | 0 | 0 | Combined Cycle | 0 | 0 | 0 | 0 | 0
Combustion Turbine | 0 | 0 | 0 | 0 | 0 | Combustion Turbine | 0 | 0 | 0 | 0 | 0
Storage | 0 | 0 | 0 | 0 | 0 | Storage | 0 | 0 | 0 | 0 | 0
Economic Conventional Capacity Added | 0 | 0 | 0 | 0 | 0 | Economic Conventional Capacity Added | 0 | 0 | 0 | 0 | 0
Hydro | 0 | 0 | 0 | 0 | 0 | Hydro | 0 | 0 | 0 | 0 | 0
Solar | 0 | 0 | 0 | 0 | 0 | Solar | 0 | 0 | 0 | 0 | 0
LBW | 0 | 0 | 0 | 0 | 0 | LBW | 0 | 0 | 0 | 0 | 0
Offshore Wind | 0 | 0 | 0 | 0 | 0 | Offshore Wind | 0 | 0 | 0 | 0 | 0
Other Renewable | 0 | 0 | 0 | 0 | 0 | Other Renewable | 0 | 0 | 0 | 0 | 0
Economic Renewable Capacity Added | 0 | 0 | 0 | 0 | 0 | Economic Renewable Capacity Added | 0 | 0 | 0 | 0 | 0
Total Economic Capacity Added | 0 | 0 | 0 | 0 | 0 | Total Economic Capacity Added | 0 | 0 | 0 | 0 | 0
Biomass | 0 | 0 | 0 | 0 | 0 | Biomass | 0 | 0 | 0 | 0 | 0
Coal | 0 | 0 | 0 | 0 | 0 | Coal | 0 | 0 | 0 | 0 | 0
Combined Cycle | 0 | 0 | 0 | 0 | 0 | Combined Cycle | 0 | 0 | 0 | 0 | 0
Combustion Turbine | 0 | 0 | 0 | 0 | 0 | Combustion Turbine | 0 | 0 | 0 | 0 | 0
Storage | 0 | 0 | 0 | 0 | 0 | Storage | 0 | 0 | 0 | 0 | 0
Other | 0 | 0 | 0 | 0 | 0 | Other | 0 | 0 | 0 | 0 | 0
Firm Conventional Capacity Added | 0 | 0 | 0 | 0 | 0 | Firm Conventional Capacity Added | 0 | 0 | 0 | 0 | 0
Hydro | 0 | 0 | 0 | 0 | 0 | Hydro | 0 | 0 | 0 | 0 | 0
Solar | 0 | 0 | 0 | 0 | 0 | Solar | 0 | 0 | 0 | 0 | 0
LBW | 0 | 0 | 0 | 0 | 0 | LBW | 0 | 0 | 0 | 0 | 0
Offshore Wind | 0 | 0 | 0 | 0 | 0 | Offshore Wind | 0 | 0 | 0 | 0 | 0
Other Renewable | 0 | 0 | 0 | 0 | 0 | Other Renewable | 0 | 0 | 0 | 0 | 0
Firm Renewable Capacity Added | 0 | 0 | 0 | 0 | 0 | Firm Renewable Capacity Added | 0 | 0 | 0 | 0 | 0
Total Firm Capacity Added | 0 | 0 | 0 | 0 | 0 | Total Firm Capacity Added | 0 | 0 | 0 | 0 | 0
Total Capacity Added | 0 | 0 | 0 | 0 | 0 | Total Capacity Added | 0 | 0 | 0 | 0 | 0
Coal | 0 | 420 | 420 | 420 | 420 | Coal | 0 | 420 | 0 | 0 | 0
Combined Cycle (Gas) | 0 | 0 | 0 | 0 | 0 | Combined Cycle (Gas) | 0 | 0 | 0 | 0 | 0
Combustion Turbine (Gas) | 0 | 0 | 0 | 0 | 0 | Combustion Turbine (Gas) | 0 | 0 | 0 | 0 | 0
Nuclear | 0 | 0 | 0 | 0 | 0 | Nuclear | 0 | 0 | 0 | 0 | 0
Oil/Gas Steam | 0 | 0 | 705 | 816.1545 | 820.2485 | Oil/Gas Steam | 0 | 0 | 705 | 111.1545 | 4.094
Other | 0 | 0 | 0 | 0 | 0 | Other | 0 | 0 | 0 | 0 | 0
Total Retirements (Including Firm) | 0 | 420 | 1125 | 1236.1545 | 1240.2485 | Total Retirements (Including Firm) | 0 | 420 | 705 | 111.1545 | 4.094
Net Capacity Change | 0 | -420 | -1125 | -1236.1545 | -1240.2485 | Net Capacity Change | 0 | -420 | -705 | -111.1545 | -4.094
Maryland | [5 empty] | Maryland
| 2020 | 2022 | 2025 | 2028 | 2030 |  | 2020 | 2022 | 2025 | 2028 | 2030
Biomass | 0 | 0 | 0 | 0 | 0 | Biomass | 0 | 0 | 0 | 0 | 0
Coal | 0 | 0 | 0 | 0 | 0 | Coal | 0 | 0 | 0 | 0 | 0
Combined Cycle | 0 | 0 | 0 | 0 | 0 | Combined Cycle | 0 | 0 | 0 | 0 | 0
Combustion Turbine | 0 | 0 | 0 | 0 | 0 | Combustion Turbine | 0 | 0 | 0 | 0 | 0
Storage | 278.5118 | 278.5118 | 278.5118 | 278.5118 | 278.5118 | Storage | 278.5118 | 0 | 0 | 0 | 0
Economic Conventional Capacity Added | 278.5118 | 278.5118 | 278.5118 | 278.5118 | 278.5118 | Economic Conventional Capacity Added | 278.5118 | 0 | 0 | 0 | 0
Hydro | 0 | 0 | 0 | 0 | 0 | Hydro | 0 | 0 | 0 | 0 | 0
Solar | 25 | 1000 | 4710.2929 | 4710.2929 | 4834.9302 | Solar | 25 | 975 | 3710.2929 | 0 | 124.6373
LBW | 0 | 8.4 | 8.4 | 8.4 | 8.4 | LBW | 0 | 8.4 | 0 | 0 | 0
Offshore Wind | 0 | 0 | 0 | 0 | 0 | Offshore Wind | 0 | 0 | 0 | 0 | 0
Other Renewable | 0 | 0 | 0 | 0 | 0 | Other Renewable | 0 | 0 | 0 | 0 | 0
Economic Renewable Capacity Added | 25 | 1008.4 | 4718.6929 | 4718.6929 | 4843.3302 | Economic Renewable Capacity Added | 25 | 983.4 | 3710.2929 | 0 | 124.6373
Total Economic Capacity Added | 303.5118 | 1286.9118 | 4997.2047 | 4997.2047 | 5121.842 | Total Economic Capacity Added | 303.5118 | 983.4 | 3710.2929 | 0 | 124.6373
Biomass | 0 | 0 | 0 | 0 | 0 | Biomass | 0 | 0 | 0 | 0 | 0
Coal | 0 | 0 | 0 | 0 | 0 | Coal | 0 | 0 | 0 | 0 | 0
Combined Cycle | 894 | 894 | 894 | 894 | 894 | Combined Cycle | 894 | 0 | 0 | 0 | 0
Combustion Turbine | 0 | 0 | 0 | 0 | 0 | Combustion Turbine | 0 | 0 | 0 | 0 | 0
Storage | 0 | 0 | 0 | 0 | 0 | Storage | 0 | 0 | 0 | 0 | 0
Other | 0 | 0 | 0 | 0 | 0 | Other | 0 | 0 | 0 | 0 | 0
Firm Conventional Capacity Added | 894 | 894 | 894 | 894 | 894 | Firm Conventional Capacity Added | 894 | 0 | 0 | 0 | 0
Hydro | 0 | 0 | 0 | 0 | 0 | Hydro | 0 | 0 | 0 | 0 | 0
Solar | 33 | 33 | 33 | 33 | 33 | Solar | 33 | 0 | 0 | 0 | 0
LBW | 72 | 72 | 72 | 72 | 72 | LBW | 72 | 0 | 0 | 0 | 0
Offshore Wind | 0 | 0 | 368 | 1168 | 1568 | Offshore Wind | 0 | 0 | 368 | 800 | 400
Other Renewable | 0 | 0 | 0 | 0 | 0 | Other Renewable | 0 | 0 | 0 | 0 | 0
Firm Renewable Capacity Added | 105 | 105 | 473 | 1273 | 1673 | Firm Renewable Capacity Added | 105 | 0 | 368 | 800 | 400
Total Firm Capacity Added | 999 | 999 | 1367 | 2167 | 2567 | Total Firm Capacity Added | 999 | 0 | 368 | 800 | 400
Total Capacity Added | 1302.5118 | 2285.9118 | 6364.2047 | 7164.2047 | 7688.842 | Total Capacity Added | 1302.5118 | 983.4 | 4078.2929 | 800 | 524.6373
Coal | 135 | 491.0488 | 1368.4644 | 1551.271 | 1551.271 | Coal | 135 | 356.0488 | 877.4156 | 182.8065 | 0
Combined Cycle (Gas) | 0 | 0 | 0 | 0 | 601.9947 | Combined Cycle (Gas) | 0 | 0 | 0 | 0 | 601.9947
Combustion Turbine (Gas) | 0 | 0 | 0 | 0 | 0 | Combustion Turbine (Gas) | 0 | 0 | 0 | 0 | 0
Nuclear | 0 | 0 | 0 | 0 | 0 | Nuclear | 0 | 0 | 0 | 0 | 0
Oil/Gas Steam | 137 | 137 | 137 | 171.7792 | 171.7792 | Oil/Gas Steam | 137 | 0 | 0 | 34.7792 | 0
Other | 0 | 0 | 0 | 0 | 0 | Other | 0 | 0 | 0 | 0 | 0
Total Retirements (Including Firm) | 272 | 628.0488 | 1505.4644 | 1723.0502 | 2325.0448 | Total Retirements (Including Firm) | 272 | 356.0488 | 877.4156 | 217.5857 | 601.9947
Net Capacity Change | 1030.5118 | 1657.8629 | 4858.7403 | 5441.1545 | 5363.7972 | Net Capacity Change | 1030.5118 | 627.3512 | 3200.8773 | 582.4143 | -77.3574

## Generation
PA DEP Reference Case
Net Generation (GWh)
PJM
| 2020 | 2022 | 2025 | 2028 | 2030
Biomass | 1126.0744 | 2947.0527 | 4523.2956 | 1119.3094 | 1078.9788
Coal | 228167.3356 | 161913.4628 | 148116.84 | 165486.6418 | 152295.72
Combined Cycle (Gas) | 267465.1819 | 321856.7841 | 314667.8635 | 290968.2249 | 285884.3969
Combustion Turbine (Gas) | 2985.7518 | 4024.8769 | 5440.0272 | 2674.9416 | 3131.3586
Nuclear | 261789.3813 | 251437.0617 | 251437.0617 | 251437.0617 | 251420.3105
Oil/Gas Steam | 149.0652 | 976.9955 | 1093.0694 | 695.144 | 668.9157
New Combined Cycle (Gas) | 1447.8178 | 35651.0038 | 34932.6552 | 31973.2003 | 33086.7319
New Combustion Turbine (Gas) | 395.2944 | 1952.0161 | 1997.4486 | 1853.7316 | 2017.3794
Other | 5917.0611 | 5917.0611 | 5917.0611 | 5917.0611 | 5917.0611
Conventional Generation Total | 769442.9636 | 786676.3147 | 768125.3223 | 752125.3165 | 735500.8531
Hydro | 13774.6876 | 13690.9155 | 13319.9832 | 13032.3994 | 12789.8532
Solar | 5347.1934 | 7640.097 | 10690.3593 | 13740.6216 | 15774.1298
LBW | 27570.8139 | 27754.8772 | 27754.8772 | 27754.8772 | 27754.8772
New Solar | 7534.5805 | 10477.0827 | 26931.3191 | 27722.0123 | 28355.0083
New LBW | 4532.1376 | 4999.3437 | 11986.4957 | 11986.4957 | 11986.4957
Offshore Wind | 0 | 49.539 | 5979.0712 | 25376.0085 | 35677.861
Other Renewable | 2835.3342 | 2835.3342 | 2835.3342 | 2835.3342 | 2835.3342
Renewable Generation Total | 61594.7472 | 67447.1893 | 99497.4398 | 122447.7488 | 135173.5593
Total | 831037.7108 | 854123.504 | 867622.7621 | 874573.0653 | 870674.4123
Pennsylvania
| 2020 | 2022 | 2025 | 2028 | 2030
Biomass | 145.93 | 306.5369 | 306.5369 | 151.5166 | 151.5166
Coal | 34122.88 | 20265.4486 | 14620.9539 | 16540.4352 | 6924.6489
Combined Cycle (Gas) | 92259.2468 | 124126.7769 | 123391.9106 | 114236.4068 | 113125.4374
Combustion Turbine (Gas) | 304.0554 | 1359.3745 | 2561.8451 | 1141.4995 | 1348.4592
Nuclear | 76125.4478 | 76125.4478 | 76125.4478 | 76125.4478 | 76108.6965
Oil/Gas Steam | 0 | 7.9619 | 14.106 | 11.7621 | 11.7621
New Combined Cycle (Gas) | 1447.8178 | 10969.9553 | 10969.9553 | 10969.9553 | 10969.9553
New Combustion Turbine (Gas) | 0 | 19.8978 | 9.7046 | 5.8334 | 15.6856
Other | 1671.408 | 1671.408 | 1671.408 | 1671.408 | 1671.408
Conventional Generation Total | 206076.7859 | 234852.8078 | 229671.8682 | 220854.2645 | 210327.5695
Hydro | 4292.0957 | 4129.7564 | 3991.0757 | 3939.2682 | 3815.7606
Solar | 122.4456 | 122.4456 | 122.4456 | 122.4456 | 122.4456
LBW | 5156.3311 | 5156.3311 | 5156.3311 | 5156.3311 | 5156.3311
New Solar | 121.7139 | 362.6453 | 526.5079 | 690.3706 | 799.6124
New LBW | 0 | 142.4375 | 795.3714 | 795.3714 | 795.3714
Offshore Wind | 0 | 0 | 0 | 0 | 0
Other Renewable | 811.9799 | 811.9799 | 811.9799 | 811.98 | 811.98
Renewable Generation Total | 10504.5663 | 10725.5958 | 11403.7118 | 11515.7669 | 11501.5011
Total | 216581.3522 | 245578.4036 | 241075.58 | 232370.0314 | 221829.0706
Virginia
| 2020 | 2022 | 2025 | 2028 | 2030
Biomass | 451.7585 | 1112.4324 | 2400.8182 | 435.5827 | 402.8192
Coal | 2953.5407 | 121.3419 | 85.8262 | 2153.5407 | 2153.5407
Combined Cycle (Gas) | 56214.2869 | 57589.957 | 59739.1317 | 56139.9125 | 53710.4073
Combustion Turbine (Gas) | 617.5384 | 298.5657 | 431.6552 | 142.5375 | 149.1211
Nuclear | 29524.1114 | 29524.1114 | 29524.1114 | 29524.1114 | 29524.1114
Oil/Gas Steam | 0 | 0 | 0 | 0 | 0
New Combined Cycle (Gas) | 0 | 0 | 0 | 0 | 0
New Combustion Turbine (Gas) | 0 | 0 | 0 | 0 | 0
Other | 864.2598 | 864.2598 | 864.2598 | 864.2598 | 864.2598
Conventional Generation Total | 90625.4958 | 89510.6684 | 93045.8026 | 89259.9447 | 86804.2596
Hydro | 5433.154 | 5419.3685 | 5235.4765 | 5002.7405 | 5001.5885
Solar | 1585.1283 | 3618.6365 | 6668.8988 | 9719.1611 | 11752.6693
LBW | 317.6362 | 317.6362 | 317.6362 | 317.6362 | 317.6362
New Solar | 2984.8136 | 3295.8716 | 6406.4516 | 6406.4516 | 6406.4516
New LBW | 0 | 291.8664 | 1095.3609 | 1095.3609 | 1095.3609
Offshore Wind | 0 | 49.539 | 49.539 | 10483.3799 | 15312.912
Other Renewable | 386.4983 | 386.4983 | 386.4983 | 386.4983 | 386.4983
Renewable Generation Total | 10707.2305 | 13379.4166 | 20159.8614 | 33411.2286 | 40273.1169
Total | 101332.7262 | 102890.0849 | 113205.6639 | 122671.1733 | 127077.3765
RGGI (10-state)
| 2020 | 2022 | 2025 | 2028 | 2030
Biomass | 8098.677 | 8376.1085 | 5797.354 | 5296.5152 | 5247.779
Coal | 7675.4144 | 660 | 177.8601 | 2773.7594 | 1539.2221
Combined Cycle (Gas) | 146779.6752 | 162472.4087 | 138851.95 | 115439.8283 | 104614.3754
Combustion Turbine (Gas) | 4078.9609 | 4460.6526 | 3102.3425 | 3054.2572 | 3086.7499
Nuclear | 108889.4136 | 97969.6056 | 97959.8056 | 97954.7234 | 88026.7833
Oil/Gas Steam | 7731.336 | 9201.5085 | 9154.6313 | 8122.5614 | 8069.7892
New Combined Cycle (Gas) | 0 | 20.061 | 16.3582 | 10.604 | 8.7545
New Combustion Turbine (Gas) | 568.9203 | 761.3659 | 251.5841 | 131.3381 | 199.006
Other | 3101.1728 | 3101.1728 | 3101.1728 | 3101.1728 | 3101.1728
Conventional Generation Total | 286923.5701 | 287022.8834 | 258413.0585 | 235884.7597 | 213893.6322
Hydro | 37699.2119 | 38336.5908 | 38302.2983 | 38423.9332 | 38392.8273
Solar | 3550.43 | 3550.43 | 3550.43 | 3544.5516 | 3508.7168
LBW | 9717.3199 | 9629.2902 | 9629.2902 | 8110.3355 | 7005.7535
New Solar | 840.4451 | 4581.8193 | 16055.1981 | 17570.349 | 20937.4612
New LBW | 3419.8088 | 7971.3346 | 12892.7548 | 22140.9551 | 27281.8702
Offshore Wind | 0 | 0 | 19054.5306 | 44310.983 | 68101.3181
Other Renewable | 2076.9296 | 2076.9296 | 2076.9296 | 2076.9296 | 2076.9296
Renewable Generation Total | 57304.1452 | 66146.3945 | 101561.4316 | 136178.0371 | 167304.8766
Total | 344227.7153 | 353169.2779 | 359974.4901 | 372062.7968 | 381198.5088
New Jersey
| 2020 | 2022 | 2025 | 2028 | 2030
Biomass | 202.3512 | 289.8342 | 430.8385 | 203.3511 | 203.3511
Coal | 1019.0212 | 0 | 177.8601 | 0 | 0
Combined Cycle (Gas) | 29215.4507 | 32241.4379 | 31066.1516 | 26947.2095 | 24243.376
Combustion Turbine (Gas) | 400.3922 | 494.9504 | 467.9586 | 366.7357 | 159.1059
Nuclear | 29024.9271 | 29024.9271 | 29024.9271 | 29024.9271 | 29024.9271
Oil/Gas Steam | 4.1485 | 4.4703 | 4.4703 | 4.4703 | 4.5652
New Combined Cycle (Gas) | 0 | 0 | 0 | 0 | 0
New Combustion Turbine (Gas) | 0 | 0 | 0 | 0 | 0
Other | 1195.8215 | 1195.8215 | 1195.8215 | 1195.8215 | 1195.8215
Conventional Generation Total | 61062.1123 | 63251.4414 | 62368.0277 | 57742.5151 | 54831.1467
Hydro | 251.644 | 343.9968 | 300.6006 | 297.5603 | 179.6736
Solar | 1313.7143 | 1313.7143 | 1313.7143 | 1313.7143 | 1313.7143
LBW | 21.5877 | 21.5877 | 21.5877 | 21.5877 | 21.5877
New Solar | 0 | 185.2857 | 185.2857 | 185.2857 | 185.2857
New LBW | 0 | 0 | 0 | 0 | 0
Offshore Wind | 0 | 0 | 4541.0387 | 10485.6712 | 14448.7595
Other Renewable | 276.0331 | 276.0331 | 276.0331 | 276.0331 | 276.0331
Renewable Generation Total | 1862.9791 | 2140.6176 | 6638.2601 | 12579.8522 | 16425.0539
Total | 62925.0915 | 65392.059 | 69006.2878 | 70322.3674 | 71256.2006
*Does not Include generation from Linden and Bayonne, plants located in NJ but serving NYISO
Massachusetts
| 2020 | 2022 | 2025 | 2028 | 2030
Biomass | 1978.4501 | 1978.4501 | 1716.5488 | 1715.9427 | 1715.9427
Coal | 0 | 0 | 0 | 0 | 0
Combined Cycle (Gas) | 20531.4752 | 19070.2646 | 16152.4296 | 14008.8882 | 12862.9395
Combustion Turbine (Gas) | 587.8968 | 664.1037 | 459.084 | 493.8229 | 752.222
Nuclear | 0 | 0 | 0 | 0 | 0
Oil/Gas Steam | 370.8199 | 234.5789 | 115.797 | 230.7212 | 230.7212
New Combined Cycle (Gas) | 0 | 0 | 0 | 0 | 0
New Combustion Turbine (Gas) | 0 | 5.6482 | 5.6482 | 5.6482 | 5.6482
Other | 0 | 0 | 0 | 0 | 0
Conventional Generation Total | 23468.642 | 21953.0454 | 18449.5075 | 16455.0232 | 15567.4735
Hydro | 2276.5046 | 2808.4338 | 2717.3022 | 2841.5535 | 2888.6122
Solar | 523.7661 | 523.7661 | 523.7661 | 523.7661 | 523.7661
LBW | 276.7612 | 276.7612 | 276.7612 | 276.7612 | 276.7612
New Solar | 97 | 1007 | 1007 | 1007 | 1007
New LBW | 22.6109 | 158.7638 | 158.7638 | 158.7638 | 158.7638
Offshore Wind | 0 | 0 | 5403.3252 | 9005.542 | 10806.6504
Other Renewable | 137.9536 | 137.9536 | 137.9536 | 137.9536 | 137.9536
Renewable Generation Total | 3334.5964 | 4912.6785 | 10224.8721 | 13951.3402 | 15799.5073
Total | 26803.2385 | 26865.7239 | 28674.3796 | 30406.3633 | 31366.9808
Maine
| 2020 | 2022 | 2025 | 2028 | 2030
Biomass | 1815.1698 | 1815.1698 | 779.7726 | 893.9483 | 919.5091
Coal | 0 | 0 | 0 | 0 | 0
Combined Cycle (Gas) | 2191.4657 | 2541.9705 | 14.8313 | 488.6751 | 788.4793
Combustion Turbine (Gas) | 0.409 | 0.58279 | 0.409 | 0.409 | 0.409
Nuclear | 0 | 0 | 0 | 0 | 0
Oil/Gas Steam | 0 | 0 | 0 | 0 | 0
New Combined Cycle (Gas) | 0 | 0 | 0 | 0 | 0
New Combustion Turbine (Gas) | 0 | 0 | 0 | 0 | 0
Other | 0 | 0 | 0 | 0 | 0
Conventional Generation Total | 4007.0445 | 4357.7231 | 795.0129 | 1383.0324 | 1708.3974
Hydro | 2994.8499 | 2994.8499 | 2994.8499 | 2994.8499 | 2994.8499
Solar | 288.1145 | 288.1145 | 288.1145 | 288.1145 | 288.1145
LBW | 2981.4124 | 2981.4124 | 2981.4124 | 2981.4124 | 2981.4124
New Solar | 0 | 0 | 0 | 0 | 0
New LBW | 461.1069 | 944.673 | 944.673 | 944.673 | 944.673
Offshore Wind | 0 | 0 | 0 | 0 | 0
Other Renewable | 43.9219 | 43.9219 | 43.9219 | 43.9219 | 43.9219
Renewable Generation Total | 6769.4056 | 7252.9716 | 7252.9717 | 7252.9716 | 7252.9716
Total | 10776.4501 | 11610.6947 | 8047.9845 | 8636.004 | 8961.369
Connecticut
| 2020 | 2022 | 2025 | 2028 | 2030
Biomass | 1647.8629 | 1643.3287 | 1481.9801 | 1475.819 | 1462.6389
Coal | 0 | 0 | 0 | 0 | 0
Combined Cycle (Gas) | 19360.2655 | 16978.3623 | 13232.5674 | 10084.0415 | 7639.3926
Combustion Turbine (Gas) | 227.2857 | 235.1609 | 207.1923 | 179.1776 | 208.1327
Nuclear | 16797.3731 | 16797.3731 | 16797.3731 | 16797.3731 | 16729.3114
Oil/Gas Steam | 0 | 0 | 0 | 0 | 0
New Combined Cycle (Gas) | 0 | 0 | 0 | 0 | 0
New Combustion Turbine (Gas) | 0 | 0 | 0 | 0 | 0
Other | 44.1504 | 44.1504 | 44.1504 | 44.1504 | 44.1504
Conventional Generation Total | 38076.9376 | 35698.3754 | 31763.2633 | 28580.5616 | 26083.626
Hydro | 599.6199 | 628.314 | 628.5492 | 628.9733 | 629.1268
Solar | 367.5747 | 367.5747 | 367.5747 | 367.5747 | 367.5747
LBW | 14.4408 | 14.4408 | 14.4408 | 14.4408 | 14.4408
New Solar | 0 | 0 | 0 | 0 | 0
New LBW | 0 | 0 | 0 | 0 | 0
Offshore Wind | 0 | 0 | 1131.9339 | 4150.4243 | 7546.226
Other Renewable | 173.9643 | 173.9643 | 173.9643 | 173.9643 | 173.9643
Renewable Generation Total | 1155.5998 | 1184.2938 | 2316.463 | 5335.3774 | 8731.3326
Total | 39232.5374 | 36882.6692 | 34079.7262 | 33915.939 | 34814.9587
New Hampshire
| 2020 | 2022 | 2025 | 2028 | 2030
Biomass | 684.0852 | 667.3492 | 453.1345 | 437.915 | 414.3861
Coal | 660 | 660 | 0 | 0 | 0
Combined Cycle (Gas) | 3372.7343 | 1677.9279 | 1180.6147 | 1018.2006 | 1116.4327
Combustion Turbine (Gas) | 0.13916 | 3.9614 | 3.9614 | 5.6169 | 3.9614
Nuclear | 9827.7513 | 9827.7513 | 9817.9513 | 9812.8691 | 9803.3574
Oil/Gas Steam | 0 | 0 | 0 | 0 | 0
New Combined Cycle (Gas) | 0 | 0 | 0 | 0 | 0
New Combustion Turbine (Gas) | 0 | 0 | 0 | 0 | 0
Other | 0 | 0 | 0 | 0 | 0
Conventional Generation Total | 14544.7099 | 12836.9898 | 11455.6618 | 11274.6015 | 11338.1376
Hydro | 1832.7017 | 1832.7017 | 1832.7017 | 1832.7017 | 1832.7017
Solar | 108.1006 | 108.1006 | 108.1006 | 108.1006 | 108.1006
LBW | 669.0568 | 669.0568 | 669.0568 | 669.0568 | 669.0568
New Solar | 40.9812 | 40.9812 | 40.9812 | 40.9812 | 40.9812
New LBW | 63.2745 | 299.7072 | 299.7072 | 299.7072 | 299.7072
Offshore Wind | 0 | 0 | 0 | 0 | 0
Other Renewable | 64.8845 | 64.8845 | 64.8845 | 64.8845 | 64.8845
Renewable Generation Total | 2778.9992 | 3015.4319 | 3015.432 | 3015.4319 | 3015.4319
Total | 17323.7091 | 15852.4218 | 14471.0938 | 14290.0334 | 14353.5695
Rhode Island
| 2020 | 2022 | 2025 | 2028 | 2030
Biomass | 36.9357 | 36.9357 | 13.6135 | 13.6135 | 15.4037
Coal | 0 | 0 | 0 | 0 | 0
Combined Cycle (Gas) | 6281.5119 | 6188.9109 | 5676.6635 | 5706.914 | 5678.0494
Combustion Turbine (Gas) | 42.9941 | 40.2766 | 40.9985 | 37.5025 | 36.3929
Nuclear | 0 | 0 | 0 | 0 | 0
Oil/Gas Steam | 0 | 0 | 0 | 0 | 0
New Combined Cycle (Gas) | 0 | 0 | 0 | 0 | 0
New Combustion Turbine (Gas) | 0 | 0 | 0 | 0 | 0
Other | 0 | 0 | 0 | 0 | 0
Conventional Generation Total | 6361.4416 | 6266.1232 | 5731.2755 | 5758.03 | 5729.846
Hydro | 11.3526 | 11.3526 | 11.3526 | 11.3526 | 50.9212
Solar | 56.9852 | 56.9852 | 56.9852 | 56.9852 | 56.9852
LBW | 214.9566 | 214.9566 | 214.9566 | 214.9566 | 214.9566
New Solar | 0 | 0 | 0 | 0 | 335.8122
New LBW | 0 | 0 | 0 | 0 | 141.0249
Offshore Wind | 0 | 0 | 0 | 0 | 1651.2948
Other Renewable | 218.4154 | 218.4154 | 218.4154 | 218.4154 | 218.4154
Renewable Generation Total | 501.7097 | 501.7097 | 501.7097 | 501.7097 | 2669.4101
Total | 6863.1513 | 6767.8329 | 6232.9852 | 6259.7397 | 8399.2561
Vermont
| 2020 | 2022 | 2025 | 2028 | 2030
Biomass | 529.1325 | 529.1325 | 147.5914 | 185.0344 | 185.0344
Coal | 0 | 0 | 0 | 0 | 0
Combined Cycle (Gas) | 0 | 0 | 0 | 0 | 0
Combustion Turbine (Gas) | 13.6651 | 9.7699 | 9.7699 | 10.508 | 11.3429
Nuclear | 0 | 0 | 0 | 0 | 0
Oil/Gas Steam | 0 | 0 | 0 | 0 | 0
New Combined Cycle (Gas) | 0 | 0 | 0 | 0 | 0
New Combustion Turbine (Gas) | 0 | 0 | 0 | 0 | 0
Other | 0 | 0 | 0 | 0 | 0
Conventional Generation Total | 542.7976 | 538.9023 | 157.3613 | 195.5424 | 196.3773
Hydro | 1160.5753 | 1144.9781 | 1144.9781 | 1144.9781 | 1144.9781
Solar | 145.6343 | 145.6343 | 145.6343 | 145.6343 | 145.6343
LBW | 462.3066 | 462.3066 | 462.3066 | 462.3066 | 462.3066
New Solar | 0 | 0 | 0 | 0 | 0
New LBW | 256.9765 | 1427.4084 | 1427.4084 | 1427.4084 | 1427.4084
Offshore Wind | 0 | 0 | 0 | 0 | 0
Other Renewable | 0.47615 | 0.47615 | 0.47615 | 0.47615 | 0.47615
Renewable Generation Total | 2025.9688 | 3180.8036 | 3180.8036 | 3180.8036 | 3180.8036
Total | 2568.7664 | 3719.7059 | 3338.1649 | 3376.346 | 3377.1809
New York - NYISO*
| 2020 | 2022 | 2025 | 2028 | 2030
Biomass | 1172.0333 | 1162.8671 | 373.9807 | 336.815 | 297.4162
Coal | 1455.363 | 0 | 0 | 0 | 0
Combined Cycle (Gas) | 52235.3179 | 62308.1785 | 50421.8907 | 37870.9199 | 32991.1639
Combustion Turbine (Gas) | 2750.9728 | 2896.0082 | 1695.8563 | 1883.7476 | 1861.2843
Nuclear | 38884.384 | 27964.576 | 27964.576 | 27964.576 | 18114.2092
Oil/Gas Steam | 7211.4509 | 7997.896 | 7959.8709 | 7208.4582 | 7181.9143
New Combined Cycle (Gas) | 0 | 20.061 | 16.3582 | 10.604 | 8.7545
New Combustion Turbine (Gas) | 568.9203 | 755.7177 | 245.936 | 125.6899 | 193.3578
Other | 1379.0957 | 1379.0957 | 1379.0957 | 1379.0957 | 1379.0957
Conventional Generation Total | 105657.5377 | 104484.4003 | 90057.5644 | 76779.9064 | 62027.1958
Hydro | 26650 | 26650 | 26750 | 26750 | 26750
Solar | 98.1411 | 98.1411 | 98.1411 | 92.2628 | 56.428
LBW | 4355.8572 | 4267.7643 | 4267.7643 | 2748.8096 | 1644.2276
New Solar | 665.0298 | 1887.3873 | 7942.8591 | 9458.01 | 12307.31
New LBW | 2615.84 | 5105.9814 | 10027.4016 | 19275.6019 | 24275.492
Offshore Wind | 0 | 0 | 6589.7393 | 16262.3881 | 27732.198
Other Renewable | 841.0254 | 841.0254 | 841.0254 | 841.0254 | 841.0254
Renewable Generation Total | 35225.8936 | 38850.2995 | 56516.9309 | 75428.0978 | 93606.681
Total | 140883.4313 | 143334.6998 | 146574.4953 | 152208.0041 | 155633.8767
*Includes generation from Linden and Bayonne, plants located in NJ
Delaware
| 2020 | 2022 | 2025 | 2028 | 2030
Biomass | 0 | 0 | 0 | 0 | 0
Coal | 279 | 0 | 0 | 0 | 0
Combined Cycle (Gas) | 2252.4712 | 1615.9711 | 2019.6182 | 2089.8784 | 2044.0196
Combustion Turbine (Gas) | 23.6638 | 23.6638 | 23.6638 | 2.5328 | 0
Nuclear | 0 | 0 | 0 | 0 | 0
Oil/Gas Steam | 144.9168 | 144.9168 | 144.9168 | 67.6126 | 41.2894
New Combined Cycle (Gas) | 0 | 0 | 0 | 0 | 0
New Combustion Turbine (Gas) | 0 | 0 | 0 | 0 | 0
Other | 0 | 0 | 0 | 0 | 0
Conventional Generation Total | 2700.0519 | 1784.5517 | 2188.1988 | 2160.0239 | 2085.309
Hydro | 0 | 0 | 0 | 0 | 0
Solar | 54.4713 | 54.4713 | 54.4713 | 54.4713 | 54.4713
LBW | 0 | 0 | 0 | 0 | 0
New Solar | 0 | 0 | 0 | 0 | 0
New LBW | 0 | 0 | 0 | 0 | 0
Offshore Wind | 0 | 0 | 0 | 0 | 0
Other Renewable | 248.9911 | 248.9911 | 248.9911 | 248.9911 | 248.9911
Renewable Generation Total | 303.4624 | 303.4624 | 303.4624 | 303.4624 | 303.4624
Total | 3003.5143 | 2088.0141 | 2491.6612 | 2463.4863 | 2388.7715
Maryland
| 2020 | 2022 | 2025 | 2028 | 2030
Biomass | 32.6564 | 253.0412 | 399.894 | 34.0763 | 34.0969
Coal | 4262.0302 | 0 | 0 | 2773.7594 | 1539.2221
Combined Cycle (Gas) | 11338.9827 | 19849.3849 | 19087.1831 | 17225.1012 | 17250.5226
Combustion Turbine (Gas) | 31.5423 | 92.1749 | 193.4486 | 74.2042 | 53.8989
Nuclear | 14354.9781 | 14354.9781 | 14354.9781 | 14354.9781 | 14354.9781
Oil/Gas Steam | 0 | 819.6465 | 929.5764 | 611.2991 | 611.2991
New Combined Cycle (Gas) | 0 | 0 | 0 | 0 | 0
New Combustion Turbine (Gas) | 0 | 0 | 0 | 0 | 0
Other | 482.1052 | 482.1052 | 482.1052 | 482.1052 | 482.1052
Conventional Generation Total | 30502.2948 | 35851.3308 | 35447.1854 | 35555.5234 | 34326.1229
Hydro | 1921.9638 | 1921.9638 | 1921.9638 | 1921.9638 | 1921.9638
Solar | 593.9279 | 593.9279 | 593.9279 | 593.9279 | 593.9279
LBW | 720.9406 | 721.0038 | 721.0038 | 721.0038 | 721.0038
New Solar | 37.4341 | 1461.1651 | 6879.0721 | 6879.0721 | 7061.0721
New LBW | 0 | 34.8009 | 34.8009 | 34.8009 | 34.8009
Offshore Wind | 0 | 0 | 1388.4934 | 4406.9574 | 5916.1894
Other Renewable | 71.2643 | 71.2643 | 71.2643 | 71.2643 | 71.2643
Renewable Generation Total | 3345.5306 | 4804.1258 | 11610.5262 | 14628.9902 | 16320.2222
Total | 33847.8254 | 40655.4566 | 47057.7116 | 50184.5136 | 50646.3451

## Prices
PA DEP Reference Case
Firm Power Prices (2017$/MWh) | [5 empty] | Firm Power Prices (Nominal $/MWh)
| 2020 | 2022 | 2025 | 2028 | 2030 |  | 2020 | 2022 | 2025 | 2028 | 2030
MA | 50.5288 | 42.1237 | 38.8827 | 41.7105 | 42.3868 | MA | 53.7794 | 46.7364 | 45.9158 | 52.4238 | 55.5348
CT | 45.8391 | 38.0149 | 36.4676 | 36.9173 | 35.8916 | CT | 48.788 | 42.1777 | 43.0638 | 46.3994 | 47.0249
ME | 45.534 | 37.6349 | 36.6367 | 38.0347 | 36.308 | ME | 48.4633 | 41.7561 | 43.2636 | 47.8039 | 47.5704
NH | 46.2016 | 37.4731 | 35.487 | 37.7992 | 36.4611 | NH | 49.1739 | 41.5766 | 41.9059 | 47.508 | 47.771
RI | 50.6093 | 42.4286 | 40.6941 | 43.6586 | 43.4587 | RI | 53.8651 | 47.0747 | 48.0548 | 54.8723 | 56.9392
VT | 49.8379 | 40.5327 | 39.9591 | 41.7504 | 40.8308 | VT | 53.0441 | 44.9711 | 47.1869 | 52.474 | 53.4962
NY | 40.8498 | 39.2054 | 38.0259 | 36.5818 | 35.9869 | NY | 43.4778 | 43.4985 | 44.904 | 45.9778 | 47.1498
DE | 39.478 | 31.5818 | 32.9822 | 32.9215 | 30.9733 | DE | 42.0177 | 35.0401 | 38.9481 | 41.3774 | 40.5809
MD | 33.497 | 29.9331 | 32.1038 | 32.5292 | 31.3925 | MD | 35.652 | 33.2108 | 37.9108 | 40.8843 | 41.1302
9-state RGGI | 42.8883 | 35.9238 | 34.6442 | 34.9867 | 33.899 | 9-state RGGI | 45.6474 | 39.8576 | 40.9106 | 43.973 | 44.4142
VA | 31.7687 | 30.0105 | 31.9166 | 32.0785 | 31.0081 | VA | 33.8125 | 33.2967 | 37.6897 | 40.3178 | 40.6265
NJ | 39.321 | 32.4387 | 33.6501 | 33.107 | 30.4984 | NJ | 41.8506 | 35.9908 | 39.7368 | 41.6106 | 39.9587
PA | 29.981 | 27.2206 | 29.8112 | 30.445 | 29.494 | PA | 31.9098 | 30.2013 | 35.2034 | 38.2648 | 38.6428
Energy Prices (2017$/MWh) | [5 empty] | Energy Prices (Nominal $/MWh)
| 2020 | 2022 | 2025 | 2028 | 2030 |  | 2020 | 2022 | 2025 | 2028 | 2030
MA | 41.4808 | 36.4072 | 34.1902 | 36.7004 | 37.6728 | MA | 44.1493 | 40.394 | 40.3746 | 46.1269 | 49.3586
CT | 36.791 | 32.2984 | 31.7751 | 31.9072 | 31.1776 | CT | 39.1579 | 35.8352 | 37.5226 | 40.1025 | 40.8487
ME | 36.4859 | 31.9184 | 31.9442 | 33.0246 | 31.594 | ME | 38.8332 | 35.4136 | 37.7223 | 41.5069 | 41.3942
NH | 37.1536 | 31.7566 | 30.7945 | 32.7891 | 31.7471 | NH | 39.5438 | 35.2341 | 36.3647 | 41.211 | 41.5948
RI | 41.5613 | 36.7121 | 36.0016 | 38.6485 | 38.7447 | RI | 44.235 | 40.7322 | 42.5136 | 48.5753 | 50.763
VT | 40.7898 | 34.8162 | 35.2666 | 36.7403 | 36.1168 | VT | 43.4139 | 38.6287 | 41.6456 | 46.177 | 47.3199
NY | 33.3704 | 28.2536 | 27.2415 | 26.8409 | 25.5981 | NY | 35.5172 | 31.3475 | 32.169 | 33.735 | 33.5385
DE | 32.0398 | 25.3579 | 24.8975 | 26.1893 | 25.9114 | DE | 34.101 | 28.1347 | 29.401 | 32.916 | 33.9489
MD | 29.5822 | 24.6754 | 24.7309 | 26.3074 | 26.0783 | MD | 31.4853 | 27.3775 | 29.2043 | 33.0644 | 34.1676
9-state RGGI | 34.7637 | 29.6203 | 28.6001 | 29.125 | 28.4491 | 9-state RGGI | 37.0002 | 32.8638 | 33.7733 | 36.6057 | 37.2738
VA | 27.8539 | 24.7529 | 24.5437 | 25.8567 | 25.6939 | VA | 29.6458 | 27.4634 | 28.9832 | 32.498 | 33.6639
NJ | 31.8828 | 26.2148 | 25.5655 | 26.3748 | 25.4365 | NJ | 33.9339 | 29.0854 | 30.1898 | 33.1492 | 33.3267
PA | 26.0662 | 21.963 | 22.4383 | 24.2233 | 24.1798 | PA | 27.7431 | 24.368 | 26.497 | 30.445 | 31.6802
Capacity Prices (2017$/kW-yr) | [5 empty] | Capacity Prices (Nominal $/kW-yr)
| 2020 | 2022 | 2025 | 2028 | 2030 |  | 2020 | 2022 | 2025 | 2028 | 2030
MA | 79.261 | 50.0764 | 41.1061 | 43.8885 | 41.2946 | MA | 84.36 | 55.56 | 48.5414 | 55.1613 | 54.1039
CT | 79.261 | 50.0764 | 41.1061 | 43.8885 | 41.2946 | CT | 84.36 | 55.56 | 48.5414 | 55.1613 | 54.1039
ME | 79.261 | 50.0764 | 41.1061 | 43.8885 | 41.2946 | ME | 84.36 | 55.56 | 48.5414 | 55.1613 | 54.1039
NH | 79.261 | 50.0764 | 41.1061 | 43.8885 | 41.2946 | NH | 84.36 | 55.56 | 48.5414 | 55.1613 | 54.1039
RI | 79.261 | 50.0764 | 41.1061 | 43.8885 | 41.2946 | RI | 84.36 | 55.56 | 48.5414 | 55.1613 | 54.1039
VT | 79.261 | 50.0764 | 41.1061 | 43.8885 | 41.2946 | VT | 84.36 | 55.56 | 48.5414 | 55.1613 | 54.1039
NY | 65.5198 | 95.9377 | 94.4708 | 85.3302 | 91.0057 | NY | 69.7348 | 106.4433 | 111.5587 | 107.2472 | 119.2349
DE | 65.1582 | 54.5212 | 70.8217 | 58.9742 | 44.342 | DE | 69.35 | 60.4915 | 83.632 | 74.1217 | 58.0965
MD | 34.2938 | 46.0566 | 64.5863 | 54.5028 | 46.5523 | MD | 36.5 | 51.1 | 76.2687 | 68.5018 | 60.9924
9-state RGGI | 71.1708 | 55.2194 | 52.9461 | 51.3487 | 47.7409 | 9-state RGGI | 75.7494 | 61.2661 | 62.5231 | 64.5376 | 62.5497
VA | 34.2938 | 46.0566 | 64.5863 | 54.5028 | 46.5523 | VA | 36.5 | 51.1 | 76.2687 | 68.5018 | 60.9924
NJ | 65.1582 | 54.5212 | 70.8217 | 58.9742 | 44.342 | NJ | 69.35 | 60.4915 | 83.632 | 74.1217 | 58.0965
PA | 34.2938 | 46.0566 | 64.5863 | 54.5028 | 46.5523 | PA | 36.5 | 51.1 | 76.2687 | 68.5018 | 60.9924
Natural Gas Prices (2017$/MMBtu) | [5 empty] | Natural Gas Prices (Nominal $/MMBtu)
| 2020 | 2022 | 2025 | 2028 | 2030 |  | 2020 | 2022 | 2025 | 2028 | 2030
Henry Hub | 2.8882 | 2.3792 | 2.6156 | 3.0007 | 2.9368 | Henry Hub | 3.074 | 2.6397 | 3.0887 | 3.7715 | 3.8478
Renewable Energy Credit Prices (2017$/MWh) | [5 empty] | Renewable Energy Credit Prices (Nominal $/MWh)
| 2020 | 2022 | 2025 | 2028 | 2030 |  | 2020 | 2022 | 2025 | 2028 | 2030
New England Tier 1 RPS | 27.5995 | 30.419 | 18.3389 | 2.546 | 2.4424 | New England Tier 1 RPS | 29.375 | 33.75 | 21.6561 | 3.2 | 3.2
PJM Tier 1 RPS | 7.2346 | 7.1654 | 9.7106 | 2.546 | 2.4424 | PJM Tier 1 RPS | 7.7 | 7.95 | 11.4671 | 3.2 | 3.2

## Emissions
PA DEP Reference Case
Affected CO2 Emissions (Million Short Tons) | [6 empty] | 11-State RGGI Compliance
| 2020 | 2022 | 2025 | 2028 | 2030 | 2019-2030 |  | 2020 | 2022 | 2025 | 2028 | 2030 | 2019-2030
MA | 9.5011 | 8.8841 | 7.3383 | 6.5278 | 6.274 | 93.5267 | Aggregate Cap | 74.2838 | 116.1128 | 105.1478 | 94.1828 | 86.8728 | 1181.7705
CT | 8.2138 | 7.1992 | 5.5751 | 4.2404 | 3.2418 | 70.7134 | Bank Adjustment* | 91.1677 | -18.2335 | -18.2335 | 0 | 0 | 0
ME | 0.91831 | 1.0623 | 0 | 0.19871 | 0.322 | 5.9416 | ECR Allowances Removed | 0 | -10.9619 | -9.9256 | -8.8893 | -8.1984 | -97.5288
NH | 2.1636 | 1.4458 | 0.50391 | 0.43514 | 0.48747 | 11.9692 | Unsold Allowances | 0 | 0 | 0 | 0 | 0 | 0
RI | 2.6929 | 2.6474 | 2.44 | 2.4602 | 2.4564 | 30.4853 | Effective Cap | 165.4519 | 86.9178 | 76.989 | 85.2935 | 78.6744 | 1084.2441
VT | 0.0032868 | 0.0032868 | 0.0032868 | 0.0032868 | 0.0032868 | 0.039442 | Affected Emissions | 77.9127 | 103.867 | 94.0863 | 85.293 | 78.674 | 1084.238
NY | 27.6659 | 31.9886 | 26.6521 | 21.265 | 20.0169 | 315.0658 | CO2 Credit Price (2017$/Ton) | 4.5944 | 4.8916 | 5.3137 | 3.8763 | 3.6311
DE | 1.4163 | 0.80031 | 0.97289 | 0.9472 | 0.93132 | 11.9251 | CO2 Credit Price (Nominal $/Ton) | 4.89 | 5.4272 | 6.2748 | 4.8719 | 4.7574
MD | 8.8561 | 8.5034 | 8.7255 | 10.0268 | 8.885 | 108.3643 | *A bank of 91.16 million tons is assumed to carry over from 2019 into 2020 and is taken out of the cap 2021-2025.
VA | 26.8243 | 24.3582 | 25.4574 | 25.3242 | 24.147 | 303.2148 | The 2020 aggregate cap shown reflects the existing 21.891 million ton bank adjustment on the 2020 cap of 78.175 million tons.
NJ | 16.4815 | 16.9744 | 16.4178 | 13.8642 | 11.9089 | 186.6409
PA | 74.3448 | 78.1498 | 72.8951 | 69.8695 | 59.9042 | 871.3374
Total 11 state RGGI | 104.737 | 103.867 | 94.0863 | 85.293 | 78.674 | 1137.8866
Total CO2 Emissions PJM | 357.5082 | 328.8126 | 315.1458 | 313.2006 | 298.4878 | 3884.981
Total CO2 Emissions SERC | 355.5208 | 279.0811 | 286.8934 | 304.6161 | 304.7822 | 3627.5953
Total CO2 Emissions EI | 1297.8036 | 1118.8679 | 1114.2585 | 1148.2216 | 1140.4694 | 13880.1206
ISONE CO2 Emissions by Capacity Type (Million Tons)
| 2020 | 2022 | 2025 | 2028 | 2030 | 2019-2030
Combined Cycle | 22.3624 | 20.1214 | 15.6838 | 13.5746 | 12.2789 | 205.143
Coal | 0.7323 | 0.7323 | 0 | 0 | 0 | 3.6615
Combustion Turbine | 0.46181 | 0.50549 | 0.39055 | 0.3972 | 0.55248 | 5.3558
Oil/Gas Steam | 0.2666 | 0.22633 | 0.082925 | 0.16522 | 0.22357 | 2.1802
Total | 23.8231 | 21.5855 | 16.1572 | 14.137 | 13.055 | 216.3406
New York CO2 Emissions by Capacity Type (Million Tons)
| 2020 | 2022 | 2025 | 2028 | 2030 | 2020-2030
Combined Cycle | 20.5471 | 25.1245 | 20.0223 | 14.9243 | 13.477 | 214.2374
Coal | 1.4594 | 0 | 0 | 0 | 0 | 1.4594
Combustion Turbine | 2.3778 | 2.5953 | 1.2345 | 1.3147 | 1.3457 | 19.1572
Oil/Gas Steam | 4.8776 | 6.1194 | 6.1185 | 5.6209 | 5.7504 | 64.2045
Total | 29.2619 | 33.8393 | 27.3753 | 21.8599 | 20.5731 | 299.0584
PJM Total CO2 Emissions by Capacity Type (Million Tons)
| 2020 | 2022 | 2025 | 2028 | 2030 | 2019-2030
Combined Cycle | 113.2722 | 150.4294 | 147.2452 | 135.4634 | 133.6809 | 1659.6394
Coal | 237.8251 | 167.2293 | 152.9765 | 170.5451 | 157.2621 | 2105.1651
Combustion Turbine | 2.2114 | 3.7796 | 4.7296 | 2.8541 | 3.2301 | 41.7428
Oil/Gas Steam | 0.83176 | 1.4661 | 2.1299 | 0.97163 | 1.0009 | 16.3672
Total | 354.1405 | 322.9044 | 307.0812 | 309.8342 | 295.174 | 3822.9145
RGGI PJM CO2 Emissions by Capacity Type (Million Tons)
| 2020 | 2022 | 2025 | 2028 | 2030 | 2019-2030
Combined Cycle | 20.4517 | 25.12 | 24.2144 | 21.143 | 19.3079 | 271.6434
Coal | 5.7423 | 0 | 0.18798 | 2.8441 | 1.5602 | 22.1412
Combustion Turbine | 0.41313 | 0.52002 | 0.54813 | 0.37958 | 0.21305 | 5.3825
Oil/Gas Steam | 0.18349 | 0.74943 | 1.3337 | 0.56688 | 0.70582 | 9.0228
Total | 26.7906 | 26.3894 | 26.2842 | 24.9336 | 21.7869 | 308.19
Virginia CO2 Emissions by Capacity Type (Million Tons)
| 2020 | 2022 | 2025 | 2028 | 2030 | 2019-2030
Combined Cycle | 23.4384 | 23.8835 | 24.8691 | 23.3328 | 22.2409 | 285.3742
Coal | 2.7925 | 0.13294 | 0.094933 | 1.9627 | 1.9627 | 14.1195
Combustion Turbine | 0.40594 | 0.19522 | 0.28475 | 0.091805 | 0.094258 | 2.6215
Oil/Gas Steam | 0.39287 | 0.37434 | 0.44245 | 0.11243 | 0 | 3.5734
Total | 27.0297 | 24.586 | 25.6913 | 25.4998 | 24.2979 | 305.6886
Pennsylvania CO2 Emissions by Capacity Type (Million Tons)
| 2020 | 2022 | 2025 | 2028 | 2030 | 2019-2030
Combined Cycle | 38.905 | 57.0438 | 56.9175 | 52.7436 | 52.3433 | 630.2683
Coal | 35.4003 | 20.1772 | 14.6872 | 16.5944 | 6.9561 | 232.1331
Combustion Turbine | 0.18974 | 0.86734 | 1.6393 | 0.72662 | 0.86618 | 10.9456
Oil/Gas Steam | 0.027245 | 0.061494 | 0.068584 | 0.064164 | 0.066937 | 0.70415
Total | 74.5223 | 78.1498 | 73.3127 | 70.1288 | 60.2326 | 874.0511
Fossil Fuel SO2 Emissions (Thousand Short Tons)
| 2020 | 2022 | 2025 | 2028 | 2030 | 2019-2030
MA | 0.036007 | 0.0029776 | 0 | 0.0037647 | 0.058813 | 0.15105
CT | 0 | 0 | 0 | 0 | 0 | 0
ME | 0 | 0 | 0 | 0 | 0 | 0
NH | 0.89248 | 0.86459 | 0 | 0 | 0 | 4.3787
RI | 0 | 0 | 0 | 0 | 0 | 0
VT | 0.0017164 | 0 | 0 | 0.00023405 | 0.00023405 | 0.004369
NY | 2.3651 | 1.4404 | 1.3524 | 1.3508 | 1.3527 | 18.5136
DE | 0.16922 | 0 | 0 | 0 | 0 | 0.33844
MD | 2.946 | 0 | 0 | 1.4609 | 0.80136 | 11.076
VA | 5.9399 | 5.3031 | 5.2396 | 5.9486 | 5.9371 | 67.2911
NJ | 0.87254 | 0 | 0.10175 | 0 | 0 | 2.0503
PA | 38.5361 | 16.4243 | 13.7155 | 13.4481 | 7.7456 | 215.5816
PJM | 284.279 | 183.9862 | 177.8185 | 185.7286 | 182.1649 | 2393.3229
EI | 903.1321 | 605.6233 | 629.3665 | 693.8591 | 683.9074 | 8276.7182
Fossil Fuel NOx Emissions (Thousand Short Tons)
| 2020 | 2022 | 2025 | 2028 | 2030 | 2019-2030
MA | 1.9266 | 2.0198 | 1.4204 | 1.4724 | 1.7595 | 20.3506
CT | 1.3021 | 1.3365 | 1.1155 | 1.0132 | 1.0358 | 14.0358
ME | 0.1008 | 0.11724 | 0.0015938 | 0.023264 | 0.037122 | 0.66502
NH | 0.64359 | 0.62004 | 0.069532 | 0.078959 | 0.069204 | 3.662
RI | 0.32375 | 0.31251 | 0.30225 | 0.31027 | 0.31664 | 3.7392
VT | 0.07587 | 0.073656 | 0.073656 | 0.076555 | 0.087031 | 0.91037
NY | 15.9364 | 19.0276 | 13.2681 | 10.9934 | 10.7066 | 172.4468
DE | 0.47245 | 0.14723 | 0.16136 | 0.13406 | 0.12383 | 2.3967
MD | 1.8382 | 1.6664 | 2.1983 | 2.1761 | 1.897 | 23.6959
VA | 10.0825 | 8.2348 | 8.9672 | 8.5529 | 7.9392 | 105.3688
NJ | 3.924 | 3.7824 | 3.6258 | 2.9296 | 2.305 | 41.1665
PA | 28.8653 | 30.8672 | 29.2302 | 25.8677 | 20.7118 | 336.3377
PJM | 195.0675 | 153.5712 | 146.2154 | 146.9942 | 140.2028 | 1870.6803
EI | 785.8772 | 671.8913 | 648.5605 | 647.9603 | 644.3046 | 8121.2953

## Fuel Consumption
PA DEP Reference Case
Fuel Consumption (TBtu)
Coal Consumption (TBtu)
| 2020 | 2022 | 2025 | 2028 | 2030
MA | 0 | 0 | 0 | 0 | 0
CT | 0 | 0 | 0 | 0 | 0
ME | 0 | 0 | 0 | 0 | 0
NH | 7.1339 | 7.1339 | 0 | 0 | 0
RI | 0 | 0 | 0 | 0 | 0
VT | 0 | 0 | 0 | 0 | 0
NY | 14.217 | 0 | 0 | 0 | 0
DE | 3.1725 | 0 | 0 | 0 | 0
MD | 42.2722 | 0 | 0 | 27.7071 | 15.199
NJ | 10.4963 | 0 | 1.8312 | 0 | 0
10-State RGGI | 77.292 | 7.1339 | 1.8312 | 27.7071 | 15.199
VA | 27.1705 | 1.2616 | 0.89139 | 19.0873 | 19.0873
PA | 344.7036 | 196.5266 | 143.0417 | 161.604 | 67.7175
Annual Gas Consumption (TBtu)
| 2020 | 2022 | 2025 | 2028 | 2030
MA | 163.5386 | 153.2965 | 126.4518 | 112.5364 | 108.1462
CT | 142.9491 | 125.6245 | 97.6518 | 74.4791 | 57.1325
ME | 15.8184 | 18.3626 | 0.13955 | 3.5582 | 5.7321
NH | 24.4516 | 12.2529 | 8.6727 | 7.5302 | 8.3919
RI | 47.2514 | 46.4988 | 42.9174 | 43.1874 | 43.09
VT | 0.17023 | 0.17023 | 0.17023 | 0.17245 | 0.18142
NY | 470.1547 | 573.3618 | 463.2291 | 369.0184 | 347.0297
DE | 18.7769 | 13.8899 | 16.8381 | 16.7606 | 16.252
MD | 77.22 | 146.0568 | 150.9591 | 123.2639 | 125.4519
NJ | 226.6385 | 252.273 | 243.6279 | 209.9441 | 186.6687
10-State RGGI | 1186.9692 | 1341.7869 | 1150.6577 | 960.4507 | 898.0764
VA | 414.0288 | 417.7157 | 437.2451 | 402.0676 | 381.5375
PA | 668.2956 | 990.3082 | 1001.4592 | 914.4932 | 910.0861
Winter Gas Consumption (TBtu)
| 2020 | 2022 | 2025 | 2028 | 2030
MA | 38.4266 | 32.0814 | 24.888 | 25.6702 | 19.993
CT | 24.7017 | 23.4717 | 16.7015 | 9.5255 | 9.4255
ME | 5.0028 | 4.8562 | 0.0055516 | 0.029724 | 0.029724
NH | 7.6972 | 0.94716 | 0.028713 | 0.028713 | 0.18418
RI | 10.9246 | 10.808 | 9.8232 | 10.1145 | 10.3645
VT | 0 | 0 | 0 | 0.0022242 | 0.011195
NY | 78.9137 | 121.6441 | 94.6499 | 68.9543 | 59.4501
DE | 3.724 | 4.2549 | 4.3562 | 4.2657 | 4.4404
MD | 14.7199 | 27.748 | 29.1725 | 26.3859 | 27.0568
NJ | 43.8172 | 51.522 | 49.0129 | 44.6607 | 41.9446
10-State RGGI | 227.9277 | 277.3334 | 228.6385 | 189.6373 | 172.9
VA | 90.8565 | 95.9123 | 93.4635 | 92.7857 | 92.6618
PA | 148.6598 | 238.4276 | 221.1784 | 206.2616 | 203.2744
Oil Consumption (TBtu)
| 2020 | 2022 | 2025 | 2028 | 2030
MA | 0.13466 | 0.011136 | 0 | 0.01408 | 0.21995
CT | 0 | 0 | 0 | 0 | 0
ME | 0 | 0 | 0 | 0 | 0
NH | 0 | 0 | 0 | 0 | 0
RI | 0 | 0 | 0 | 0 | 0
VT | 0.044261 | 0 | 0 | 0.0060357 | 0.0060357
NY | 3.216 | 3.1588 | 2.9659 | 2.9624 | 2.9665
DE | 0 | 0 | 0 | 0 | 0
MD | 0 | 0 | 0 | 0 | 0
NJ | 0 | 0 | 0 | 0 | 0
10-State RGGI | 3.395 | 3.17 | 2.9659 | 2.9825 | 3.1925
VA | 0 | 0 | 0 | 0 | 0
PA | 0 | 0 | 0 | 0 | 0

## Transmission
PA DEP Reference Case
Transmission Flows (TWh)
NY | [5 empty] | 2017 | 2020 | 2023 | 2026 | 2029 | 2031
| 2020 | 2022 | 2025 | 2028 | 2030 | 14.3011 | 11.4434 | 11.0541 | 12.157 | 12.157 | 12.3036
Imports from Canada | 13.6942 | 11.3532 | 9.3681 | 8.7956 | 8.5803 | 0.65827 | 0.81359 | 0.87696 | 0.91146 | 0.68944 | 0.40441 | 2017 | 2020 | 2023 | 2026 | 2029 | 2031
Imports from ISO-NE | 0.9703 | 1.0411 | 0.30593 | 0.14649 | 0.024196 | 6.6923 | 6.2297 | 10.841 | 9.855 | 8.4773 | 11.6327 | 41.7271 | 44.6622 | 42.3103 | 46.9918 | 48.9826 | 48.241
Imports from PJM - Non-RGGI | 5.2389 | 2.0637 | 2.31 | 2.18 | 2.3864 | 3.6853 | 4.9163 | 10.0572 | 13.4948 | 15.6116 | 13.0323 | 15.9932 | 17.8255 | 17.2463 | 17.532 | 17.5361 | 17.8037
Imports from RGGI PJM | 5.245 | 5.6031 | 5.0981 | 4.4951 | 3.6117
Exports to Canada | 2.16 | 2.1292 | 2.16 | 3.5707 | 5.3051 | 8.7303 | 8.3474 | 6.1663 | 7.4698 | 7.8433 | 7.9813 | 25.7339 | 26.8366 | 25.064 | 29.4599 | 31.4465 | 30.4373
Exports to ISO-NE | 4.0858 | 4.2453 | 4.9613 | 6.4031 | 6.9469 | 2.3443 | 1.3349 | 0.66488 | 0.6459 | 0.81389 | 0.61777
Exports to PJM - Non-RGGI | 0.0029651 | 0 | 0.42832 | 0.78605 | 0.91981 | 6.8917 | 3.8881 | 5.8837 | 1.3129 | -2.9451 | 2.7095
Exports to RGGI PJM | 0.13309 | 0.15302 | 0.8307 | 1.6041 | 1.6971
Net | 18.7666 | 13.5335 | 8.7019 | 3.2532 | -0.26626 | [6 empty] | 2017 | 2020 | 2023 | 2026 | 2029 | 2031
[12 empty] | 87.9002 | 87.5302 | 90.6262 | 95.5588 | 96.3639 | 97.9338
ISO-NE | [5 empty] | 2017 | 2020 | 2023 | 2026 | 2029 | 2031 | 31.4115 | 33.2377 | 35.0116 | 40.0539 | 42.4944 | 39.8394
| 2020 | 2022 | 2025 | 2028 | 2030 | 15.7911 | 16.0339 | 19.3775 | 18.1737 | 18.2143 | 17.3707 | 56.4888 | 54.2925 | 55.6145 | 55.5048 | 53.8695 | 58.0943
Imports from Canada | 19.8815 | 20.0345 | 24.1423 | 22.2016 | 20.7903 | 8.7303 | 8.3474 | 6.1663 | 7.4698 | 7.8433 | 7.9813
Imports from NY | 4.0858 | 4.2453 | 4.9613 | 6.4031 | 6.9469 | 0 | 0 | 0 | 0 | 0 | 0
Exports to Canada | 0 | 0 | 0 | 0 | 0 | 0.65827 | 0.81359 | 0.87696 | 0.91146 | 0.68944 | 0.40441
Exports to NY | 0.9703 | 1.0411 | 0.30593 | 0.14649 | 0.024196 | 23.8631 | 23.5677 | 24.6668 | 24.7321 | 25.3681 | 24.9475
Net | 22.997 | 23.2387 | 28.7977 | 28.4582 | 27.713
RGGI PJM*
| 2020 | 2022 | 2025 | 2028 | 2030
Imports from PJM - Non-RGGI | 55.561 | 51.8929 | 42.1611 | 37.4549 | 35.0732
Imports from NY | 0.12075 | 0.13101 | 0.64741 | 1.2174 | 1.2747
Exports to PJM - Non-RGGI | 0.8631 | 3.7804 | 4.7175 | 4.8661 | 5.1501
Exports to NY | 4.7587 | 4.7973 | 3.9733 | 3.4115 | 2.7129
Net | 50.06 | 43.4462 | 34.1177 | 30.3949 | 28.4849
*Inlcudes MD, DE and NJ
10-state RGGI
| 2020 | 2022 | 2025 | 2028 | 2030
Imports to RGGI | 104.7975 | 96.3647 | 88.9944 | 82.8942 | 78.6878
Exports from RGGI | 12.9739 | 16.1463 | 17.377 | 20.7879 | 22.7561
Net | 91.8236 | 80.2184 | 71.6173 | 62.1062 | 55.9317
Virginia
| 2020 | 2022 | 2025 | 2028 | 2030
Imports from PJM RGGI | 1.5289 | 11.8737 | 11.7208 | 6.8847 | 7.3695
Imports from PJM Non-RGGI | 43.1032 | 27.8794 | 27.6632 | 28.1875 | 26.3599
Imports from Non-PJM | 5.9119 | 4.2672 | 2.8607 | 1.0756 | 0.84112
Exports to PJM RGGI | 12.9846 | 5.2215 | 6.9144 | 7.5424 | 8.4296
Exports to PJM Non-RGGI | 2.8151 | 3.3654 | 4.6876 | 4.3183 | 4.5169
Exports to Non-PJM | 5.7246 | 5.1857 | 6.8204 | 9.6117 | 8.9668
Net | 29.0197 | 30.2477 | 23.8224 | 14.6755 | 12.6573
Pennsylvania
| 2020 | 2022 | 2025 | 2028 | 2030
Imports from PJM RGGI | 2.3985 | 4.661 | 7.9054 | 9.9711 | 10.5576
Imports from PJM Non-RGGI | 11.6266 | 7.2045 | 8.2905 | 6.1679 | 4.9561
Imports from NYISO | 0.0043166 | 0 | 0.52129 | 0.91117 | 0.93306
Imports from Non-PJM | 0.010402 | 0 | 0 | 0.041994 | 0.061324
Exports to PJM RGGI | 73.17 | 97.2463 | 93.2105 | 81.9331 | 72.2627
Exports to PJM Non-RGGI | 1.2974 | 8.3095 | 14.1622 | 19.0317 | 16.2911
Exports to NYISO | 5.2574 | 2.3429 | 3.0507 | 2.8076 | 4.2219
Exports to Non-PJM | 0.59619 | 0.49218 | 0.58467 | 0.52906 | 0.50021
Net | -65.6953 | -96.0333 | -93.7063 | -86.7222 | -76.3288