## Assumptions Overview
Assumptions Overview- PA Policy Case (assumes PA participation in the Regional Greenhouse Gas Initiative)
Category | Source/Approach for Assumptions
IPM Reporting Years | Reporting years for the IPM model: 2020, 2022, 2025, 2028, 2030
Demand - Load and Peak Growth | ISONE - 2020 CELT Net PDR NYISO Gold Book 2020 PJM - PJM 2021 Load Forecast with incremental EE adjustments in VA and NJ to account for state legislative mandates. Incremental BTM Solar adjustments were also made in NJ. Rest of US: ISO (as available) or EIA AEO 2020 regional growth rates
Gas Prices at Henry Hub | Average of 2021 AEO Reference and High Gas Resource Cases
Build Costs - Renewables | NREL 2020 Annual Technology Baseline Study capital costs; regionalized to account for cost differences by zone/state
Minimum Generation - NY | Assume minimum run time and oil burn for dual-fuel units in Zones J and K based on input from NYSERDA. The total MWhs of minimum generation declines over time consistent with the decline in load for each of the respective zones, maintaining the share of minimum generation as a percentage of load.
Minimum Generation - PJM (DE and MD) | DE - Minimum coal generation of 3459 GWh in 2020
Minimum Generation - ISONE | NH - Minimum coal generation of 128 GWh in 2020
Minimum Generation - PA | None
Firm Capacity Changes - NYISO | Latest information from NYISO and ICF
Firm Capacity Changes – PJM (DE, MD, NJ and VA) | Latest information from PJM ISO and ICF
Firm Capacity Changes – ISO-NE | Latest information from ISO-NE and ICF
Nuclear Lifetime | 80 years, or as planned by owners
Renewable Portfolio Standards | RPS targets met in New England and PJM with state-level RPS implementation Fulfillment of NY 70-by-30 requirement RPS, including imports from Quebec
Offshore Wind Requirements | Based on input from the States and expectations based on state policies/announcements NY: 9,000 MW by 2035; 6,826 MW by 2030 modeled MA: 3,200 MW; 2,400 MW by 2030 modeled CT: 2,000 MW by 2030 RI: 400 MW by 2030 MD: 1,568 MW by 2030 NJ: 7,500 MW by 2030; 3,500 MW by 2030 modeled VA: 5,200 MW by 2034; 3,920 MW by 2030 modeled
Storage | Based on publicly announced storage targets as well as input from the RGGI states
Firm Transmission | New England Clean Energy Connect – 1200 MW from Quebec to New England in 2025
RGGI Program Assumptions | New Jersey joins with 18 MMTon cap in 2020, declining 30% by 2030 Virginia joins in 2021 with 28 MMTon cap reduced by 3% Pennsylvania joins in 2022 with a 78 MMTon cap reudced by 3% and including a 12.3 MMTon set-aside

## Assumptions PA Firm
Assumptions Overview - Firm Capacity Changes in PA
Capacity Additions
Facility | Capacity (MW) | Type | County
Birdsboro Power Plant | 488 | Natural Gas Combined Cycle | Berks County
CPV Fairview Energy Center | 1050 | Natural Gas Combined Cycle | Cambria
Hickory Run Energy Station | 1072 | Natural Gas Combined Cycle | Lawrence
Shell Chemical Appalachia LLC | 250.4 | Natural Gas Combined Cycle | Beaver
Towanda Township | 163 | Natural Gas Combined Cycle | Bradford
Renovo Energy Center | 1240 | Natural Gas Combined Cycle | Clinton
Hill Top Energy Center | 620 | Natural Gas Combined Cycle | Greene
Robinson Power (Beech Hollow) | 1000 | Natural Gas Combined Cycle | Washington
WhiteTail Solar | 53.5 | Solar
Elk Hill Solar | 15 | Solar
Elk Hill Solar (SEPTA PPA) | 20 | Solar
Adam's Solar (Philadelphia) | 80 | Solar
Sunbury Solar project | 20 | Solar
Holtwood Solar | 20 | Solar
Gaucho Solar | 20 | Solar
The Montour Solar One | 100 | Solar
Cottontail Solar (COPA) | 239 | Solar
UPenn | 220 | Solar
Mason Dixon | 200 | Onshore Wind
Allegheny Lock and Dam No. 2 | 17.8 | Hydro
Emsworth Main Channel Dam | 7.4 | Hydro
Capacity Retirements
Facility | Capacity (MW) | Type | County
Bruce Mansfield 3 | 850 | Coal Steam | Beaver
Fairless Hills Landfill | 60 | Landfill Gas | Bucks
Pennsbury Generator Landfill | 6 | Landfill Gas | Bucks
Wheelabrator Frackville Energy | 42 | Coal Steam | Schuylkill

## Assumptions PA Units
Assumptions Overview - RGGI-affected Sources in PA
Plant Name | ORIS Plant Code | PlantType | Capacity (MW) | On Line Year | RGGI Affected? | Notes on Operation
Gettysburg Energy & Nutrient Rec Facility | 58565 | Biomass | 2.5 | 2013 | N
Brunner Island | 3140 | Coal Steam | 363.3 | 1961 | Y | Brunner island agreed not to burn coal by 2023 during ozone season and not at all by 2028
Brunner Island | 3140 | Coal Steam | 405 | 1965 | Y
Brunner Island | 3140 | Coal Steam | 847.8 | 1969 | Y
Cheswick Power Plant | 8226 | Coal Steam | 637 | 1970 | Y
Conemaugh | 3118 | Coal Steam | 936 | 1970 | Y
Conemaugh | 3118 | Coal Steam | 936 | 1971 | Y
Ebensburg Power | 10603 | Coal Steam | 50 | 1991 | Y | Waste Coal
Foster Wheeler Mt Carmel Cogen | 10343 | Coal Steam | 43 | 1990 | Y | Waste Coal
Homer City Generating Station | 3122 | Coal Steam | 660 | 1969 | Y
Homer City Generating Station | 3122 | Coal Steam | 660 | 1969 | Y
Homer City Generating Station | 3122 | Coal Steam | 692 | 1977 | Y
John B Rich Memorial Power Station | 10113 | Coal Steam | 80 | 1988 | Y | Waste Coal
Keystone | 3136 | Coal Steam | 936 | 1967 | Y
Keystone | 3136 | Coal Steam | 936 | 1968 | Y
Northampton Generating Company LP | 50888 | Coal Steam | 134 | 1995 | Y | Waste Coal
Panther Creek Energy Facility | 50776 | Coal Steam | 84 | 1992 | Y | Waste Coal
Scrubgrass Generating Company LP | 50974 | Coal Steam | 84 | 1993 | Y | Waste Coal
Seward (PA) | 3130 | Coal Steam | 585 | 2004 | Y | Waste Coal
St Nicholas Cogen Project | 54634 | Coal Steam | 86 | 1990 | Y | Waste Coal
TalenEnergy Montour | 3149 | Coal Steam | 865 | 1972 | Y
TalenEnergy Montour | 3149 | Coal Steam | 865 | 1973 | Y
Westwood Generation LLC | 50611 | Coal Steam | 30 | 1987 | Y | Waste Coal
Colver Power Project | 10143 | Coal Steam | 110 | 1995 | Y | Waste Coal
Cambria Cogeneration | 10641 | Coal Steam | 88 | 1991 | Y | Waste Coal; Retire 2020
Wheelabrator Frackville | 50879 | Coal Steam | 44.5 | 1988 | Y | Waste Coal; Retire 2020
Bethlehem Power Plant | 55690 | Combined Cycle | 576.5 | 2002 | Y
Bethlehem Power Plant | 55690 | Combined Cycle | 576.5 | 2003 | Y
Brunot Island | 3096 | Combined Cycle | 113.3 | 1973 | Y
Brunot Island | 3096 | Combined Cycle | 113.3 | 1973 | Y
Brunot Island | 3096 | Combined Cycle | 113.3 | 1974 | Y
Bucknell University | 54333 | Combined Cycle | 4.3 | 1998 | N
Bucknell University | 54333 | Combined Cycle | 0.5 | 1991 | N
Fairless Energy Center | 55298 | Combined Cycle | 1338 | 2004 | Y
Fayette Energy Facility | 55516 | Combined Cycle | 644 | 2003 | Y
FirstEnergy Allegheny Energy Units 3 4 & 5 | 55710 | Combined Cycle | 368 | 2003 | Y
Grays Ferry Cogeneration | 54785 | Combined Cycle | 192 | 1997 | Y
Hunlock Power Station | 3176 | Combined Cycle | 29.1 | 1959 | Y
Hunlock Power Station | 3176 | Combined Cycle | 98.2 | 2011 | Y
Hunterstown Power Plant | 55976 | Combined Cycle | 898 | 2003 | Y
Lackawanna Energy Center | 60357 | Combined Cycle | 555 | 2018 | Y
Lackawanna Energy Center | 60357 | Combined Cycle | 555 | 2018 | Y
Lackawanna Energy Center | 60357 | Combined Cycle | 555 | 2018 | Y
Lackawanna Energy Center | 60357 | Combined Cycle | 1500 | 2019 | Y
Liberty Electric Power Plant | 55231 | Combined Cycle | 614 | 2002 | Y
Lower Mount Bethel Energy | 55667 | Combined Cycle | 652 | 2004 | Y
Marcus Hook Energy LP | 55801 | Combined Cycle | 607 | 2004 | Y
Moxie Freedom Generation Plant | 59906 | Combined Cycle | 529 | 2018 | Y
Moxie Freedom Generation Plant | 59906 | Combined Cycle | 529 | 2018 | Y
Ontelaunee Energy Center | 55193 | Combined Cycle | 364 | 2002 | Y
Ontelaunee Energy Center | 55193 | Combined Cycle | 364 | 2002 | Y
Panda Hummel Station LLC | 60368 | Combined Cycle | 1194 | 2018 | Y
Panda Liberty Generation Plant | 58420 | Combined Cycle | 870 | 2016 | Y
Panda Patriot Generation Plant | 58426 | Combined Cycle | 870 | 2016 | Y
TalenEnergy Ironwood LLC | 55337 | Combined Cycle | 778 | 2001 | Y
Tenaska Westmoreland Generating Station | 60464 | Combined Cycle | 1134 | 2018 | Y
York Energy Center | 55524 | Combined Cycle | 560 | 2011 | Y
York Energy Center | 55524 | Combined Cycle | 889 | 2018 | Y
York Generation Company LLC | 54693 | Combined Cycle | 46 | 1989 | Y
Alpaca | 58813 | Combustion Turbine | 20.4 | 2017 | N
Archbald Power Station | 50279 | Combustion Turbine | 43.7 | 2001 | Y
Armstrong | 55347 | Combustion Turbine | 688 | 2002 | Y
Beaver Dam | 58811 | Combustion Turbine | 21 | 2016 | N
Blossburg | 3120 | Combustion Turbine | 16 | 1971 | N
Brunot Island | 3096 | Combustion Turbine | 25.5 | 1972 | Y
Chester Generating Station | 3157 | Combustion Turbine | 39 | 1969 | Y
Conemaugh | 3118 | Combustion Turbine | 11.2 | 1970 | N
Croydon CT Generating Station | 8012 | Combustion Turbine | 544 | 1974 | Y
Delaware Generating Station | 3160 | Combustion Turbine | 39 | 1969 | Y
Delaware Generating Station | 3160 | Combustion Turbine | 17 | 1970 | N
East Campus Steam Plant | 58195 | Combustion Turbine | 6.9 | 2011 | N
Eddystone Generating Station | 3161 | Combustion Turbine | 26 | 1967 | Y
Eddystone Generating Station | 3161 | Combustion Turbine | 34 | 1970 | Y
Falling Spring | 7397 | Combustion Turbine | 4.2 | 1967 | N
Falling Spring | 7397 | Combustion Turbine | 2.9 | 2001 | N
Falls | 3162 | Combustion Turbine | 51 | 1970 | Y
FirstEnergy Chambersburg | 55654 | Combustion Turbine | 88 | 2001 | Y
FirstEnergy Gans | 55377 | Combustion Turbine | 88 | 2000 | Y
FirstEnergy Springdale 1 & 2 | 55196 | Combustion Turbine | 88 | 1999 | Y
Hamilton (PA) | 3109 | Combustion Turbine | 18 | 1971 | N
Handsome Lake Energy LLC | 55233 | Combustion Turbine | 265 | 2001 | Y
Hazelton | 10870 | Combustion Turbine | 58.9 | 1989 | Y
Hazelton | 10870 | Combustion Turbine | 86.7 | 2002 | Y
Hunlock Unit 4 | 56397 | Combustion Turbine | 45 | 2000 | Y
Hunterstown | 3110 | Combustion Turbine | 53 | 1971 | Y
Indiana University of Pennsylvania | 10129 | Combustion Turbine | 24 | 1988 | N
Keystone | 3136 | Combustion Turbine | 11.2 | 1968 | N
Milan | 58818 | Combustion Turbine | 20.4 | 2017 | N
Moser Generating Station | 3163 | Combustion Turbine | 51 | 1970 | Y
Mountain | 3111 | Combustion Turbine | 36 | 1972 | Y
New Castle Plant | 3138 | Combustion Turbine | 5 | 1968 | N
Orchard Park | 55997 | Combustion Turbine | 23.2 | 2003 | N
Orrtanna | 3112 | Combustion Turbine | 18 | 1971 | N
Oxbow Creek Energy | 58714 | Combustion Turbine | 22 | 2019 | N
Paxton Creek Cogeneration | 50373 | Combustion Turbine | 12 | 1986 | N
Portland (PA) | 3113 | Combustion Turbine | 13 | 1967 | N
Portland (PA) | 3113 | Combustion Turbine | 17 | 1971 | N
Portland (PA) | 3113 | Combustion Turbine | 134 | 1997 | Y
PPG Monroeville Chemicals Center | 58047 | Combustion Turbine | 0.3 | 2000 | N
PPG Monroeville Chemicals Center | 58047 | Combustion Turbine | 0.8 | 1998 | N
Procter & Gamble Mehoopany Mill | 50463 | Combustion Turbine | 40 | 1985 | Y
Procter & Gamble Mehoopany Mill | 50463 | Combustion Turbine | 64 | 2013 | Y
Richmond Generating Station | 3168 | Combustion Turbine | 98 | 1973 | Y
Roundtop | 58715 | Combustion Turbine | 21 | 2015 | N
Schuylkill Generating Station | 3169 | Combustion Turbine | 13 | 1969 | N
Schuylkill Generating Station | 3169 | Combustion Turbine | 17 | 1971 | N
Shawnee (PA) | 3114 | Combustion Turbine | 17 | 1972 | N
Shawville | 3131 | Combustion Turbine | 4 | 1960 | N
Shawville | 3131 | Combustion Turbine | 2 | 1966 | N
Southwark | 3170 | Combustion Turbine | 39 | 1967 | Y
Southwark | 3170 | Combustion Turbine | 13 | 1968 | N
Spring House | 59056 | Combustion Turbine | 3.8 | 2013 | N
Sunbury Generation LP | 3152 | Combustion Turbine | 36 | 1971 | Y
Sunbury Generation LP | 3152 | Combustion Turbine | 5 | 1967 | N
TalenEnergy Martin Creek LLC Allentown | 3139 | Combustion Turbine | 56 | 1967 | Y
TalenEnergy Martins Creek | 3148 | Combustion Turbine | 72 | 1971 | Y
TalenEnergy Martins Creek LLC Fishbach | 3142 | Combustion Turbine | 28 | 1969 | Y
TalenEnergy Martins Creek LLC Harrisburg | 3143 | Combustion Turbine | 42 | 1967 | Y
TalenEnergy Martins Creek LLC Harwood | 3144 | Combustion Turbine | 27 | 1967 | Y
TalenEnergy Martins Creek LLC Jenkins | 3146 | Combustion Turbine | 28 | 1969 | Y
TalenEnergy Martins Creek LLC Lock Haven | 3147 | Combustion Turbine | 14 | 1969 | N
TalenEnergy Martins Creek LLC West Shore | 3154 | Combustion Turbine | 28 | 1969 | Y
TalenEnergy Martins Creek LLC Williamsport | 3155 | Combustion Turbine | 27 | 1967 | Y
Titus | 3115 | Combustion Turbine | 13 | 1967 | N
Titus | 3115 | Combustion Turbine | 14 | 1970 | N
Tolna | 3116 | Combustion Turbine | 36 | 1972 | Y
Warren | 3132 | Combustion Turbine | 46 | 1972 | Y
Whitemarsh Central Utility Plant | 56513 | Combustion Turbine | 1.6 | 2007 | N
Wolf Run Energy | 61263 | Combustion Turbine | 13.2 | 2018 | N
AES ADA Energy Storage Array | 60811 | Energy Storage | 2 | 2013 | N
Green Mountain Storage, LLC | 55370 | Energy Storage | 10.4 | 2016 | N
Hazle Spindle | 57716 | Energy Storage | 20 | 2013 | N
Meyersdale Windpower | 56052 | Energy Storage | 18 | 2015 | N
Allegheny Hydro No 8 | 50897 | Hydro | 13.6 | 1990 | N
Allegheny Hydro No 9 | 50898 | Hydro | 17.8 | 1990 | N
Allegheny No 6 Hydro Station | 50894 | Hydro | 8 | 1988 | N
Allegheny No. 5 Hydro Station | 50893 | Hydro | 6 | 1988 | N
Beaver Valley Patterson Dam | 10546 | Hydro | 1.2 | 1982 | N
Conemaugh Hydro Plant | 52173 | Hydro | 4 | 1989 | N
Lake Lynn Hydro Station | 6636 | Hydro | 39 | 1926 | N
Lake Lynn Hydro Station | 6636 | Hydro | 13 | 1929 | N
Mahoning Creek Hydroelectric Project | 58685 | Hydro | 6.7 | 2013 | N
Piney | 3124 | Hydro | 23.6 | 1924 | N
Piney | 3124 | Hydro | 9.6 | 1928 | N
Safe Harbor | 3175 | Hydro | 33 | 1940 | N
Safe Harbor | 3175 | Hydro | 112.5 | 1985 | N
Safe Harbor | 3175 | Hydro | 75 | 1986 | N
Safe Harbor | 3175 | Hydro | 33 | 1934 | N
Safe Harbor | 3175 | Hydro | 68 | 1931 | N
Safe Harbor | 3175 | Hydro | 64 | 1932 | N
Safe Harbor | 3175 | Hydro | 32 | 1933 | N
TalenEnergy Holtwood | 3145 | Hydro | 10 | 1910 | N
TalenEnergy Holtwood | 3145 | Hydro | 13.2 | 1924 | N
TalenEnergy Holtwood | 3145 | Hydro | 2.4 | 2011 | N
TalenEnergy Holtwood | 3145 | Hydro | 129.2 | 2013 | N
TalenEnergy Holtwood | 3145 | Hydro | 60.2 | 1911 | N
TalenEnergy Holtwood | 3145 | Hydro | 10.3 | 1913 | N
TalenEnergy Holtwood | 3145 | Hydro | 23.7 | 1914 | N
TalenEnergy HW Wallenpaupack | 3153 | Hydro | 44 | 1926 | N
Townsend Hydro | 10285 | Hydro | 4.2 | 1987 | N
Warrior Ridge Hydro | 10152 | Hydro | 2.8 | 1985 | N
William F Matson Generating Station | 7128 | Hydro | 8.4 | 1988 | N
York Haven | 3117 | Hydro | 19 | 1905 | N
Yough Hydro Power | 52036 | Hydro | 12.2 | 1989 | N
Allenwood | 57581 | Landfill Gas | 3.2 | 2012 | N
Archbald Power Station | 50279 | Landfill Gas | 20 | 1998 | N
Archbald Power Station | 50279 | Landfill Gas | 8 | 2010 | N
Blue Ridge Landfill | 57466 | Landfill Gas | 6.4 | 2013 | N
Broad Mountain | 56911 | Landfill Gas | 8.8 | 2009 | N
Cumberland County PA LFG Recovery | 56887 | Landfill Gas | 6.4 | 2009 | N
Dart Container Corp | 58476 | Landfill Gas | 9.2 | 2012 | N
Frey Farm Landfill | 56510 | Landfill Gas | 1.6 | 2006 | N
Glades Pike Generation Plant | 59759 | Landfill Gas | 4.3 | 2011 | N
GLRA Landfill | 56512 | Landfill Gas | 3.2 | 2007 | N
Granger Energy of Morgantown | 60388 | Landfill Gas | 1.6 | 2016 | N
Green Knight Energy Center | 55765 | Landfill Gas | 7.2 | 2001 | N
Keystone Recovery | 54934 | Landfill Gas | 2.8 | 1995 | N
Keystone Recovery | 54934 | Landfill Gas | 2.1 | 1996 | N
L&S Sweetners | 58497 | Landfill Gas | 3.2 | 2013 | N
Lakeview Gas Recovery | 55074 | Landfill Gas | 6 | 1997 | N
Lanchester Generating Station | 56850 | Landfill Gas | 1.6 | 2006 | N
Lanchester Generating Station | 56850 | Landfill Gas | 1.6 | 2010 | N
Lycoming County | 57582 | Landfill Gas | 3 | 2012 | N
Mountain View | 56687 | Landfill Gas | 14.4 | 2003 | N
Norther Tier Landfill | 56890 | Landfill Gas | 1.6 | 2009 | N
Pine Grove | 56690 | Landfill Gas | 5.4 | 2008 | N
Pioneer Crossing Energy, LLC | 56957 | Landfill Gas | 6.4 | 2008 | N
Pioneer Crossing Energy, LLC | 56957 | Landfill Gas | 1.6 | 2013 | N
PPL Glendon LFGTE Plant | 57183 | Landfill Gas | 3.2 | 2011 | N
SECCRA Community Landfill | 56873 | Landfill Gas | 0.9 | 2007 | N
SECCRA Community Landfill | 56873 | Landfill Gas | 1.6 | 2010 | N
Tullytown | 58250 | Landfill Gas | 1.6 | 2013 | N
Waste Management Arden LFGTE | 57014 | Landfill Gas | 4.8 | 2009 | N
Covanta Delaware Valley | 10746 | Municipal Solid Waste | 79.8 | 1991 | N
Covanta Plymouth Renewable Energy | 54625 | Municipal Solid Waste | 28 | 1992 | N
Harrisburg Facility | 10118 | Municipal Solid Waste | 20.7 | 2005 | N
Lancaster County Resource Recovery | 50859 | Municipal Solid Waste | 20.4 | 1991 | N
Wheelabrator Falls | 54746 | Municipal Solid Waste | 45.2 | 1994 | N
York County Resource Recovery | 50215 | Municipal Solid Waste | 28.8 | 1989 | N
PWD Northeast WPCP Biogas Cogen Plant | 58326 | Non-Fossil Waste | 5.6 | 2013 | N
Limerick | 6105 | Nuclear | 1119.7 | 1986 | N
Limerick | 6105 | Nuclear | 1122.1 | 1990 | N
Peach Bottom | 3166 | Nuclear | 2493.8 | 1974 | N
TalenEnergy Susquehanna | 6103 | Nuclear | 1247 | 1983 | N
TalenEnergy Susquehanna | 6103 | Nuclear | 1247 | 1985 | N
Eddystone Generating Station | 3161 | O/G Steam | 391 | 1974 | Y
Eddystone Generating Station | 3161 | O/G Steam | 391 | 1976 | Y
New Castle Plant | 3138 | O/G Steam | 98 | 1952 | Y
New Castle Plant | 3138 | O/G Steam | 114 | 1958 | Y
New Castle Plant | 3138 | O/G Steam | 136 | 1964 | Y
Pixelle Specialty Solutions LLC - Spring Grove Facility | 50397 | O/G Steam | 55 | 1989 | Y
Pixelle Specialty Solutions LLC - Spring Grove Facility | 50397 | O/G Steam | 30 | 1993 | Y
Procter & Gamble Mehoopany Mill | 50463 | O/G Steam | 0.9 | 1984 | N
Shawville | 3131 | O/G Steam | 122 | 1954 | Y
Shawville | 3131 | O/G Steam | 125 | 1954 | Y
Shawville | 3131 | O/G Steam | 175 | 1959 | Y
Shawville | 3131 | O/G Steam | 175 | 1960 | Y
TalenEnergy Martins Creek | 3148 | O/G Steam | 850 | 1975 | Y
TalenEnergy Martins Creek | 3148 | O/G Steam | 850 | 1977 | Y
Allegheny Ridge Wind Farm | 56451 | Onshore Wind | 80 | 2007 | N
Armenia Mountain Wind Farm | 57044 | Onshore Wind | 100.5 | 2009 | N
Casselman Wind Power Project | 56369 | Onshore Wind | 34.5 | 2007 | N
Chestnut Flats Wind Farm | 57268 | Onshore Wind | 38 | 2011 | N
Forward Windpower LLC | 56699 | Onshore Wind | 29.4 | 2008 | N
FPL E Somerset Windpower LLC | 55803 | Onshore Wind | 9 | 2001 | N
Highland North Wind Farm | 57991 | Onshore Wind | 75 | 2012 | N
Highland Wind Project (PA) | 57139 | Onshore Wind | 62.5 | 2009 | N
Laurel Hill Wind | 57744 | Onshore Wind | 69 | 2012 | N
Locust Ridge | 56470 | Onshore Wind | 26 | 2007 | N
Locust Ridge II LLC | 56770 | Onshore Wind | 102 | 2009 | N
Lookout Windpower LLC | 56700 | Onshore Wind | 37.8 | 2008 | N
Mehoopany Wind Energy LLC | 57769 | Onshore Wind | 142.6 | 2012 | N
Meyersdale Windpower | 56052 | Onshore Wind | 30 | 2003 | N
Mill Run Windpower | 55805 | Onshore Wind | 15 | 2001 | N
North Allegheny Windpower Project | 56651 | Onshore Wind | 70 | 2009 | N
Patton Wind Farm | 57999 | Onshore Wind | 30 | 2012 | N
PPL Frey Farm Landfill Wind | 57182 | Onshore Wind | 3.2 | 2011 | N
Ringer Hill Wind Farm, LLC | 60329 | Onshore Wind | 39.9 | 2016 | N
Sandy Ridge Wind Farm | 57285 | Onshore Wind | 48.2 | 2012 | N
South Chestnut LLC | 56796 | Onshore Wind | 50.4 | 2012 | N
Stony Creek Wind Farm LLC | 56980 | Onshore Wind | 52.5 | 2009 | N
Twin Ridges Wind Farm | 57998 | Onshore Wind | 139.4 | 2012 | N
Waymart Wind | 56001 | Onshore Wind | 64.5 | 2003 | N
Wind Park Bear Creek | 56299 | Onshore Wind | 24 | 2006 | N
FirstEnergy Seneca | 8225 | Pumped Storage | 513 | 1970 | N
Muddy Run | 3164 | Pumped Storage | 802 | 1967 | N
Muddy Run | 3164 | Pumped Storage | 268 | 1968 | N
500 Virginia Solar | 57640 | Solar PV | 1 | 2011 | N
Aqua Ingrams Mill | 57280 | Solar PV | 0.4 | 2009 | N
Beaver Solar LLC | 59546 | Solar PV | 1.3 | 2012 | N
CASD Solar | 57668 | Solar PV | 1.3 | 2010 | N
Crayola Solar Project | 57216 | Solar PV | 1 | 2010 | N
Crayola Solar Project | 57216 | Solar PV | 1 | 2011 | N
Crayola Solar Project | 57216 | Solar PV | 0.8 | 2012 | N
Elizabethtown Solar | 60985 | Solar PV | 2 | 2016 | N
GSK York RDC Solar Facility | 57390 | Solar PV | 1.6 | 2010 | N
Keystone Solar | 58091 | Solar PV | 5 | 2012 | N
Knouse Solar Project 1 | 57412 | Solar PV | 0.4 | 2010 | N
Lincoln Financial Field | 58231 | Solar PV | 2.9 | 2013 | N
Longwood Gardens | 57768 | Solar PV | 1.3 | 2010 | N
Marlboro Mushrooms Solar Field | 59327 | Solar PV | 1 | 2011 | N
Martin Limestone Solar Array | 58443 | Solar PV | 1 | 2012 | N
Masser Farms Realty Solar | 57494 | Solar PV | 1 | 2011 | N
Merck - Upper Gwynedd Solar Array | 61198 | Solar PV | 1.5 | 2011 | N
MF Mesa Lane LLC | 56993 | Solar PV | 1.5 | 2008 | N
Morgantown Solar Park | 57362 | Solar PV | 1.6 | 2011 | N
PA Solar Park | 57256 | Solar PV | 10 | 2012 | N
Pickering Solar | 58535 | Solar PV | 1.4 | 2012 | N
Pocono Solar Project | 57367 | Solar PV | 3 | 2010 | N
Romark PA Solar | 57465 | Solar PV | 1.8 | 2011 | N
Temple Solar Arrays | 60848 | Solar PV | 2.2 | 2011 | N
Trexlertown Solar Array North and South | 57519 | Solar PV | 1.9 | 2011 | N

## Capacity Additions
PA 2021 Policy
2021-05-03
Cumulative Capacity Added (MW) | [5 empty] | Incremental Capacity Added (MW)
Pennsylvania | [5 empty] | Pennsylvania
| 2020 | 2022 | 2025 | 2028 | 2030 |  | 2020 | 2022 | 2025 | 2028 | 2030
Biomass | 0 | 0 | 0 | 0 | 0 | Biomass | 0 | 0 | 0 | 0 | 0
Coal | 0 | 0 | 0 | 0 | 0 | Coal | 0 | 0 | 0 | 0 | 0
Combined Cycle | 0 | 0 | 0 | 0 | 0 | Combined Cycle | 0 | 0 | 0 | 0 | 0
Combustion Turbine | 0 | 0 | 0 | 0 | 0 | Combustion Turbine | 0 | 0 | 0 | 0 | 0
Storage | 0 | 0 | 0 | 0 | 0 | Storage | 0 | 0 | 0 | 0 | 0
Economic Conventional Capacity Added | 0 | 0 | 0 | 0 | 0 | Economic Conventional Capacity Added | 0 | 0 | 0 | 0 | 0
Hydro | 0 | 0 | 0 | 0 | 0 | Hydro | 0 | 0 | 0 | 0 | 0
Solar | 0 | 111 | 111 | 234.5625 | 316.9375 | Solar | 0 | 111 | 0 | 123.5625 | 82.375
LBW | 0 | 0 | 3.353 | 3.353 | 3.353 | LBW | 0 | 0 | 3.353 | 0 | 0
Offshore Wind | 0 | 0 | 0 | 0 | 0 | Offshore Wind | 0 | 0 | 0 | 0 | 0
Other Renewable | 0 | 0 | 0 | 0 | 0 | Other Renewable | 0 | 0 | 0 | 0 | 0
Economic Renewable Capacity Added | 0 | 111 | 114.353 | 237.9155 | 320.2905 | Economic Renewable Capacity Added | 0 | 111 | 3.353 | 123.5625 | 82.375
Total Economic Capacity Added | 0 | 111 | 114.353 | 237.9155 | 320.2905 | Total Economic Capacity Added | 0 | 111 | 3.353 | 123.5625 | 82.375
Biomass | 0 | 0 | 0 | 0 | 0 | Biomass | 0 | 0 | 0 | 0 | 0
Coal | 0 | 0 | 0 | 0 | 0 | Coal | 0 | 0 | 0 | 0 | 0
Combined Cycle | 2610 | 3480.4 | 5883.4 | 5883.4 | 5883.4 | Combined Cycle | 2610 | 870.4 | 2403 | 0 | 0
Combustion Turbine | 0 | 0 | 0 | 0 | 0 | Combustion Turbine | 0 | 0 | 0 | 0 | 0
Storage | 0 | 0 | 0 | 0 | 0 | Storage | 0 | 0 | 0 | 0 | 0
Other | 0 | 0 | 0 | 0 | 0 | Other | 0 | 0 | 0 | 0 | 0
Firm Conventional Capacity Added | 2610 | 3480.4 | 5883.4 | 5883.4 | 5883.4 | Firm Conventional Capacity Added | 2610 | 870.4 | 2403 | 0 | 0
Hydro | 0 | 17.8 | 25.2 | 25.2 | 25.2 | Hydro | 0 | 17.8 | 7.4 | 0 | 0
Solar | 0 | 328.5 | 787.5 | 787.5 | 787.5 | Solar | 0 | 328.5 | 459 | 0 | 0
LBW | 0 | 200 | 200 | 200 | 200 | LBW | 0 | 200 | 0 | 0 | 0
Offshore Wind | 0 | 0 | 0 | 0 | 0 | Offshore Wind | 0 | 0 | 0 | 0 | 0
Other Renewable | 0 | 0 | 0 | 0 | 0 | Other Renewable | 0 | 0 | 0 | 0 | 0
Firm Renewable Capacity Added | 0 | 546.3 | 1012.7 | 1012.7 | 1012.7 | Firm Renewable Capacity Added | 0 | 546.3 | 466.4 | 0 | 0
Total Firm Capacity Added | 2610 | 4026.7 | 6896.1 | 6896.1 | 6896.1 | Total Firm Capacity Added | 2610 | 1416.7 | 2869.4 | 0 | 0
Total Capacity Added | 2610 | 4137.7 | 7010.453 | 7134.0155 | 7216.3905 | Total Capacity Added | 2610 | 1527.7 | 2872.753 | 123.5625 | 82.375
Coal | 2829.5 | 2829.5 | 10180.9874 | 11068.8196 | 11184.02 | Coal | 2829.5 | 0 | 7351.4874 | 887.8323 | 115.2004
Combined Cycle (Gas) | 0 | 0 | 0 | 0 | 0 | Combined Cycle (Gas) | 0 | 0 | 0 | 0 | 0
Combustion Turbine (Gas) | 50 | 50 | 50 | 50 | 50 | Combustion Turbine (Gas) | 50 | 0 | 0 | 0 | 0
Nuclear | 805 | 805 | 805 | 805 | 805 | Nuclear | 805 | 0 | 0 | 0 | 0
Oil/Gas Steam | 0 | 0 | 0 | 0 | 0 | Oil/Gas Steam | 0 | 0 | 0 | 0 | 0
Other | 65.34 | 65.34 | 65.34 | 65.34 | 65.34 | Other | 65.34 | 0 | 0 | 0 | 0
Total Retirements (Including Firm) | 3749.84 | 3749.84 | 11101.3274 | 11989.1596 | 12104.36 | Total Retirements (Including Firm) | 3749.84 | 0 | 7351.4874 | 887.8323 | 115.2004
Net Capacity Change | -1139.84 | 387.86 | -4090.8744 | -4855.1441 | -4887.9695 | Net Capacity Change | -1139.84 | 1527.7 | -4478.7344 | -764.2698 | -32.8254
RGGI (11-state) | [5 empty] | RGGI (11-state)
| 2020 | 2022 | 2025 | 2028 | 2030 |  | 2020 | 2022 | 2025 | 2028 | 2030
Biomass | 0 | 0 | 0 | 0 | 0 | Biomass | 0 | 0 | 0 | 0 | 0
Coal | 0 | 0 | 0 | 0 | 0 | Coal | 0 | 0 | 0 | 0 | 0
Combined Cycle | -440.9084 | -440.9084 | -440.9084 | -440.9084 | -440.9084 | Combined Cycle | -440.9084 | 0 | 0 | 0 | 0
Combustion Turbine | 0 | 0 | 0 | 0 | 0 | Combustion Turbine | 0 | 500 | 0 | 0 | 0
Storage | 0 | 0 | -1e-06 | -1e-06 | -1e-06 | Storage | 0 | 0 | -1e-06 | 0 | 0
Economic Conventional Capacity Added | -440.9084 | -440.9084 | -440.9084 | -440.9084 | -440.9084 | Economic Conventional Capacity Added | -440.9084 | 500 | -1e-06 | 0 | 0
Hydro | 0 | 0 | 0 | 0 | 0 | Hydro | 0 | 0 | 0 | 0 | 0
Solar | -1e-06 | 1942 | 7727.0191 | 9269.0743 | 16156.5199 | Solar | -1e-06 | 2442 | 7785.0191 | 1542.0551 | 6887.4456
LBW | 559.0514 | 559.0514 | 2457.6614 | 3457.1281 | 3458.5892 | LBW | 559.0514 | 178.2 | 2434.91 | 999.4667 | 1.4611
Offshore Wind | 0 | 0 | 0 | 0 | 1500 | Offshore Wind | 0 | 0 | 0 | 0 | 2780
Other Renewable | 0 | 0 | 0 | 0 | 0 | Other Renewable | 0 | 0 | 0 | 0 | 0
Economic Renewable Capacity Added | 559.0514 | 2501.0514 | 10184.6806 | 12726.2024 | 21115.1092 | Economic Renewable Capacity Added | 559.0514 | 2620.2 | 10219.9291 | 2541.5218 | 9668.9068
Total Economic Capacity Added | 118.143 | 2060.143 | 9743.7722 | 12285.294 | 20674.2008 | Total Economic Capacity Added | 118.143 | 3120.2 | 10219.9291 | 2541.5218 | 9668.9068
Biomass | 0 | 19 | 19 | 19 | 19 | Biomass | 0 | 19 | 0 | 0 | 0
Coal | 0 | 0 | 0 | 0 | 0 | Coal | 0 | 0 | 0 | 0 | 0
Combined Cycle | 5069 | 2401 | 2401 | 2401 | 2401 | Combined Cycle | 5069 | 0 | 0 | 0 | 0
Combustion Turbine | 336 | 394 | 394 | 394 | 394 | Combustion Turbine | 336 | 58 | 0 | 0 | 0
Storage | 0 | 0 | 1900 | 1900 | 3400 | Storage | 0 | 0 | 2500 | 0 | 4400
Other | 0 | 0 | 0 | 0 | 0 | Other | 0 | 0 | 0 | 0 | 0
Firm Conventional Capacity Added | 5405 | 2814 | 4714 | 4714 | 6214 | Firm Conventional Capacity Added | 5405 | 77 | 2500 | 0 | 4400
Hydro | 11.56 | 689.56 | 689.56 | 689.56 | 689.56 | Hydro | 11.56 | 678 | 0 | 0 | 0
Solar | 1061.96 | 1492.6414 | 1499.3122 | 1577.0485 | 1577.0485 | Solar | 1061.96 | 1745.6814 | 1446.6709 | 1517.7363 | 960
LBW | 965.8114 | 1619.8114 | 2536.8599 | 3487.2858 | 4174.5547 | LBW | 965.8114 | 654 | 917.0484 | 950.426 | 687.2689
Offshore Wind | 0 | 0 | 4594 | 8894 | 11694 | Offshore Wind | 0 | 12 | 5694 | 8368 | 3760
Other Renewable | 0 | 0 | 0 | 0 | 0 | Other Renewable | 0 | 0 | 0 | 0 | 0
Firm Renewable Capacity Added | 2039.3314 | 3802.0128 | 9319.7321 | 14647.8944 | 18135.1633 | Firm Renewable Capacity Added | 2039.3314 | 3089.6814 | 8057.7193 | 10836.1623 | 5407.2689
Total Firm Capacity Added | 7444.3314 | 6616.0128 | 14033.7321 | 19361.8944 | 24349.1633 | Total Firm Capacity Added | 7444.3314 | 3166.6814 | 10557.7193 | 10836.1623 | 9807.2689
Total Capacity Added | 7562.4745 | 8676.1559 | 23777.5043 | 31647.1884 | 45023.364 | Total Capacity Added | 7562.4745 | 6286.8814 | 20777.6484 | 13377.6841 | 19476.1756
Coal | 2533.3329 | 4007.2589 | 5023.093 | 5393.3341 | 5547.6365 | Coal | 2533.3329 | 4967.1005 | 1026.3341 | 1034.3455 | 177.7809
Combined Cycle (Gas) | 0 | 0 | 0 | 207.0786 | 712.6024 | Combined Cycle (Gas) | 0 | 0 | 0 | 207.0786 | 505.5238
Combustion Turbine (Gas) | 50 | 50 | 2945 | 2945 | 2945 | Combustion Turbine (Gas) | 50 | 0 | 2895 | 0 | 160.6183
Nuclear | 1696.4 | 2735.7 | 2735.7 | 2735.7 | 2735.7 | Nuclear | 1696.4 | 1039.3 | 0 | 0 | 0
Oil/Gas Steam | 274.5615 | 852.1545 | 3246.8381 | 4483.6298 | 7413.2257 | Oil/Gas Steam | 274.5615 | 957.2388 | 2394.6835 | 1236.7918 | 2929.5959
Other | 19 | 53.336 | 190.336 | 719.641 | 1310.941 | Other | 19 | 34.336 | 137 | 529.305 | 591.3
Total Retirements (Including Firm) | 4573.2945 | 7698.4494 | 14140.9671 | 16484.3835 | 20665.1056 | Total Retirements (Including Firm) | 4573.2945 | 6997.9754 | 6453.0176 | 3007.5208 | 4364.8189
Net Capacity Change | 2989.18 | 977.7065 | 9636.5372 | 15162.8048 | 24358.2584 | Net Capacity Change | 2989.18 | -711.094 | 14324.6308 | 10370.1633 | 15111.3567
Virginia | [5 empty] | Virginia
| 2020 | 2022 | 2025 | 2028 | 2030 |  | 2020 | 2022 | 2025 | 2028 | 2030
Biomass | 0 | 0 | 0 | 0 | 0 | Biomass | 0 | 0 | 0 | 0 | 0
Coal | 0 | 0 | 0 | 0 | 0 | Coal | 0 | 0 | 0 | 0 | 0
Combined Cycle | 0 | 0 | 0 | 0 | 0 | Combined Cycle | 0 | 0 | 0 | 0 | 0
Combustion Turbine | 0 | 500 | 500 | 500 | 500 | Combustion Turbine | 0 | 500 | 0 | 0 | 0
Storage | 0 | 0 | 0 | 0 | 0 | Storage | 0 | 0 | 0 | 0 | 0
Economic Conventional Capacity Added | 0 | 500 | 500 | 500 | 500 | Economic Conventional Capacity Added | 0 | 500 | 0 | 0 | 0
Hydro | 0 | 0 | 0 | 0 | 0 | Hydro | 0 | 0 | 0 | 0 | 0
Solar | 0 | 500 | 2000 | 2000 | 2000 | Solar | 0 | 500 | 1500 | 0 | 0
LBW | 0 | 178.2 | 714.5 | 714.5 | 714.5 | LBW | 0 | 178.2 | 536.3 | 0 | 0
Offshore Wind | 0 | 0 | 0 | 0 | 1280 | Offshore Wind | 0 | 0 | 0 | 0 | 1280
Other Renewable | 0 | 0 | 0 | 0 | 0 | Other Renewable | 0 | 0 | 0 | 0 | 0
Economic Renewable Capacity Added | 0 | 678.2 | 2714.5 | 2714.5 | 3994.5 | Economic Renewable Capacity Added | 0 | 678.2 | 2036.3 | 0 | 1280
Total Economic Capacity Added | 0 | 1178.2 | 3214.5 | 3214.5 | 4494.5 | Total Economic Capacity Added | 0 | 1178.2 | 2036.3 | 0 | 1280
Biomass | 0 | 0 | 0 | 0 | 0 | Biomass | 0 | 0 | 0 | 0 | 0
Coal | 0 | 0 | 0 | 0 | 0 | Coal | 0 | 0 | 0 | 0 | 0
Combined Cycle | 2668 | 2668 | 2668 | 2668 | 2668 | Combined Cycle | 2668 | 0 | 0 | 0 | 0
Combustion Turbine | 0 | 0 | 0 | 0 | 0 | Combustion Turbine | 0 | 0 | 0 | 0 | 0
Storage | 0 | 0 | 0 | 0 | 1500 | Storage | 0 | 0 | 0 | 0 | 1500
Other | 0 | 0 | 0 | 0 | 0 | Other | 0 | 0 | 0 | 0 | 0
Firm Conventional Capacity Added | 2668 | 2668 | 2668 | 2668 | 4168 | Firm Conventional Capacity Added | 2668 | 0 | 0 | 0 | 1500
Hydro | 0 | 0 | 0 | 0 | 0 | Hydro | 0 | 0 | 0 | 0 | 0
Solar | 320 | 1280 | 2720 | 4160 | 5120 | Solar | 320 | 960 | 1440 | 1440 | 960
LBW | 0 | 0 | 0 | 0 | 0 | LBW | 0 | 0 | 0 | 0 | 0
Offshore Wind | 0 | 12 | 12 | 2640 | 2640 | Offshore Wind | 0 | 12 | 0 | 2628 | 0
Other Renewable | 0 | 0 | 0 | 0 | 0 | Other Renewable | 0 | 0 | 0 | 0 | 0
Firm Renewable Capacity Added | 320 | 1292 | 2732 | 6800 | 7760 | Firm Renewable Capacity Added | 320 | 972 | 1440 | 4068 | 960
Total Firm Capacity Added | 2988 | 3960 | 5400 | 9468 | 11928 | Total Firm Capacity Added | 2988 | 972 | 1440 | 4068 | 2460
Total Capacity Added | 2988 | 5138.2 | 8614.5 | 12682.5 | 16422.5 | Total Capacity Added | 2988 | 2150.2 | 3476.3 | 4068 | 3740
Coal | 605.6 | 3342.1746 | 3352.6746 | 3590.4746 | 3590.4746 | Coal | 605.6 | 2736.5746 | 10.5 | 237.8 | 0
Combined Cycle (Gas) | 0 | 0 | 0 | 0 | 0 | Combined Cycle (Gas) | 0 | 0 | 0 | 0 | 0
Combustion Turbine (Gas) | 0 | 0 | 0 | 0 | 0 | Combustion Turbine (Gas) | 0 | 0 | 0 | 0 | 0
Nuclear | 0 | 0 | 0 | 0 | 0 | Nuclear | 0 | 0 | 0 | 0 | 0
Oil/Gas Steam | 0 | 379.6458 | 379.6458 | 379.6458 | 379.6458 | Oil/Gas Steam | 0 | 379.6458 | 0 | 0 | 0
Other | 0 | 0 | 0 | 0 | 0 | Other | 0 | 0 | 0 | 0 | 0
Total Retirements (Including Firm) | 605.6 | 3721.8204 | 3732.3204 | 3970.1204 | 3970.1204 | Total Retirements (Including Firm) | 605.6 | 3116.2204 | 10.5 | 237.8 | 0
Net Capacity Change | 2382.4 | 1416.3796 | 4882.1796 | 8712.3796 | 12452.3796 | Net Capacity Change | 2382.4 | -966.0204 | 3465.8 | 3830.2 | 3740
New Jersey | [5 empty] | New Jersey
| 2020 | 2022 | 2025 | 2028 | 2030 |  | 2020 | 2022 | 2025 | 2028 | 2030
Biomass | 0 | 0 | 0 | 0 | 0 | Biomass | 0 | 0 | 0 | 0 | 0
Coal | 0 | 0 | 0 | 0 | 0 | Coal | 0 | 0 | 0 | 0 | 0
Combined Cycle | 0 | 0 | 0 | 0 | 0 | Combined Cycle | 0 | 0 | 0 | 0 | 0
Combustion Turbine | 0 | 0 | 0 | 0 | 0 | Combustion Turbine | 0 | 0 | 0 | 0 | 0
Storage | 0 | 0 | 0 | 0 | 0 | Storage | 0 | 0 | 0 | 0 | 0
Economic Conventional Capacity Added | 0 | 0 | 0 | 0 | 0 | Economic Conventional Capacity Added | 0 | 0 | 0 | 0 | 0
Hydro | 0 | 0 | 0 | 0 | 0 | Hydro | 0 | 0 | 0 | 0 | 0
Solar | -1e-06 | -1e-06 | 500 | 500 | 500 | Solar | -1e-06 | 0 | 500 | 0 | 0
LBW | 0 | 0 | 0 | 0 | 0 | LBW | 0 | 0 | 0 | 0 | 0
Offshore Wind | 0 | 0 | 0 | 0 | 0 | Offshore Wind | 0 | 0 | 0 | 0 | 0
Other Renewable | 0 | 0 | 0 | 0 | 0 | Other Renewable | 0 | 0 | 0 | 0 | 0
Economic Renewable Capacity Added | -1e-06 | -1e-06 | 500 | 500 | 500 | Economic Renewable Capacity Added | -1e-06 | 0 | 500 | 0 | 0
Total Economic Capacity Added | -1e-06 | -1e-06 | 500 | 500 | 500 | Total Economic Capacity Added | -1e-06 | 0 | 500 | 0 | 0
Biomass | 0 | 0 | 0 | 0 | 0 | Biomass | 0 | 0 | 0 | 0 | 0
Coal | 0 | 0 | 0 | 0 | 0 | Coal | 0 | 0 | 0 | 0 | 0
Combined Cycle | 0 | 0 | 0 | 0 | 0 | Combined Cycle | 0 | 0 | 0 | 0 | 0
Combustion Turbine | 0 | 0 | 0 | 0 | 0 | Combustion Turbine | 0 | 0 | 0 | 0 | 0
Storage | 0 | 0 | 600 | 600 | 2000 | Storage | 0 | 0 | 600 | 0 | 1400
Other | 0 | 0 | 0 | 0 | 0 | Other | 0 | 0 | 0 | 0 | 0
Firm Conventional Capacity Added | 0 | 0 | 600 | 600 | 2000 | Firm Conventional Capacity Added | 0 | 0 | 600 | 0 | 1400
Hydro | 0 | 0 | 0 | 0 | 0 | Hydro | 0 | 0 | 0 | 0 | 0
Solar | 35 | 35 | 35 | 35 | 35 | Solar | 35 | 0 | 0 | 0 | 0
LBW | 0 | 0 | 0 | 0 | 0 | LBW | 0 | 0 | 0 | 0 | 0
Offshore Wind | 0 | 0 | 1100 | 2540 | 3500 | Offshore Wind | 0 | 0 | 1100 | 1440 | 960
Other Renewable | 0 | 0 | 0 | 0 | 0 | Other Renewable | 0 | 0 | 0 | 0 | 0
Firm Renewable Capacity Added | 35 | 35 | 1135 | 2575 | 3535 | Firm Renewable Capacity Added | 35 | 0 | 1100 | 1440 | 960
Total Firm Capacity Added | 35 | 35 | 1735 | 3175 | 5535 | Total Firm Capacity Added | 35 | 0 | 1700 | 1440 | 2360
Total Capacity Added | 35 | 35 | 2235 | 3675 | 6035 | Total Capacity Added | 35 | 0 | 2200 | 1440 | 2360
Coal | 151 | 151 | 151 | 577.3043 | 600.7828 | Coal | 151 | 0 | 0 | 426.3043 | 23.4785
Combined Cycle (Gas) | 0 | 0 | 0 | 0 | 0 | Combined Cycle (Gas) | 0 | 0 | 0 | 0 | 0
Combustion Turbine (Gas) | 0 | 0 | 0 | 0 | 160.6183 | Combustion Turbine (Gas) | 0 | 0 | 0 | 0 | 160.6183
Nuclear | 0 | 0 | 0 | 0 | 0 | Nuclear | 0 | 0 | 0 | 0 | 0
Oil/Gas Steam | 0 | 0 | 0 | 0 | 0 | Oil/Gas Steam | 0 | 0 | 0 | 0 | 0
Other | 0 | 0 | 0 | 0 | 0 | Other | 0 | 0 | 0 | 0 | 0
Total Retirements (Including Firm) | 151 | 151 | 151 | 577.3043 | 761.4011 | Total Retirements (Including Firm) | 151 | 0 | 0 | 426.3043 | 184.0968
Net Capacity Change | -116 | -116 | 2084 | 3097.6957 | 5273.5989 | Net Capacity Change | -116 | 0 | 2200 | 1013.6957 | 2175.9032
Massachusetts | [5 empty] | Massachusetts
| 2020 | 2022 | 2025 | 2028 | 2030 |  | 2020 | 2022 | 2025 | 2028 | 2030
Biomass | 0 | 0 | 0 | 0 | 0 | Biomass | 0 | 0 | 0 | 0 | 0
Coal | 0 | 0 | 0 | 0 | 0 | Coal | 0 | 0 | 0 | 0 | 0
Combined Cycle | 0 | 0 | 0 | 0 | 0 | Combined Cycle | 0 | 0 | 0 | 0 | 0
Combustion Turbine | 0 | 0 | 0 | 0 | 0 | Combustion Turbine | 0 | 0 | 0 | 0 | 0
Storage | 0 | 0 | 0 | 0 | 0 | Storage | 0 | 0 | 0 | 0 | 0
Economic Conventional Capacity Added | 0 | 0 | 0 | 0 | 0 | Economic Conventional Capacity Added | 0 | 0 | 0 | 0 | 0
Hydro | 0 | 0 | 0 | 0 | 0 | Hydro | 0 | 0 | 0 | 0 | 0
Solar | 0 | 231 | 681 | 1431 | 2431 | Solar | 0 | 231 | 450 | 750 | 1000
LBW | 38.0914 | 38.0914 | 38.0914 | 38.0914 | 38.0914 | LBW | 38.0914 | 0 | 0 | 0 | 0
Offshore Wind | 0 | 0 | 0 | 0 | 0 | Offshore Wind | 0 | 0 | 0 | 0 | 0
Other Renewable | 0 | 0 | 0 | 0 | 0 | Other Renewable | 0 | 0 | 0 | 0 | 0
Economic Renewable Capacity Added | 38.0914 | 269.0914 | 719.0914 | 1469.0914 | 2469.0914 | Economic Renewable Capacity Added | 38.0914 | 231 | 450 | 750 | 1000
Total Economic Capacity Added | 38.0914 | 269.0914 | 719.0914 | 1469.0914 | 2469.0914 | Total Economic Capacity Added | 38.0914 | 231 | 450 | 750 | 1000
Biomass | 0 | 0 | 0 | 0 | 0 | Biomass | 0 | 0 | 0 | 0 | 0
Coal | 0 | 0 | 0 | 0 | 0 | Coal | 0 | 0 | 0 | 0 | 0
Combined Cycle | 0 | 0 | 0 | 0 | 0 | Combined Cycle | 0 | 0 | 0 | 0 | 0
Combustion Turbine | 336 | 394 | 394 | 394 | 394 | Combustion Turbine | 336 | 58 | 0 | 0 | 0
Storage | 0 | 0 | 400 | 400 | 400 | Storage | 0 | 0 | 400 | 0 | 0
Other | 0 | 0 | 0 | 0 | 0 | Other | 0 | 0 | 0 | 0 | 0
Firm Conventional Capacity Added | 336 | 394 | 794 | 794 | 794 | Firm Conventional Capacity Added | 336 | 58 | 400 | 0 | 0
Hydro | 0 | 678 | 678 | 678 | 678 | Hydro | 0 | 678 | 0 | 0 | 0
Solar | 12 | 45 | 45 | 45 | 45 | Solar | 12 | 33 | 0 | 0 | 0
LBW | 15.8114 | 15.8114 | 15.8114 | 15.8114 | 15.8114 | LBW | 15.8114 | 0 | 0 | 0 | 0
Offshore Wind | 0 | 0 | 1600 | 2000 | 2400 | Offshore Wind | 0 | 0 | 1600 | 400 | 400
Other Renewable | 0 | 0 | 0 | 0 | 0 | Other Renewable | 0 | 0 | 0 | 0 | 0
Firm Renewable Capacity Added | 27.8114 | 738.8114 | 2338.8114 | 2738.8114 | 3138.8114 | Firm Renewable Capacity Added | 27.8114 | 711 | 1600 | 400 | 400
Total Firm Capacity Added | 363.8114 | 1132.8114 | 3132.8114 | 3532.8114 | 3932.8114 | Total Firm Capacity Added | 363.8114 | 769 | 2000 | 400 | 400
Total Capacity Added | 401.9029 | 1401.9029 | 3851.9029 | 5001.9029 | 6401.9029 | Total Capacity Added | 401.9029 | 1000 | 2450 | 1150 | 1400
Coal | 0 | 0 | 0 | 0 | 0 | Coal | 0 | 0 | 0 | 0 | 0
Combined Cycle (Gas) | 0 | 0 | 0 | 0 | 0 | Combined Cycle (Gas) | 0 | 0 | 0 | 0 | 0
Combustion Turbine (Gas) | 50 | 50 | 50 | 50 | 50 | Combustion Turbine (Gas) | 50 | 0 | 0 | 0 | 0
Nuclear | 677 | 677 | 677 | 677 | 677 | Nuclear | 677 | 0 | 0 | 0 | 0
Oil/Gas Steam | 1.1351 | 578.7281 | 1678.3965 | 1678.3965 | 1678.3965 | Oil/Gas Steam | 1.1351 | 577.593 | 1099.6684 | 0 | 0
Other | 0 | 0 | 0 | 0 | 0 | Other | 0 | 0 | 0 | 0 | 0
Total Retirements (Including Firm) | 728.1351 | 1305.7281 | 2405.3965 | 2405.3965 | 2405.3965 | Total Retirements (Including Firm) | 728.1351 | 577.593 | 1099.6684 | 0 | 0
Net Capacity Change | -326.2323 | 96.1747 | 1446.5064 | 2596.5064 | 3996.5064 | Net Capacity Change | -326.2323 | 422.407 | 1350.3316 | 1150 | 1400
Maine | [5 empty] | Maine
| 2020 | 2022 | 2025 | 2028 | 2030 |  | 2020 | 2022 | 2025 | 2028 | 2030
Biomass | 0 | 0 | 0 | 0 | 0 | Biomass | 0 | 0 | 0 | 0 | 0
Coal | 0 | 0 | 0 | 0 | 0 | Coal | 0 | 0 | 0 | 0 | 0
Combined Cycle | 0 | 0 | 0 | 0 | 0 | Combined Cycle | 0 | 0 | 0 | 0 | 0
Combustion Turbine | 0 | 0 | 0 | 0 | 0 | Combustion Turbine | 0 | 0 | 0 | 0 | 0
Storage | 0 | 0 | 0 | 0 | 0 | Storage | 0 | 0 | 0 | 0 | 0
Economic Conventional Capacity Added | 0 | 0 | 0 | 0 | 0 | Economic Conventional Capacity Added | 0 | 0 | 0 | 0 | 0
Hydro | 0 | 0 | 0 | 0 | 0 | Hydro | 0 | 0 | 0 | 0 | 0
Solar | 0 | 0 | 0 | 0 | 0 | Solar | 0 | 0 | 0 | 0 | 0
LBW | 172.64 | 172.64 | 172.64 | 172.64 | 172.64 | LBW | 172.64 | 0 | 0 | 0 | 0
Offshore Wind | 0 | 0 | 0 | 0 | 0 | Offshore Wind | 0 | 0 | 0 | 0 | 0
Other Renewable | 0 | 0 | 0 | 0 | 0 | Other Renewable | 0 | 0 | 0 | 0 | 0
Economic Renewable Capacity Added | 172.64 | 172.64 | 172.64 | 172.64 | 172.64 | Economic Renewable Capacity Added | 172.64 | 0 | 0 | 0 | 0
Total Economic Capacity Added | 172.64 | 172.64 | 172.64 | 172.64 | 172.64 | Total Economic Capacity Added | 172.64 | 0 | 0 | 0 | 0
Biomass | 0 | 0 | 0 | 0 | 0 | Biomass | 0 | 0 | 0 | 0 | 0
Coal | 0 | 0 | 0 | 0 | 0 | Coal | 0 | 0 | 0 | 0 | 0
Combined Cycle | 0 | 0 | 0 | 0 | 0 | Combined Cycle | 0 | 0 | 0 | 0 | 0
Combustion Turbine | 0 | 0 | 0 | 0 | 0 | Combustion Turbine | 0 | 0 | 0 | 0 | 0
Storage | 0 | 0 | 0 | 0 | 0 | Storage | 0 | 0 | 0 | 0 | 0
Other | 0 | 0 | 0 | 0 | 0 | Other | 0 | 0 | 0 | 0 | 0
Firm Conventional Capacity Added | 0 | 0 | 0 | 0 | 0 | Firm Conventional Capacity Added | 0 | 0 | 0 | 0 | 0
Hydro | 0 | 0 | 0 | 0 | 0 | Hydro | 0 | 0 | 0 | 0 | 0
Solar | 130 | 130 | 130 | 130 | 130 | Solar | 130 | 0 | 0 | 0 | 0
LBW | 0 | 0 | 0 | 0 | 0 | LBW | 0 | 0 | 0 | 0 | 0
Offshore Wind | 0 | 0 | 0 | 0 | 0 | Offshore Wind | 0 | 0 | 0 | 0 | 0
Other Renewable | 0 | 0 | 0 | 0 | 0 | Other Renewable | 0 | 0 | 0 | 0 | 0
Firm Renewable Capacity Added | 130 | 130 | 130 | 130 | 130 | Firm Renewable Capacity Added | 130 | 0 | 0 | 0 | 0
Total Firm Capacity Added | 130 | 130 | 130 | 130 | 130 | Total Firm Capacity Added | 130 | 0 | 0 | 0 | 0
Total Capacity Added | 302.64 | 302.64 | 302.64 | 302.64 | 302.64 | Total Capacity Added | 302.64 | 0 | 0 | 0 | 0
Coal | 0 | 0 | 0 | 0 | 0 | Coal | 0 | 0 | 0 | 0 | 0
Combined Cycle (Gas) | 0 | 0 | 0 | 207.0786 | 239 | Combined Cycle (Gas) | 0 | 0 | 0 | 207.0786 | 31.9214
Combustion Turbine (Gas) | 0 | 0 | 0 | 0 | 0 | Combustion Turbine (Gas) | 0 | 0 | 0 | 0 | 0
Nuclear | 0 | 0 | 0 | 0 | 0 | Nuclear | 0 | 0 | 0 | 0 | 0
Oil/Gas Steam | 0 | 0 | 175.0649 | 175.0649 | 545.7081 | Oil/Gas Steam | 0 | 0 | 175.0649 | 0 | 370.6432
Other | 0 | 0 | 0 | 0 | 0 | Other | 0 | 0 | 0 | 0 | 0
Total Retirements (Including Firm) | 0 | 0 | 175.0649 | 382.1435 | 784.7081 | Total Retirements (Including Firm) | 0 | 0 | 175.0649 | 207.0786 | 402.5646
Net Capacity Change | 302.64 | 302.64 | 127.5751 | -79.5035 | -482.0681 | Net Capacity Change | 302.64 | 0 | -175.0649 | -207.0786 | -402.5646
Connecticut | [5 empty] | Connecticut
| 2020 | 2022 | 2025 | 2028 | 2030 |  | 2020 | 2022 | 2025 | 2028 | 2030
Biomass | 0 | 0 | 0 | 0 | 0 | Biomass | 0 | 0 | 0 | 0 | 0
Coal | 0 | 0 | 0 | 0 | 0 | Coal | 0 | 0 | 0 | 0 | 0
Combined Cycle | 0 | 0 | 0 | 0 | 0 | Combined Cycle | 0 | 0 | 0 | 0 | 0
Combustion Turbine | 0 | 0 | 0 | 0 | 0 | Combustion Turbine | 0 | 0 | 0 | 0 | 0
Storage | 0 | 0 | 0 | 0 | 0 | Storage | 0 | 0 | 0 | 0 | 0
Economic Conventional Capacity Added | 0 | 0 | 0 | 0 | 0 | Economic Conventional Capacity Added | 0 | 0 | 0 | 0 | 0
Hydro | 0 | 0 | 0 | 0 | 0 | Hydro | 0 | 0 | 0 | 0 | 0
Solar | 0 | 501 | 501 | 501 | 501 | Solar | 0 | 501 | 0 | 0 | 0
LBW | 0 | 0 | 0 | 0 | 0 | LBW | 0 | 0 | 0 | 0 | 0
Offshore Wind | 0 | 0 | 0 | 0 | 0 | Offshore Wind | 0 | 0 | 0 | 0 | 0
Other Renewable | 0 | 0 | 0 | 0 | 0 | Other Renewable | 0 | 0 | 0 | 0 | 0
Economic Renewable Capacity Added | 0 | 501 | 501 | 501 | 501 | Economic Renewable Capacity Added | 0 | 501 | 0 | 0 | 0
Total Economic Capacity Added | 0 | 501 | 501 | 501 | 501 | Total Economic Capacity Added | 0 | 501 | 0 | 0 | 0
Biomass | 0 | 0 | 0 | 0 | 0 | Biomass | 0 | 0 | 0 | 0 | 0
Coal | 0 | 0 | 0 | 0 | 0 | Coal | 0 | 0 | 0 | 0 | 0
Combined Cycle | 487 | 487 | 487 | 487 | 487 | Combined Cycle | 487 | 0 | 0 | 0 | 0
Combustion Turbine | 0 | 0 | 0 | 0 | 0 | Combustion Turbine | 0 | 0 | 0 | 0 | 0
Storage | 0 | 0 | 0 | 0 | 0 | Storage | 0 | 0 | 0 | 0 | 0
Other | 0 | 0 | 0 | 0 | 0 | Other | 0 | 0 | 0 | 0 | 0
Firm Conventional Capacity Added | 487 | 487 | 487 | 487 | 487 | Firm Conventional Capacity Added | 487 | 0 | 0 | 0 | 0
Hydro | 0 | 0 | 0 | 0 | 0 | Hydro | 0 | 0 | 0 | 0 | 0
Solar | 154.8 | 154.8 | 154.8 | 154.8 | 154.8 | Solar | 154.8 | 0 | 0 | 0 | 0
LBW | 0 | 0 | 0 | 0 | 0 | LBW | 0 | 0 | 0 | 0 | 0
Offshore Wind | 0 | 0 | 400 | 1000 | 2000 | Offshore Wind | 0 | 0 | 400 | 600 | 1000
Other Renewable | 0 | 0 | 0 | 0 | 0 | Other Renewable | 0 | 0 | 0 | 0 | 0
Firm Renewable Capacity Added | 154.8 | 154.8 | 554.8 | 1154.8 | 2154.8 | Firm Renewable Capacity Added | 154.8 | 0 | 400 | 600 | 1000
Total Firm Capacity Added | 641.8 | 641.8 | 1041.8 | 1641.8 | 2641.8 | Total Firm Capacity Added | 641.8 | 0 | 400 | 600 | 1000
Total Capacity Added | 641.8 | 1142.8 | 1542.8 | 2142.8 | 3142.8 | Total Capacity Added | 641.8 | 501 | 400 | 600 | 1000
Coal | 0 | 383.426 | 383.426 | 383.426 | 383.426 | Coal | 0 | 383.426 | 0 | 0 | 0
Combined Cycle (Gas) | 0 | 0 | 0 | 0 | 119.0243 | Combined Cycle (Gas) | 0 | 0 | 0 | 0 | 119.0243
Combustion Turbine (Gas) | 0 | 0 | 0 | 0 | 0 | Combustion Turbine (Gas) | 0 | 0 | 0 | 0 | 0
Nuclear | 0 | 0 | 0 | 0 | 0 | Nuclear | 0 | 0 | 0 | 0 | 0
Oil/Gas Steam | 0 | 0 | 865.5209 | 865.5209 | 865.5209 | Oil/Gas Steam | 0 | 0 | 865.5209 | 0 | 0
Other | 0 | 0 | 0 | 0 | 0 | Other | 0 | 0 | 0 | 0 | 0
Total Retirements (Including Firm) | 0 | 383.426 | 1248.9469 | 1248.9469 | 1367.9713 | Total Retirements (Including Firm) | 0 | 383.426 | 865.5209 | 0 | 119.0243
Net Capacity Change | 641.8 | 759.374 | 293.8531 | 893.8531 | 1774.8287 | Net Capacity Change | 641.8 | 117.574 | -465.5209 | 600 | 880.9757
New Hampshire | [5 empty] | New Hampshire
| 2020 | 2022 | 2025 | 2028 | 2030 |  | 2020 | 2022 | 2025 | 2028 | 2030
Biomass | 0 | 0 | 0 | 0 | 0 | Biomass | 0 | 0 | 0 | 0 | 0
Coal | 0 | 0 | 0 | 0 | 0 | Coal | 0 | 0 | 0 | 0 | 0
Combined Cycle | 0 | 0 | 0 | 0 | 0 | Combined Cycle | 0 | 0 | 0 | 0 | 0
Combustion Turbine | 0 | 0 | 0 | 0 | 0 | Combustion Turbine | 0 | 0 | 0 | 0 | 0
Storage | 0 | 0 | 0 | 0 | 0 | Storage | 0 | 0 | 0 | 0 | 0
Economic Conventional Capacity Added | 0 | 0 | 0 | 0 | 0 | Economic Conventional Capacity Added | 0 | 0 | 0 | 0 | 0
Hydro | 0 | 0 | 0 | 0 | 0 | Hydro | 0 | 0 | 0 | 0 | 0
Solar | 0 | 0 | 0 | 0 | 0 | Solar | 0 | 0 | 0 | 0 | 0
LBW | 57.16 | 57.16 | 57.16 | 57.16 | 57.16 | LBW | 57.16 | 0 | 0 | 0 | 0
Offshore Wind | 0 | 0 | 0 | 0 | 0 | Offshore Wind | 0 | 0 | 0 | 0 | 0
Other Renewable | 0 | 0 | 0 | 0 | 0 | Other Renewable | 0 | 0 | 0 | 0 | 0
Economic Renewable Capacity Added | 57.16 | 57.16 | 57.16 | 57.16 | 57.16 | Economic Renewable Capacity Added | 57.16 | 0 | 0 | 0 | 0
Total Economic Capacity Added | 57.16 | 57.16 | 57.16 | 57.16 | 57.16 | Total Economic Capacity Added | 57.16 | 0 | 0 | 0 | 0
Biomass | 0 | 0 | 0 | 0 | 0 | Biomass | 0 | 0 | 0 | 0 | 0
Coal | 0 | 0 | 0 | 0 | 0 | Coal | 0 | 0 | 0 | 0 | 0
Combined Cycle | 0 | 0 | 0 | 0 | 0 | Combined Cycle | 0 | 0 | 0 | 0 | 0
Combustion Turbine | 0 | 0 | 0 | 0 | 0 | Combustion Turbine | 0 | 0 | 0 | 0 | 0
Storage | 0 | 0 | 0 | 0 | 0 | Storage | 0 | 0 | 0 | 0 | 0
Other | 0 | 0 | 0 | 0 | 0 | Other | 0 | 0 | 0 | 0 | 0
Firm Conventional Capacity Added | 0 | 0 | 0 | 0 | 0 | Firm Conventional Capacity Added | 0 | 0 | 0 | 0 | 0
Hydro | 5 | 5 | 5 | 5 | 5 | Hydro | 5 | 0 | 0 | 0 | 0
Solar | 80 | 80 | 80 | 80 | 80 | Solar | 80 | 0 | 0 | 0 | 0
LBW | 0 | 0 | 0 | 0 | 0 | LBW | 0 | 0 | 0 | 0 | 0
Offshore Wind | 0 | 0 | 0 | 0 | 0 | Offshore Wind | 0 | 0 | 0 | 0 | 0
Other Renewable | 0 | 0 | 0 | 0 | 0 | Other Renewable | 0 | 0 | 0 | 0 | 0
Firm Renewable Capacity Added | 85 | 85 | 85 | 85 | 85 | Firm Renewable Capacity Added | 85 | 0 | 0 | 0 | 0
Total Firm Capacity Added | 85 | 85 | 85 | 85 | 85 | Total Firm Capacity Added | 85 | 0 | 0 | 0 | 0
Total Capacity Added | 142.16 | 142.16 | 142.16 | 142.16 | 142.16 | Total Capacity Added | 142.16 | 0 | 0 | 0 | 0
Coal | 390.7329 | 405.2183 | 423.418 | 423.418 | 423.418 | Coal | 390.7329 | 14.4854 | 18.1997 | 0 | 0
Combined Cycle (Gas) | 0 | 0 | 0 | 0 | 0 | Combined Cycle (Gas) | 0 | 0 | 0 | 0 | 0
Combustion Turbine (Gas) | 0 | 0 | 0 | 0 | 0 | Combustion Turbine (Gas) | 0 | 0 | 0 | 0 | 0
Nuclear | 0 | 0 | 0 | 0 | 0 | Nuclear | 0 | 0 | 0 | 0 | 0
Oil/Gas Steam | 0 | 0 | 10.7005 | 10.7005 | 10.7005 | Oil/Gas Steam | 0 | 0 | 10.7005 | 0 | 0
Other | 0 | 0 | 0 | 0 | 0 | Other | 0 | 0 | 0 | 0 | 0
Total Retirements (Including Firm) | 390.7329 | 405.2183 | 434.1185 | 434.1185 | 434.1185 | Total Retirements (Including Firm) | 390.7329 | 14.4854 | 28.9002 | 0 | 0
Net Capacity Change | -248.5729 | -263.0583 | -291.9585 | -291.9585 | -291.9585 | Net Capacity Change | -248.5729 | -14.4854 | -28.9002 | 0 | 0
Rhode Island | [5 empty] | Rhode Island
| 2020 | 2022 | 2025 | 2028 | 2030 |  | 2020 | 2022 | 2025 | 2028 | 2030
Biomass | 0 | 0 | 0 | 0 | 0 | Biomass | 0 | 0 | 0 | 0 | 0
Coal | 0 | 0 | 0 | 0 | 0 | Coal | 0 | 0 | 0 | 0 | 0
Combined Cycle | 0 | 0 | 0 | 0 | 0 | Combined Cycle | 0 | 0 | 0 | 0 | 0
Combustion Turbine | 0 | 0 | 0 | 0 | 0 | Combustion Turbine | 0 | 0 | 0 | 0 | 0
Storage | 0 | 0 | 0 | 0 | 0 | Storage | 0 | 0 | 0 | 0 | 0
Economic Conventional Capacity Added | 0 | 0 | 0 | 0 | 0 | Economic Conventional Capacity Added | 0 | 0 | 0 | 0 | 0
Hydro | 0 | 0 | 0 | 0 | 0 | Hydro | 0 | 0 | 0 | 0 | 0
Solar | 0 | 235 | 235 | 235 | 235 | Solar | 0 | 235 | 0 | 0 | 0
LBW | 0 | 0 | 0 | 0 | 0 | LBW | 0 | 0 | 0 | 0 | 0
Offshore Wind | 0 | 0 | 0 | 0 | 0 | Offshore Wind | 0 | 0 | 0 | 0 | 0
Other Renewable | 0 | 0 | 0 | 0 | 0 | Other Renewable | 0 | 0 | 0 | 0 | 0
Economic Renewable Capacity Added | 0 | 235 | 235 | 235 | 235 | Economic Renewable Capacity Added | 0 | 235 | 0 | 0 | 0
Total Economic Capacity Added | 0 | 235 | 235 | 235 | 235 | Total Economic Capacity Added | 0 | 235 | 0 | 0 | 0
Biomass | 0 | 0 | 0 | 0 | 0 | Biomass | 0 | 0 | 0 | 0 | 0
Coal | 0 | 0 | 0 | 0 | 0 | Coal | 0 | 0 | 0 | 0 | 0
Combined Cycle | 0 | 0 | 0 | 0 | 0 | Combined Cycle | 0 | 0 | 0 | 0 | 0
Combustion Turbine | 0 | 0 | 0 | 0 | 0 | Combustion Turbine | 0 | 0 | 0 | 0 | 0
Storage | 0 | 0 | 0 | 0 | 0 | Storage | 0 | 0 | 0 | 0 | 0
Other | 0 | 0 | 0 | 0 | 0 | Other | 0 | 0 | 0 | 0 | 0
Firm Conventional Capacity Added | 0 | 0 | 0 | 0 | 0 | Firm Conventional Capacity Added | 0 | 0 | 0 | 0 | 0
Hydro | 0 | 0 | 0 | 0 | 0 | Hydro | 0 | 0 | 0 | 0 | 0
Solar | 20 | 20 | 20 | 20 | 20 | Solar | 20 | 0 | 0 | 0 | 0
LBW | 0 | 0 | 0 | 0 | 0 | LBW | 0 | 0 | 0 | 0 | 0
Offshore Wind | 0 | 0 | 400 | 400 | 400 | Offshore Wind | 0 | 0 | 400 | 0 | 0
Other Renewable | 0 | 0 | 0 | 0 | 0 | Other Renewable | 0 | 0 | 0 | 0 | 0
Firm Renewable Capacity Added | 20 | 20 | 420 | 420 | 420 | Firm Renewable Capacity Added | 20 | 0 | 400 | 0 | 0
Total Firm Capacity Added | 20 | 20 | 420 | 420 | 420 | Total Firm Capacity Added | 20 | 0 | 400 | 0 | 0
Total Capacity Added | 20 | 255 | 655 | 655 | 655 | Total Capacity Added | 20 | 235 | 400 | 0 | 0
Coal | 0 | 0 | 0 | 0 | 0 | Coal | 0 | 0 | 0 | 0 | 0
Combined Cycle (Gas) | 0 | 0 | 0 | 0 | 0 | Combined Cycle (Gas) | 0 | 0 | 0 | 0 | 0
Combustion Turbine (Gas) | 0 | 0 | 0 | 0 | 0 | Combustion Turbine (Gas) | 0 | 0 | 0 | 0 | 0
Nuclear | 0 | 0 | 0 | 0 | 0 | Nuclear | 0 | 0 | 0 | 0 | 0
Oil/Gas Steam | 0 | 0 | 0 | 0 | 0 | Oil/Gas Steam | 0 | 0 | 0 | 0 | 0
Other | 0 | 0 | 0 | 0 | 0 | Other | 0 | 0 | 0 | 0 | 0
Total Retirements (Including Firm) | 0 | 0 | 0 | 0 | 0 | Total Retirements (Including Firm) | 0 | 0 | 0 | 0 | 0
Net Capacity Change | 20 | 255 | 655 | 655 | 655 | Net Capacity Change | 20 | 235 | 400 | 0 | 0
Vermont | [5 empty] | Vermont
| 2020 | 2022 | 2025 | 2028 | 2030 |  | 2020 | 2022 | 2025 | 2028 | 2030
Biomass | 0 | 0 | 0 | 0 | 0 | Biomass | 0 | 0 | 0 | 0 | 0
Coal | 0 | 0 | 0 | 0 | 0 | Coal | 0 | 0 | 0 | 0 | 0
Combined Cycle | 0 | 0 | 0 | 0 | 0 | Combined Cycle | 0 | 0 | 0 | 0 | 0
Combustion Turbine | 0 | 0 | 0 | 0 | 0 | Combustion Turbine | 0 | 0 | 0 | 0 | 0
Storage | 0 | 0 | 0 | 0 | 0 | Storage | 0 | 0 | 0 | 0 | 0
Economic Conventional Capacity Added | 0 | 0 | 0 | 0 | 0 | Economic Conventional Capacity Added | 0 | 0 | 0 | 0 | 0
Hydro | 0 | 0 | 0 | 0 | 0 | Hydro | 0 | 0 | 0 | 0 | 0
Solar | 0 | 0 | 0 | 0 | 0 | Solar | 0 | 0 | 0 | 0 | 0
LBW | 291.16 | 291.16 | 291.16 | 291.16 | 291.16 | LBW | 291.16 | 0 | 0 | 0 | 0
Offshore Wind | 0 | 0 | 0 | 0 | 0 | Offshore Wind | 0 | 0 | 0 | 0 | 0
Other Renewable | 0 | 0 | 0 | 0 | 0 | Other Renewable | 0 | 0 | 0 | 0 | 0
Economic Renewable Capacity Added | 291.16 | 291.16 | 291.16 | 291.16 | 291.16 | Economic Renewable Capacity Added | 291.16 | 0 | 0 | 0 | 0
Total Economic Capacity Added | 291.16 | 291.16 | 291.16 | 291.16 | 291.16 | Total Economic Capacity Added | 291.16 | 0 | 0 | 0 | 0
Biomass | 0 | 0 | 0 | 0 | 0 | Biomass | 0 | 0 | 0 | 0 | 0
Coal | 0 | 0 | 0 | 0 | 0 | Coal | 0 | 0 | 0 | 0 | 0
Combined Cycle | 0 | 0 | 0 | 0 | 0 | Combined Cycle | 0 | 0 | 0 | 0 | 0
Combustion Turbine | 0 | 0 | 0 | 0 | 0 | Combustion Turbine | 0 | 0 | 0 | 0 | 0
Storage | 0 | 0 | 0 | 0 | 0 | Storage | 0 | 0 | 0 | 0 | 0
Other | 0 | 0 | 0 | 0 | 0 | Other | 0 | 0 | 0 | 0 | 0
Firm Conventional Capacity Added | 0 | 0 | 0 | 0 | 0 | Firm Conventional Capacity Added | 0 | 0 | 0 | 0 | 0
Hydro | 2.2 | 2.2 | 2.2 | 2.2 | 2.2 | Hydro | 2.2 | 0 | 0 | 0 | 0
Solar | 0 | 0 | 0 | 0 | 0 | Solar | 0 | 0 | 0 | 0 | 0
LBW | 0 | 0 | 0 | 0 | 0 | LBW | 0 | 0 | 0 | 0 | 0
Offshore Wind | 0 | 0 | 0 | 0 | 0 | Offshore Wind | 0 | 0 | 0 | 0 | 0
Other Renewable | 0 | 0 | 0 | 0 | 0 | Other Renewable | 0 | 0 | 0 | 0 | 0
Firm Renewable Capacity Added | 2.2 | 2.2 | 2.2 | 2.2 | 2.2 | Firm Renewable Capacity Added | 2.2 | 0 | 0 | 0 | 0
Total Firm Capacity Added | 2.2 | 2.2 | 2.2 | 2.2 | 2.2 | Total Firm Capacity Added | 2.2 | 0 | 0 | 0 | 0
Total Capacity Added | 293.36 | 293.36 | 293.36 | 293.36 | 293.36 | Total Capacity Added | 293.36 | 0 | 0 | 0 | 0
Coal | 0 | 0 | 0 | 0 | 0 | Coal | 0 | 0 | 0 | 0 | 0
Combined Cycle (Gas) | 0 | 0 | 0 | 0 | 0 | Combined Cycle (Gas) | 0 | 0 | 0 | 0 | 0
Combustion Turbine (Gas) | 0 | 0 | 0 | 0 | 0 | Combustion Turbine (Gas) | 0 | 0 | 0 | 0 | 0
Nuclear | 0 | 0 | 0 | 0 | 0 | Nuclear | 0 | 0 | 0 | 0 | 0
Oil/Gas Steam | 0 | 0 | 0 | 0 | 0 | Oil/Gas Steam | 0 | 0 | 0 | 0 | 0
Other | 0.9 | 5.236 | 5.236 | 5.236 | 5.236 | Other | 0.9 | 4.336 | 0 | 0 | 0
Total Retirements (Including Firm) | 0.9 | 5.236 | 5.236 | 5.236 | 5.236 | Total Retirements (Including Firm) | 0.9 | 4.336 | 0 | 0 | 0
Net Capacity Change | 292.46 | 288.124 | 288.124 | 288.124 | 288.124 | Net Capacity Change | 292.46 | -4.336 | 0 | 0 | 0
New York | [5 empty] | New York
| 2020 | 2022 | 2025 | 2028 | 2030 |  | 2020 | 2022 | 2025 | 2028 | 2030
Biomass | 0 | 0 | 0 | 0 | 0 | Biomass | 0 | 0 | 0 | 0 | 0
Coal | 0 | 0 | 0 | 0 | 0 | Coal | 0 | 0 | 0 | 0 | 0
Combined Cycle | 0 | 0 | 0 | 0 | 0 | Combined Cycle | 0 | 0 | 0 | 0 | 0
Combustion Turbine | 0 | 0 | 0 | 0 | 0 | Combustion Turbine | 0 | 0 | 0 | 0 | 0
Storage | 0 | 0 | -1e-06 | -1e-06 | -1e-06 | Storage | 0 | 0 | -1e-06 | 0 | 0
Economic Conventional Capacity Added | 0 | 0 | -1e-06 | -1e-06 | -1e-06 | Economic Conventional Capacity Added | 0 | 0 | -1e-06 | 0 | 0
Hydro | 0 | 0 | 0 | 0 | 0 | Hydro | 0 | 0 | 0 | 0 | 0
Solar | 0 | 0 | 3835.0191 | 3834.5429 | 9721.9885 | Solar | 0 | 0 | 3835.0191 | -0.47629 | 5887.4456
LBW | 0 | 0 | 1898.61 | 2898.0767 | 2899.5378 | LBW | 0 | 0 | 1898.61 | 999.4667 | 1.4611
Offshore Wind | 0 | 0 | 0 | 0 | 1500 | Offshore Wind | 0 | 0 | 0 | 0 | 1500
Other Renewable | 0 | 0 | 0 | 0 | 0 | Other Renewable | 0 | 0 | 0 | 0 | 0
Economic Renewable Capacity Added | 0 | 0 | 5733.6291 | 6732.6195 | 14121.5263 | Economic Renewable Capacity Added | 0 | 0 | 5733.6291 | 998.9904 | 7388.9068
Total Economic Capacity Added | 0 | 0 | 5733.6291 | 6732.6195 | 14121.5263 | Total Economic Capacity Added | 0 | 0 | 5733.6291 | 998.9904 | 7388.9068
Biomass | 0 | 19 | 19 | 19 | 19 | Biomass | 0 | 19 | 0 | 0 | 0
Coal | 0 | 0 | 0 | 0 | 0 | Coal | 0 | 0 | 0 | 0 | 0
Combined Cycle | 1020 | 1020 | 1020 | 1020 | 1020 | Combined Cycle | 1020 | 0 | 0 | 0 | 0
Combustion Turbine | 0 | 0 | 0 | 0 | 0 | Combustion Turbine | 0 | 0 | 0 | 0 | 0
Storage | 0 | 0 | 1500 | 1500 | 3000 | Storage | 0 | 0 | 1500 | 0 | 1500
Other | 0 | 0 | 0 | 0 | 0 | Other | 0 | 0 | 0 | 0 | 0
Firm Conventional Capacity Added | 1020 | 1039 | 2539 | 2539 | 4039 | Firm Conventional Capacity Added | 1020 | 19 | 1500 | 0 | 1500
Hydro | 4.36 | 4.36 | 4.36 | 4.36 | 4.36 | Hydro | 4.36 | 0 | 0 | 0 | 0
Solar | 277.16 | 1029.8414 | 1036.5122 | 1114.2485 | 1114.2485 | Solar | 277.16 | 752.6814 | 6.6709 | 77.7363 | 0
LBW | 878 | 1532 | 2449.0484 | 3399.4744 | 4086.7433 | LBW | 878 | 654 | 917.0484 | 950.426 | 687.2689
Offshore Wind | 0 | 0 | 1826 | 4326 | 5326 | Offshore Wind | 0 | 0 | 1826 | 2500 | 1000
Other Renewable | 0 | 0 | 0 | 0 | 0 | Other Renewable | 0 | 0 | 0 | 0 | 0
Firm Renewable Capacity Added | 1159.52 | 2566.2014 | 5315.9207 | 8844.0829 | 10531.3518 | Firm Renewable Capacity Added | 1159.52 | 1406.6814 | 2749.7193 | 3528.1623 | 1687.2689
Total Firm Capacity Added | 2179.52 | 3605.2014 | 7854.9207 | 11383.0829 | 14570.3518 | Total Firm Capacity Added | 2179.52 | 1425.6814 | 4249.7193 | 3528.1623 | 3187.2689
Total Capacity Added | 2179.52 | 3605.2014 | 13588.5498 | 18115.7025 | 28691.8781 | Total Capacity Added | 2179.52 | 1425.6814 | 9983.3484 | 4527.1527 | 10576.1756
Coal | 1251 | 1251 | 1251 | 1251 | 1251 | Coal | 1251 | 0 | 0 | 0 | 0
Combined Cycle (Gas) | 0 | 0 | 0 | 0 | 0 | Combined Cycle (Gas) | 0 | 0 | 0 | 0 | 0
Combustion Turbine (Gas) | 0 | 0 | 2895 | 2895 | 2895 | Combustion Turbine (Gas) | 0 | 0 | 2895 | 0 | 0
Nuclear | 1019.4 | 2058.7 | 2058.7 | 2058.7 | 2058.7 | Nuclear | 1019.4 | 1039.3 | 0 | 0 | 0
Oil/Gas Steam | 136.4264 | 136.4264 | 380.1553 | 1616.9471 | 4057.3813 | Oil/Gas Steam | 136.4264 | 0 | 243.7289 | 1236.7918 | 2440.4343
Other | 18.1 | 48.1 | 185.1 | 714.405 | 1305.705 | Other | 18.1 | 30 | 137 | 529.305 | 591.3
Total Retirements (Including Firm) | 2424.9264 | 3494.2264 | 6769.9553 | 8536.0521 | 11567.7863 | Total Retirements (Including Firm) | 2424.9264 | 1069.3 | 3275.7289 | 1766.0968 | 3031.7343
Net Capacity Change | -245.4064 | 110.975 | 6818.5945 | 9579.6504 | 17124.0918 | Net Capacity Change | -245.4064 | 356.3814 | 6707.6195 | 2761.0559 | 7544.4414
Delaware | [5 empty] | Delaware
| 2020 | 2022 | 2025 | 2028 | 2030 |  | 2020 | 2022 | 2025 | 2028 | 2030
Biomass | 0 | 0 | 0 | 0 | 0 | Biomass | 0 | 0 | 0 | 0 | 0
Coal | 0 | 0 | 0 | 0 | 0 | Coal | 0 | 0 | 0 | 0 | 0
Combined Cycle | 0 | 0 | 0 | 0 | 0 | Combined Cycle | 0 | 0 | 0 | 0 | 0
Combustion Turbine | 0 | 0 | 0 | 0 | 0 | Combustion Turbine | 0 | 0 | 0 | 0 | 0
Storage | 0 | 0 | 0 | 0 | 0 | Storage | 0 | 0 | 0 | 0 | 0
Economic Conventional Capacity Added | 0 | 0 | 0 | 0 | 0 | Economic Conventional Capacity Added | 0 | 0 | 0 | 0 | 0
Hydro | 0 | 0 | 0 | 0 | 0 | Hydro | 0 | 0 | 0 | 0 | 0
Solar | 0 | 0 | 0 | 0 | 0 | Solar | 0 | 0 | 0 | 0 | 0
LBW | 0 | 0 | 0 | 0 | 0 | LBW | 0 | 0 | 0 | 0 | 0
Offshore Wind | 0 | 0 | 0 | 0 | 0 | Offshore Wind | 0 | 0 | 0 | 0 | 0
Other Renewable | 0 | 0 | 0 | 0 | 0 | Other Renewable | 0 | 0 | 0 | 0 | 0
Economic Renewable Capacity Added | 0 | 0 | 0 | 0 | 0 | Economic Renewable Capacity Added | 0 | 0 | 0 | 0 | 0
Total Economic Capacity Added | 0 | 0 | 0 | 0 | 0 | Total Economic Capacity Added | 0 | 0 | 0 | 0 | 0
Biomass | 0 | 0 | 0 | 0 | 0 | Biomass | 0 | 0 | 0 | 0 | 0
Coal | 0 | 0 | 0 | 0 | 0 | Coal | 0 | 0 | 0 | 0 | 0
Combined Cycle | 0 | 0 | 0 | 0 | 0 | Combined Cycle | 0 | 0 | 0 | 0 | 0
Combustion Turbine | 0 | 0 | 0 | 0 | 0 | Combustion Turbine | 0 | 0 | 0 | 0 | 0
Storage | 0 | 0 | 0 | 0 | 0 | Storage | 0 | 0 | 0 | 0 | 0
Other | 0 | 0 | 0 | 0 | 0 | Other | 0 | 0 | 0 | 0 | 0
Firm Conventional Capacity Added | 0 | 0 | 0 | 0 | 0 | Firm Conventional Capacity Added | 0 | 0 | 0 | 0 | 0
Hydro | 0 | 0 | 0 | 0 | 0 | Hydro | 0 | 0 | 0 | 0 | 0
Solar | 0 | 0 | 0 | 0 | 0 | Solar | 0 | 0 | 0 | 0 | 0
LBW | 0 | 0 | 0 | 0 | 0 | LBW | 0 | 0 | 0 | 0 | 0
Offshore Wind | 0 | 0 | 0 | 0 | 0 | Offshore Wind | 0 | 0 | 0 | 0 | 0
Other Renewable | 0 | 0 | 0 | 0 | 0 | Other Renewable | 0 | 0 | 0 | 0 | 0
Firm Renewable Capacity Added | 0 | 0 | 0 | 0 | 0 | Firm Renewable Capacity Added | 0 | 0 | 0 | 0 | 0
Total Firm Capacity Added | 0 | 0 | 0 | 0 | 0 | Total Firm Capacity Added | 0 | 0 | 0 | 0 | 0
Total Capacity Added | 0 | 0 | 0 | 0 | 0 | Total Capacity Added | 0 | 0 | 0 | 0 | 0
Coal | 0 | 0 | 420 | 420 | 420 | Coal | 0 | 0 | 420 | 0 | 0
Combined Cycle (Gas) | 0 | 0 | 0 | 0 | 0 | Combined Cycle (Gas) | 0 | 0 | 0 | 0 | 0
Combustion Turbine (Gas) | 0 | 0 | 0 | 0 | 0 | Combustion Turbine (Gas) | 0 | 0 | 0 | 0 | 0
Nuclear | 0 | 0 | 0 | 0 | 0 | Nuclear | 0 | 0 | 0 | 0 | 0
Oil/Gas Steam | 0 | 0 | 0 | 0 | 118.5185 | Oil/Gas Steam | 0 | 0 | 0 | 0 | 118.5185
Other | 0 | 0 | 0 | 0 | 0 | Other | 0 | 0 | 0 | 0 | 0
Total Retirements (Including Firm) | 0 | 0 | 420 | 420 | 538.5185 | Total Retirements (Including Firm) | 0 | 0 | 420 | 0 | 118.5185
Net Capacity Change | 0 | 0 | -420 | -420 | -538.5185 | Net Capacity Change | 0 | 0 | -420 | 0 | -118.5185
Maryland | [5 empty] | Maryland
| 2020 | 2022 | 2025 | 2028 | 2030 |  | 2020 | 2022 | 2025 | 2028 | 2030
Biomass | 0 | 0 | 0 | 0 | 0 | Biomass | 0 | 0 | 0 | 0 | 0
Coal | 0 | 0 | 0 | 0 | 0 | Coal | 0 | 0 | 0 | 0 | 0
Combined Cycle | -440.9084 | -440.9084 | -440.9084 | -440.9084 | -440.9084 | Combined Cycle | -440.9084 | 0 | 0 | 0 | 0
Combustion Turbine | 0 | 0 | 0 | 0 | 0 | Combustion Turbine | 0 | 0 | 0 | 0 | 0
Storage | 0 | 0 | 0 | 0 | 0 | Storage | 0 | 0 | 0 | 0 | 0
Economic Conventional Capacity Added | -440.9084 | -440.9084 | -440.9084 | -440.9084 | -440.9084 | Economic Conventional Capacity Added | -440.9084 | 0 | 0 | 0 | 0
Hydro | 0 | 0 | 0 | 0 | 0 | Hydro | 0 | 0 | 0 | 0 | 0
Solar | 0 | 975 | 2475 | 3267.5314 | 3267.5314 | Solar | 0 | 975 | 1500 | 792.5314 | 0
LBW | 0 | 0 | 0 | 0 | 0 | LBW | 0 | 0 | 0 | 0 | 0
Offshore Wind | 0 | 0 | 0 | 0 | 0 | Offshore Wind | 0 | 0 | 0 | 0 | 0
Other Renewable | 0 | 0 | 0 | 0 | 0 | Other Renewable | 0 | 0 | 0 | 0 | 0
Economic Renewable Capacity Added | 0 | 975 | 2475 | 3267.5314 | 3267.5314 | Economic Renewable Capacity Added | 0 | 975 | 1500 | 792.5314 | 0
Total Economic Capacity Added | -440.9084 | 534.0916 | 2034.0916 | 2826.6231 | 2826.6231 | Total Economic Capacity Added | -440.9084 | 975 | 1500 | 792.5314 | 0
Biomass | 0 | 0 | 0 | 0 | 0 | Biomass | 0 | 0 | 0 | 0 | 0
Coal | 0 | 0 | 0 | 0 | 0 | Coal | 0 | 0 | 0 | 0 | 0
Combined Cycle | 894 | 894 | 894 | 894 | 894 | Combined Cycle | 894 | 0 | 0 | 0 | 0
Combustion Turbine | 0 | 0 | 0 | 0 | 0 | Combustion Turbine | 0 | 0 | 0 | 0 | 0
Storage | 0 | 0 | 0 | 0 | 0 | Storage | 0 | 0 | 0 | 0 | 0
Other | 0 | 0 | 0 | 0 | 0 | Other | 0 | 0 | 0 | 0 | 0
Firm Conventional Capacity Added | 894 | 894 | 894 | 894 | 894 | Firm Conventional Capacity Added | 894 | 0 | 0 | 0 | 0
Hydro | 0 | 0 | 0 | 0 | 0 | Hydro | 0 | 0 | 0 | 0 | 0
Solar | 33 | 33 | 33 | 33 | 33 | Solar | 33 | 0 | 0 | 0 | 0
LBW | 72 | 72 | 72 | 72 | 72 | LBW | 72 | 0 | 0 | 0 | 0
Offshore Wind | 0 | 0 | 368 | 1168 | 1568 | Offshore Wind | 0 | 0 | 368 | 800 | 400
Other Renewable | 0 | 0 | 0 | 0 | 0 | Other Renewable | 0 | 0 | 0 | 0 | 0
Firm Renewable Capacity Added | 105 | 105 | 473 | 1273 | 1673 | Firm Renewable Capacity Added | 105 | 0 | 368 | 800 | 400
Total Firm Capacity Added | 999 | 999 | 1367 | 2167 | 2567 | Total Firm Capacity Added | 999 | 0 | 368 | 800 | 400
Total Capacity Added | 558.0916 | 1533.0916 | 3401.0916 | 4993.6231 | 5393.6231 | Total Capacity Added | 558.0916 | 975 | 1868 | 1592.5314 | 400
Coal | 135 | 1967.6145 | 2545.249 | 2915.4901 | 3069.7925 | Coal | 135 | 1832.6145 | 577.6345 | 370.2411 | 154.3024
Combined Cycle (Gas) | 0 | 0 | 0 | 0 | 354.5781 | Combined Cycle (Gas) | 0 | 0 | 0 | 0 | 354.5781
Combustion Turbine (Gas) | 0 | 0 | 0 | 0 | 0 | Combustion Turbine (Gas) | 0 | 0 | 0 | 0 | 0
Nuclear | 0 | 0 | 0 | 0 | 0 | Nuclear | 0 | 0 | 0 | 0 | 0
Oil/Gas Steam | 137 | 137 | 137 | 137 | 137 | Oil/Gas Steam | 137 | 0 | 0 | 0 | 0
Other | 0 | 0 | 0 | 0 | 0 | Other | 0 | 0 | 0 | 0 | 0
Total Retirements (Including Firm) | 272 | 2104.6145 | 2682.249 | 3052.4901 | 3561.3706 | Total Retirements (Including Firm) | 272 | 1832.6145 | 577.6345 | 370.2411 | 508.8804
Net Capacity Change | 286.0916 | -571.5229 | 718.8426 | 1941.1329 | 1832.2525 | Net Capacity Change | 286.0916 | -857.6145 | 1290.3655 | 1222.2903 | -108.8804

## Generation
PA 2021 Policy
2021-05-03
Net Generation (GWh)
PJM
| 2020 | 2022 | 2025 | 2028 | 2030
Biomass | 3284.0799 | 4737.0124 | 4862.7552 | 2499.7668 | 2572.1329
Coal | 154833.843 | 203949.2084 | 134897.3991 | 138605.9512 | 143246.5707
Combined Cycle (Gas) | 304292.0276 | 273970.4287 | 302095.1785 | 286690.7534 | 273622.8591
Combustion Turbine (Gas) | 23964.3564 | 1988.8941 | 4565.0296 | 3638.0835 | 2841.3786
Nuclear | 259486.7322 | 249134.3439 | 249123.0623 | 249123.9769 | 249134.3439
Oil/Gas Steam | 2926.9776 | 1325.8734 | 4209.9149 | 3345.5199 | 2122.4031
New Combined Cycle (Gas) | 3360.2509 | 26020.0929 | 57234.8076 | 55274.9483 | 53432.859
New Combustion Turbine (Gas) | 1647.4444 | 3938.0908 | 5909.4153 | 5206.2737 | 4790.8226
Other | 6127.5639 | 6127.5639 | 6127.5639 | 6127.5639 | 6127.5639
Conventional Generation Total | 759923.276 | 771191.5084 | 769025.1263 | 750512.8376 | 737890.9338
Hydro | 11473.2714 | 11175.5893 | 10878.1801 | 10903.5107 | 9850.2998
Solar | 5347.1934 | 7640.097 | 10690.3593 | 13740.6216 | 15774.1298
LBW | 25970.0698 | 26366.3923 | 26366.3923 | 26366.3923 | 26366.3923
New Solar | 5240.248 | 13642.0204 | 24130.1193 | 27019.6966 | 27707.8028
New LBW | 5169.0821 | 5735.4599 | 10167.088 | 10167.088 | 10167.088
Offshore Wind | 0 | 49.539 | 5979.0712 | 25376.0141 | 35677.8666
Other Renewable | 2624.8314 | 2624.8314 | 2624.8314 | 2624.8314 | 2624.8314
Renewable Generation Total | 55824.696 | 67233.9293 | 90836.0415 | 116198.1547 | 128168.4106
Total | 815747.972 | 838425.4377 | 859861.1678 | 866710.9923 | 866059.3445
Pennsylvania
| 2020 | 2022 | 2025 | 2028 | 2030
Biomass | 145.93 | 306.5369 | 306.5369 | 162.5292 | 174.3463
Coal | 22015.4265 | 21953.3018 | 9612.9733 | 9067.5039 | 8964.9733
Combined Cycle (Gas) | 113736.2992 | 89489.3655 | 99254.3387 | 92347.9587 | 87205.4267
Combustion Turbine (Gas) | 6696.7008 | 382.6295 | 1171.2968 | 747.7664 | 470.6567
Nuclear | 76125.4478 | 76125.4478 | 76114.1661 | 76115.0808 | 76125.4478
Oil/Gas Steam | 0 | 0 | 79.8221 | 78.4351 | 76.9607
New Combined Cycle (Gas) | 0 | 1072.4657 | 16647.4097 | 15330.1884 | 15148.3963
New Combustion Turbine (Gas) | 0 | 0 | 0 | 0 | 0
Other | 1671.408 | 1671.408 | 1671.408 | 1671.408 | 1671.408
Conventional Generation Total | 220391.2122 | 191001.1553 | 204857.9516 | 195520.8706 | 189837.6158
Hydro | 4693.4947 | 4350.1119 | 4210.7668 | 4327.2785 | 4137.9524
Solar | 122.4456 | 122.4456 | 122.4456 | 122.4456 | 122.4456
LBW | 3873.2232 | 3873.1706 | 3873.1706 | 3873.1706 | 3873.1706
New Solar | 124.1201 | 920.1783 | 2004.5586 | 2252.2468 | 2417.3724
New LBW | 0 | 142.4375 | 795.0695 | 795.0695 | 795.0695
Offshore Wind | 0 | 0 | 0 | 0 | 0
Other Renewable | 811.9799 | 811.9799 | 811.9799 | 811.9799 | 811.9799
Renewable Generation Total | 9625.2636 | 10220.3239 | 11817.9911 | 12182.191 | 12157.9905
Total | 230016.4759 | 201221.4792 | 216675.9427 | 207703.0616 | 201995.6063
RGGI (11-state)
| 2020 | 2022 | 2025 | 2028 | 2030
Biomass | 10649.4262 | 11361.2162 | 9030.5888 | 7056.3307 | 6407.283
Coal | 8307.9924 | 7925.5335 | 1003.8851 | 2827.2316 | 3427.7506
Combined Cycle (Gas) | 204300.1285 | 221654.472 | 193166.4314 | 171854.3693 | 151023.1359
Combustion Turbine (Gas) | 5901.5632 | 4668.6645 | 3901.0391 | 3461.2247 | 3279.324
Nuclear | 135011.3269 | 125190.9992 | 125144.1581 | 125124.7415 | 123842.8221
Oil/Gas Steam | 8373.6836 | 10429.385 | 13647.2718 | 11868.4708 | 8816.9042
New Combined Cycle (Gas) | 0 | 0 | 0 | 0 | 0
New Combustion Turbine (Gas) | 1718.2771 | 2832.1134 | 3193.1407 | 2610.8089 | 2276.7976
Other | 4310.736 | 4310.736 | 4310.736 | 4310.736 | 4310.736
Conventional Generation Total | 378573.1339 | 388373.1199 | 353397.251 | 329113.9135 | 303384.7535
Hydro | 41653.6293 | 41865.1179 | 43814.2583 | 43922.5134 | 41315.3764
Solar | 5290.769 | 7324.2772 | 10374.5395 | 13411.8918 | 15363.9419
LBW | 9717.3199 | 9841.602 | 9841.602 | 8322.6473 | 7218.0653
New Solar | 1625.1153 | 8790.6865 | 26568.4195 | 33061.8912 | 50552.5056
New LBW | 3372.86 | 6244.8768 | 19724.023 | 27436.7314 | 29714.7031
Offshore Wind | 0 | 49.539 | 23684.4059 | 57342.535 | 83495.347
Other Renewable | 2118.1244 | 2118.1244 | 2118.1244 | 2118.1244 | 2118.1244
Renewable Generation Total | 63777.8179 | 76234.224 | 136125.3728 | 185616.3345 | 229778.0637
Total | 442350.9518 | 464607.3439 | 489522.6238 | 514730.2481 | 533162.8172
Virginia
| 2020 | 2022 | 2025 | 2028 | 2030
Biomass | 2622 | 2763.6311 | 2763.6311 | 1380.4718 | 1383.8463
Coal | 3763 | 2177.6854 | 85.8262 | 1894.9786 | 2153.5407
Combined Cycle (Gas) | 61023.2004 | 55152.3899 | 60962.4916 | 60821.3284 | 59659.973
Combustion Turbine (Gas) | 1088.7996 | 297.829 | 737.1527 | 492.7937 | 319.6457
Nuclear | 29524.1114 | 29524.1114 | 29524.1114 | 29524.1114 | 29524.1114
Oil/Gas Steam | 0 | 0 | 0 | 0 | 0
New Combined Cycle (Gas) | 0 | 0 | 0 | 0 | 0
New Combustion Turbine (Gas) | 0 | 60.72 | 87.4 | 87.4 | 11.5
Other | 864.2598 | 864.2598 | 864.2598 | 864.2598 | 864.2598
Conventional Generation Total | 98885.3713 | 90840.6267 | 95024.8728 | 95065.3438 | 93916.877
Hydro | 2687 | 2736.6543 | 2564.9222 | 2443.4094 | 1663.6533
Solar | 1585.1283 | 3618.6365 | 6668.8988 | 9719.1611 | 11752.6693
LBW | 0 | 212.3118 | 212.3118 | 212.3118 | 212.3118
New Solar | 0 | 973.8132 | 4144.3037 | 4144.3037 | 4144.3037
New LBW | 0 | 391.0382 | 2183.6491 | 2183.6491 | 2183.6491
Offshore Wind | 0 | 49.539 | 49.539 | 10483.3855 | 15312.9176
Other Renewable | 386.4983 | 386.4983 | 386.4983 | 386.4983 | 386.4983
Renewable Generation Total | 4658.6266 | 8368.4912 | 16210.123 | 29572.7189 | 35656.0032
Total | 103543.9979 | 99209.1179 | 111234.9958 | 124638.0627 | 129572.8802
New Jersey
| 2020 | 2022 | 2025 | 2028 | 2030
Biomass | 202.3512 | 333.3751 | 407.4852 | 203.3511 | 203.3511
Coal | 917 | 411.347 | 0 | 0 | 0
Combined Cycle (Gas) | 30092.4592 | 37142.6273 | 37594.4914 | 32137.0373 | 28550.9941
Combustion Turbine (Gas) | 609.5408 | 701.8292 | 610.2635 | 496.8273 | 338.4481
Nuclear | 26722.278 | 26722.2093 | 26722.2093 | 26722.2093 | 26722.2093
Oil/Gas Steam | 178.4153 | 178.4656 | 178.5662 | 178.5662 | 178.5662
New Combined Cycle (Gas) | 0 | 0 | 0 | 0 | 0
New Combustion Turbine (Gas) | 0 | 0 | 0 | 0 | 0
Other | 1195.8215 | 1195.8215 | 1195.8215 | 1195.8215 | 1195.8215
Conventional Generation Total | 59917.866 | 66685.675 | 66708.8371 | 60933.8127 | 57189.3903
Hydro | 294.9829 | 295.9927 | 309.6606 | 339.9924 | 255.8637
Solar | 1313.7143 | 1313.7143 | 1313.7143 | 1313.7143 | 1313.7143
LBW | 21.5877 | 21.5877 | 21.5877 | 21.5877 | 21.5877
New Solar | 699.2765 | 839.1318 | 1936.9653 | 1936.9653 | 1936.9653
New LBW | 0 | 0 | 0 | 0 | 0
Offshore Wind | 0 | 0 | 4541.0387 | 10485.6712 | 14448.7595
Other Renewable | 276.0331 | 276.0331 | 276.0331 | 276.0331 | 276.0331
Renewable Generation Total | 2605.5945 | 2746.4596 | 8398.9997 | 14373.964 | 18252.9236
Total | 62523.4605 | 69432.1345 | 75107.8368 | 75307.7767 | 75442.3138
*Does not Include generation from Linden and Bayonne, plants located in NJ but serving NYISO
Massachusetts
| 2020 | 2022 | 2025 | 2028 | 2030
Biomass | 1978.4501 | 1978.4501 | 1716.5488 | 1709.9559 | 1709.9559
Coal | 0 | 0 | 0 | 0 | 0
Combined Cycle (Gas) | 12929.7738 | 14863.878 | 8268.375 | 9754.6768 | 8637.2628
Combustion Turbine (Gas) | 636.4292 | 684.7211 | 542.0935 | 513.218 | 437.602
Nuclear | 0 | 0 | 0 | 0 | 0
Oil/Gas Steam | 115.797 | 115.797 | 115.797 | 104.9428 | 99.5156
New Combined Cycle (Gas) | 0 | 0 | 0 | 0 | 0
New Combustion Turbine (Gas) | 0 | 5.6482 | 11.7071 | 13.857 | 22.3389
Other | 0 | 0 | 0 | 0 | 0
Conventional Generation Total | 15660.4501 | 17648.4943 | 10654.5214 | 12096.6503 | 10906.6753
Hydro | 2471.5441 | 2579.5771 | 2689.1761 | 2888.6123 | 2876.8568
Solar | 523.7661 | 523.7661 | 523.7661 | 523.7661 | 523.7661
LBW | 276.7612 | 276.7612 | 276.7612 | 276.7612 | 276.7612
New Solar | 179.2523 | 1777.0152 | 4634.3449 | 9392.8749 | 15737.5816
New LBW | 158.7638 | 158.7638 | 158.7638 | 158.7638 | 158.7638
Offshore Wind | 0 | 0 | 7204.4336 | 9005.542 | 10806.6504
Other Renewable | 137.9536 | 137.9536 | 137.9536 | 137.9536 | 137.9536
Renewable Generation Total | 3748.0411 | 5453.8369 | 15625.1993 | 22384.2739 | 30518.3335
Total | 19408.4912 | 23102.3312 | 26279.7206 | 34480.9242 | 41425.0088
Maine
| 2020 | 2022 | 2025 | 2028 | 2030
Biomass | 1815.1698 | 1815.1698 | 751.5262 | 759.2699 | 803.5554
Coal | 0 | 0 | 0 | 0 | 0
Combined Cycle (Gas) | 2398.2618 | 2750.7391 | 11.8409 | 16.8267 | 16.4927
Combustion Turbine (Gas) | 4.7055 | 64.2055 | 0.88618 | 0.88618 | 67.3225
Nuclear | 0 | 0 | 0 | 0 | 0
Oil/Gas Steam | 0 | 0 | 0 | 0 | 0
New Combined Cycle (Gas) | 0 | 0 | 0 | 0 | 0
New Combustion Turbine (Gas) | 0 | 0 | 0 | 0 | 0
Other | 0 | 0 | 0 | 0 | 0
Conventional Generation Total | 4218.1371 | 4630.1144 | 764.2533 | 776.9828 | 887.3706
Hydro | 2994.85 | 2994.8499 | 2994.8499 | 2994.8499 | 2994.8499
Solar | 288.1145 | 288.1145 | 288.1145 | 288.1145 | 288.1145
LBW | 2981.4124 | 2981.4124 | 2981.4124 | 2981.4124 | 2981.4124
New Solar | 0 | 0 | 0 | 0 | 0
New LBW | 1186.7005 | 1186.7005 | 1186.7005 | 1186.7005 | 1186.7005
Offshore Wind | 0 | 0 | 0 | 0 | 0
Other Renewable | 43.9219 | 43.9219 | 43.9219 | 43.9219 | 43.9219
Renewable Generation Total | 7494.9992 | 7494.9992 | 7494.9992 | 7494.9992 | 7494.9992
Total | 11713.1363 | 12125.1136 | 8259.2525 | 8271.982 | 8382.3698
Connecticut
| 2020 | 2022 | 2025 | 2028 | 2030
Biomass | 1647.4073 | 1647.8629 | 1474.6321 | 1474.6321 | 1462.6389
Coal | 0 | 0 | 0 | 0 | 0
Combined Cycle (Gas) | 24680.7962 | 21879.6436 | 17144.057 | 11596.1782 | 6498.0268
Combustion Turbine (Gas) | 430.6821 | 220.1305 | 207.1923 | 180.9224 | 284.4872
Nuclear | 15697.8241 | 16797.3731 | 16797.3731 | 16786.9794 | 16628.0125
Oil/Gas Steam | 0 | 0 | 0 | 0 | 0
New Combined Cycle (Gas) | 0 | 0 | 0 | 0 | 0
New Combustion Turbine (Gas) | 0 | 0 | 0 | 0 | 0
Other | 178.951 | 178.951 | 178.951 | 178.951 | 178.951
Conventional Generation Total | 42635.6607 | 40723.9611 | 35802.2055 | 30217.6631 | 25052.1164
Hydro | 599.7096 | 627.9462 | 628.4936 | 628.4936 | 628.3882
Solar | 367.5747 | 367.5747 | 367.5747 | 367.5747 | 367.5747
LBW | 14.4408 | 14.4408 | 14.4408 | 14.4408 | 14.4408
New Solar | 0 | 863.8492 | 899.6958 | 899.6958 | 899.6958
New LBW | 0 | 0 | 0 | 0 | 0
Offshore Wind | 0 | 0 | 1509.2452 | 3773.113 | 7546.226
Other Renewable | 39.1636 | 39.1636 | 39.1636 | 39.1636 | 39.1636
Renewable Generation Total | 1020.8888 | 1912.9746 | 3458.6138 | 5722.4816 | 9495.4892
Total | 43656.5495 | 42636.9357 | 39260.8193 | 35940.1447 | 34547.6056
New Hampshire
| 2020 | 2022 | 2025 | 2028 | 2030
Biomass | 665.6252 | 682.5784 | 450.546 | 427.8868 | 418.5742
Coal | 128 | 128 | 0 | 0 | 0
Combined Cycle (Gas) | 4355.5791 | 1854.5142 | 1369.9441 | 853.907 | 1029.9756
Combustion Turbine (Gas) | 9.2021 | 5.6169 | 5.6169 | 5.6169 | 9.2235
Nuclear | 9827.7513 | 9827.7513 | 9780.9101 | 9771.8873 | 9277.3622
Oil/Gas Steam | 0 | 0 | 0 | 0 | 0
New Combined Cycle (Gas) | 0 | 0 | 0 | 0 | 0
New Combustion Turbine (Gas) | 0 | 0 | 0 | 0 | 0
Other | 0 | 0 | 0 | 0 | 0
Conventional Generation Total | 14986.1577 | 12498.4607 | 11607.017 | 11059.2979 | 10735.1355
Hydro | 1832.7017 | 1832.7017 | 1832.7017 | 1832.7017 | 1832.7017
Solar | 108.1006 | 108.1006 | 108.1006 | 108.1006 | 108.1006
LBW | 669.0568 | 669.0568 | 669.0568 | 669.0568 | 669.0568
New Solar | 40.9812 | 49.1774 | 53.874 | 53.874 | 53.874
New LBW | 299.7072 | 299.7072 | 299.7072 | 299.7072 | 299.7072
Offshore Wind | 0 | 0 | 0 | 0 | 0
Other Renewable | 64.8845 | 64.8845 | 64.8845 | 64.8845 | 64.8845
Renewable Generation Total | 3015.4319 | 3023.6282 | 3028.3248 | 3028.3248 | 3028.3248
Total | 18001.5896 | 15522.0889 | 14635.3418 | 14087.6227 | 13763.4603
Rhode Island
| 2020 | 2022 | 2025 | 2028 | 2030
Biomass | 36.9357 | 36.9357 | 10.6486 | 11.8596 | 11.8596
Coal | 0 | 0 | 0 | 0 | 0
Combined Cycle (Gas) | 8870.0904 | 6881.6043 | 5732.1991 | 5535.9473 | 4035.6863
Combustion Turbine (Gas) | 42.9941 | 40.9985 | 40.9985 | 39.6313 | 36.2568
Nuclear | 0 | 0 | 0 | 0 | 0
Oil/Gas Steam | 0 | 0 | 0 | 0 | 0
New Combined Cycle (Gas) | 0 | 0 | 0 | 0 | 0
New Combustion Turbine (Gas) | 0 | 0 | 0 | 0 | 0
Other | 0 | 0 | 0 | 0 | 0
Conventional Generation Total | 8950.0201 | 6959.5385 | 5783.8462 | 5587.4382 | 4083.8027
Hydro | 11.3526 | 11.3526 | 11.3526 | 11.3526 | 50.9212
Solar | 56.9852 | 56.9852 | 56.9852 | 56.9852 | 56.9852
LBW | 214.9566 | 214.9566 | 214.9566 | 214.9566 | 214.9566
New Solar | 0 | 402.9746 | 422.013 | 422.013 | 422.013
New LBW | 0 | 0 | 0 | 0 | 0
Offshore Wind | 0 | 0 | 1651.2948 | 1651.2948 | 1651.2948
Other Renewable | 218.4154 | 218.4154 | 218.4154 | 218.4154 | 218.4154
Renewable Generation Total | 501.7097 | 904.6843 | 2575.0175 | 2575.0175 | 2614.5861
Total | 9451.7298 | 7864.2228 | 8358.8637 | 8162.4557 | 6698.3888
Vermont
| 2020 | 2022 | 2025 | 2028 | 2030
Biomass | 529.1325 | 529.1325 | 153.7633 | 158.7101 | 158.7101
Coal | 0 | 0 | 0 | 0 | 0
Combined Cycle (Gas) | 0 | 0 | 0 | 0 | 0
Combustion Turbine (Gas) | 13.056 | 9.7699 | 6.0786 | 3.9474 | 4.278
Nuclear | 0 | 0 | 0 | 0 | 0
Oil/Gas Steam | 0 | 0 | 0 | 0 | 0
New Combined Cycle (Gas) | 0 | 0 | 0 | 0 | 0
New Combustion Turbine (Gas) | 0 | 0 | 0 | 0 | 0
Other | 0 | 0 | 0 | 0 | 0
Conventional Generation Total | 542.1884 | 538.9023 | 159.8419 | 162.6575 | 162.9881
Hydro | 1160.5753 | 1144.9781 | 1144.9781 | 1144.9781 | 1144.9781
Solar | 145.6343 | 145.6343 | 145.6343 | 145.6343 | 145.6343
LBW | 462.3066 | 462.3066 | 462.3066 | 462.3066 | 462.3066
New Solar | 0 | 0 | 0 | 0 | 0
New LBW | 1153.7025 | 1153.7025 | 1153.7025 | 1153.7025 | 1153.7025
Offshore Wind | 0 | 0 | 0 | 0 | 0
Other Renewable | 0.47615 | 0.47615 | 0.47615 | 0.47615 | 0.47615
Renewable Generation Total | 2922.6949 | 2907.0977 | 2907.0977 | 2907.0977 | 2907.0977
Total | 3464.8833 | 3446 | 3066.9395 | 3069.7552 | 3070.0858
New York - NYISO
| 2020 | 2022 | 2025 | 2028 | 2030
Biomass | 1119.8381 | 1225.8193 | 901.9137 | 889.5941 | 200.1983
Coal | 40.7465 | 0 | 0 | 0 | 0
Combined Cycle (Gas) | 42797.9238 | 56644.4409 | 37106.8032 | 27846.7345 | 21233.3477
Combustion Turbine (Gas) | 2761.6669 | 2541.3915 | 1531.9667 | 1580.0002 | 1683.4086
Nuclear | 38884.384 | 27964.576 | 27964.576 | 27964.576 | 27336.1485
Oil/Gas Steam | 7326.4224 | 8987.7146 | 9914.4191 | 8968.003 | 7143.506
New Combined Cycle (Gas) | 0 | 0 | 0 | 0 | 0
New Combustion Turbine (Gas) | 293.574 | 771.0118 | 108.6938 | 52.4561 | 31.0433
Other | 1379.0957 | 1379.0957 | 1379.0957 | 1379.0957 | 1379.0957
Conventional Generation Total | 94603.6514 | 99514.0498 | 78907.4682 | 68680.4597 | 59006.7481
Hydro | 27678.9492 | 27719.1016 | 29716.1595 | 29716.1595 | 27945.1996
Solar | 253.3519 | 253.3519 | 253.3519 | 240.4418 | 158.9837
LBW | 4355.8572 | 4267.7643 | 4267.7643 | 2748.8096 | 1644.2276
New Solar | 665.0298 | 1937.0986 | 9465.8264 | 9612.0923 | 20758
New LBW | 573.986 | 3055.0625 | 14741.5977 | 22454.3061 | 24732.2777
Offshore Wind | 0 | 0 | 7340.3611 | 17536.5711 | 27813.3093
Other Renewable | 841.0254 | 841.0254 | 841.0254 | 841.0254 | 841.0254
Renewable Generation Total | 34368.1995 | 38073.4043 | 66626.0863 | 83149.4059 | 103893.0233
Total | 128971.8509 | 137587.4541 | 145533.5545 | 151829.8656 | 162899.7713
Delaware
| 2020 | 2022 | 2025 | 2028 | 2030
Biomass | 0 | 0 | 0 | 0 | 0
Coal | 99.2459 | 0 | 0 | 0 | 0
Combined Cycle (Gas) | 3843.0605 | 4211.3026 | 4136.2544 | 3872.9874 | 3355.9998
Combustion Turbine (Gas) | 35.8906 | 30.2557 | 24.8271 | 24.8271 | 23.6638
Nuclear | 0 | 0 | 0 | 0 | 0
Oil/Gas Steam | 753.0488 | 795.7299 | 750.8227 | 537.8628 | 113.1177
New Combined Cycle (Gas) | 0 | 0 | 0 | 0 | 0
New Combustion Turbine (Gas) | 0 | 0 | 0 | 0 | 0
Other | 210.5028 | 210.5028 | 210.5028 | 210.5028 | 210.5028
Conventional Generation Total | 4941.7487 | 5247.7911 | 5122.407 | 4646.1801 | 3703.2841
Hydro | 0 | 0 | 0 | 0 | 0
Solar | 54.4713 | 54.4713 | 54.4713 | 54.4713 | 54.4713
LBW | 0 | 0 | 0 | 0 | 0
New Solar | 0 | 0 | 0 | 0 | 0
New LBW | 0 | 0 | 0 | 0 | 0
Offshore Wind | 0 | 0 | 0 | 0 | 0
Other Renewable | 38.4883 | 38.4883 | 38.4883 | 38.4883 | 38.4883
Renewable Generation Total | 92.9596 | 92.9596 | 92.9596 | 92.9596 | 92.9596
Total | 5034.7083 | 5340.7507 | 5215.3667 | 4739.1397 | 3796.2437
Maryland
| 2020 | 2022 | 2025 | 2028 | 2030
Biomass | 32.5164 | 348.2614 | 399.894 | 40.5995 | 54.5933
Coal | 3360 | 5208.5011 | 918.0589 | 932.253 | 1274.2099
Combined Cycle (Gas) | 13308.9834 | 20273.332 | 20839.9747 | 19418.7455 | 18005.3771
Combustion Turbine (Gas) | 268.5963 | 71.9169 | 193.9632 | 122.5543 | 74.9878
Nuclear | 14354.9781 | 14354.9781 | 14354.9781 | 14354.9781 | 14354.9781
Oil/Gas Steam | 0 | 351.6778 | 2687.6666 | 2079.0959 | 1282.1987
New Combined Cycle (Gas) | 0 | 0 | 0 | 0 | 0
New Combustion Turbine (Gas) | 1424.7032 | 1994.7335 | 2985.3398 | 2457.0958 | 2211.9154
Other | 482.1052 | 482.1052 | 482.1052 | 482.1052 | 482.1052
Conventional Generation Total | 33231.8825 | 43085.5059 | 42861.9806 | 39887.4273 | 37740.3654
Hydro | 1921.9638 | 1921.9638 | 1921.9638 | 1921.9638 | 1921.9638
Solar | 593.9279 | 593.9279 | 593.9279 | 593.9279 | 593.9279
LBW | 720.9406 | 721.0038 | 721.0038 | 721.0038 | 721.0038
New Solar | 40.5755 | 1947.6264 | 5011.3964 | 6600.0721 | 6600.0721
New LBW | 0 | -0.097746 | -0.097746 | -0.097746 | -0.097746
Offshore Wind | 0 | 0 | 1388.4934 | 4406.9574 | 5916.1894
Other Renewable | 71.2643 | 71.2643 | 71.2643 | 71.2643 | 71.2643
Renewable Generation Total | 3348.6721 | 5255.6884 | 9707.9519 | 14315.0916 | 15824.3236
Total | 36580.5545 | 48341.1944 | 52569.9325 | 54202.5189 | 53564.689

## Prices
PA 2021 Policy
2021-05-03
Firm Power Prices (2017$/MWh) | [5 empty] | Firm Power Prices (Nominal $/MWh)
| 2020 | 2022 | 2025 | 2028 | 2030 |  | 2020 | 2022 | 2025 | 2028 | 2030
MA | 49.2692 | 48.1928 | 37.8585 | 37.3642 | 32.9403 | MA | 52.4388 | 53.47 | 44.7064 | 46.9611 | 43.1581
CT | 44.8042 | 42.2817 | 33.6074 | 33.9043 | 34.4664 | CT | 47.6866 | 46.9117 | 39.6863 | 42.6125 | 45.1575
ME | 40.084 | 41.5655 | 34.9555 | 35.4766 | 34.1922 | ME | 42.6627 | 46.117 | 41.2783 | 44.5887 | 44.7983
NH | 40.9127 | 40.946 | 33.7589 | 34.8925 | 34.6052 | NH | 43.5447 | 45.4297 | 39.8653 | 43.8546 | 45.3394
RI | 49.1958 | 45.5579 | 36.8377 | 38.6634 | 41.016 | RI | 52.3607 | 50.5467 | 43.5009 | 48.5941 | 53.7389
VT | 43.9082 | 44.8189 | 38.4193 | 38.9992 | 38.0646 | VT | 46.7329 | 49.7267 | 45.3686 | 49.0161 | 49.8719
NY | 35.5702 | 42.6394 | 39.5764 | 34.5696 | 31.0558 | NY | 37.8585 | 47.3086 | 46.735 | 43.4488 | 40.6891
CT | 32.9861 | 38.2821 | 34.5758 | 35.167 | 34.8237 | DE | 35.1082 | 42.4741 | 40.8299 | 44.1996 | 45.6257
MD | 30.9486 | 34.2957 | 32.5578 | 33.2369 | 33.4359 | MD | 32.9396 | 38.0512 | 38.4469 | 41.7738 | 43.8074
VA | 28.4271 | 32.9096 | 32.1465 | 32.4222 | 32.3516 | VA | 30.2559 | 36.5134 | 37.9612 | 40.7498 | 42.3868
NJ | 34.1967 | 36.2185 | 32.2599 | 32.5803 | 31.8194 | NJ | 36.3967 | 40.1845 | 38.0951 | 40.9485 | 41.6895
11-state RGGI | 39.1184 | 40.7007 | 35.1413 | 35.2069 | 34.4337 | 11-state RGGI | 41.635 | 45.1576 | 41.4976 | 44.2498 | 45.1148
PA | 26.2466 | 30.4821 | 30.5061 | 31.3797 | 31.3205 | PA | 27.9351 | 33.82 | 36.024 | 39.4396 | 41.0359
Energy Prices (2017$/MWh) | [5 empty] | Energy Prices (Nominal $/MWh)
| 2020 | 2022 | 2025 | 2028 | 2030 |  | 2020 | 2022 | 2025 | 2028 | 2030
MA | 40.2211 | 42.4763 | 33.1941 | 32.294 | 28.0201 | MA | 42.8087 | 47.1276 | 39.1982 | 40.5887 | 36.7117
CT | 35.7561 | 36.5653 | 28.9429 | 28.8341 | 29.5461 | CT | 38.0564 | 40.5693 | 34.1781 | 36.2401 | 38.7111
ME | 31.036 | 35.849 | 30.291 | 30.4064 | 29.272 | ME | 33.0326 | 39.7746 | 35.7701 | 38.2162 | 38.3519
NH | 31.8646 | 35.2295 | 29.0945 | 29.8223 | 29.685 | NH | 33.9146 | 39.0872 | 34.3571 | 37.4821 | 38.893
RI | 40.1477 | 39.8414 | 32.1732 | 33.5933 | 36.0958 | RI | 42.7305 | 44.2042 | 37.9927 | 42.2217 | 47.2924
VT | 34.8601 | 39.1024 | 33.7548 | 33.929 | 33.1444 | VT | 37.1028 | 43.3843 | 39.8604 | 42.6436 | 43.4255
NY | 28.0907 | 31.6661 | 24.0433 | 22.8143 | 19.9527 | NY | 29.8979 | 35.1337 | 28.3922 | 28.6741 | 26.1419
DE | 25.5479 | 32.0582 | 25.3635 | 26.7024 | 27.7069 | DE | 27.1915 | 35.5687 | 29.9512 | 33.5609 | 36.3014
MD | 27.0338 | 29.0381 | 24.2079 | 25.3174 | 26.3191 | MD | 28.7729 | 32.2179 | 28.5866 | 31.8202 | 34.4831
VA | 24.5123 | 27.652 | 23.7966 | 24.5027 | 25.2348 | VA | 26.0892 | 30.68 | 28.1009 | 30.7962 | 33.0624
NJ | 26.7586 | 29.9946 | 23.0476 | 24.1157 | 24.7026 | NJ | 28.48 | 33.2791 | 27.2165 | 30.3098 | 32.3651
11-state RGGI | 31.439 | 34.4975 | 27.9917 | 28.3938 | 28.1527 | 11-state RGGI | 33.4616 | 38.2751 | 33.0549 | 35.6867 | 36.8854
PA | 22.3318 | 25.2245 | 22.1561 | 23.4602 | 24.2038 | PA | 23.7684 | 27.9866 | 26.1637 | 29.486 | 31.7116
Capacity Prices (2017$/kW-yr) | [5 empty] | Capacity Prices (Nominal $/kW-yr)
| 2020 | 2022 | 2025 | 2028 | 2030 |  | 2020 | 2022 | 2025 | 2028 | 2030
MA | 79.261 | 50.0764 | 40.861 | 44.4148 | 43.101 | MA | 84.36 | 55.56 | 48.2519 | 55.8227 | 56.4706
CT | 79.261 | 50.0764 | 40.861 | 44.4148 | 43.101 | CT | 84.36 | 55.56 | 48.2519 | 55.8227 | 56.4706
ME | 79.261 | 50.0764 | 40.861 | 44.4148 | 43.101 | ME | 84.36 | 55.56 | 48.2519 | 55.8227 | 56.4706
NH | 79.261 | 50.0764 | 40.861 | 44.4148 | 43.101 | NH | 84.36 | 55.56 | 48.2519 | 55.8227 | 56.4706
RI | 79.261 | 50.0764 | 40.861 | 44.4148 | 43.101 | RI | 84.36 | 55.56 | 48.2519 | 55.8227 | 56.4706
VT | 79.261 | 50.0764 | 40.861 | 44.4148 | 43.101 | VT | 84.36 | 55.56 | 48.2519 | 55.8227 | 56.4706
NY | 65.5198 | 96.1259 | 136.0701 | 102.9771 | 97.2634 | NY | 69.7348 | 106.6521 | 160.6825 | 129.4267 | 127.4336
DE | 65.1582 | 54.5212 | 80.6998 | 74.1497 | 62.343 | DE | 69.35 | 60.4915 | 95.2969 | 93.1949 | 81.6813
MD | 34.2938 | 46.0566 | 73.1456 | 69.3747 | 62.343 | MD | 36.5 | 51.1 | 86.3762 | 87.1935 | 81.6813
VA | 34.2938 | 46.0566 | 73.1456 | 69.3747 | 62.343 | VA | 36.5 | 51.1 | 86.3762 | 87.1935 | 81.6813
NJ | 65.1582 | 54.5212 | 80.6998 | 74.1497 | 62.343 | NJ | 69.35 | 60.4915 | 95.2969 | 93.1949 | 81.6813
11-state RGGI | 67.2718 | 54.34 | 62.6297 | 59.6831 | 55.022 | 11-state RGGI | 71.5995 | 60.2905 | 73.9582 | 75.0127 | 72.0893
PA | 34.2938 | 46.0566 | 73.1456 | 69.3747 | 62.343 | PA | 36.5 | 51.1 | 86.3762 | 87.1935 | 81.6813
Natural Gas Prices (2017$/MMBtu) | [5 empty] | Natural Gas Prices (Nominal $/MMBtu)
| 2020 | 2022 | 2025 | 2028 | 2030 |  | 2020 | 2022 | 2025 | 2028 | 2030
Henry Hub | 1.9431 | 2.947 | 2.418 | 2.6555 | 2.839 | Henry Hub | 2.0681 | 3.2697 | 2.8554 | 3.3376 | 3.7197
Renewable Energy Credit Prices (2017$/MWh) | [5 empty] | Renewable Energy Credit Prices (Nominal $/MWh)
| 2020 | 2022 | 2025 | 2028 | 2030 |  | 2020 | 2022 | 2025 | 2028 | 2030
New England Tier 1 RPS | 40.8707 | 37.8548 | 22.8643 | 8.7052 | 2.3597 | New England Tier 1 RPS | 43.5 | 42 | 27 | 10.9411 | 3.0916
PJM Tier 1 RPS | 10.3351 | 14.5561 | 13.0411 | 5.3838 | 1.1687 | PJM Tier 1 RPS | 11 | 16.15 | 15.4 | 6.7666 | 1.5312

## Emissions
PA 2021 Policy
2021-05-03
Affected CO2 Emissions (Million Short Tons) | [6 empty] | 12-State RGGI Compliance
| 2020 | 2022 | 2025 | 2028 | 2030 | 2021-2030 |  | 2022 | 2025 | 2028 | 2030 | 2021-2030
MA | 6.0148 | 6.8624 | 3.9237 | 4.5988 | 4.1375 | 50.2922 | Aggregate Cap | 182 | 163 | 145 | 133 | 1603
CT | 10.6491 | 9.3095 | 7.2638 | 4.9092 | 2.8675 | 67.3148 | Bank Adjustment* | -19 | -19 | 0 | 0 | 0
ME | 1.0025 | 1.1878 | 0 | 0 | 0.03216 | 3.5957 | ECR Allowances Removed | -18.7619 | -17 | -15 | -14 | -166.2857
NH | 2.0039 | 0.94557 | 0.58928 | 0.36869 | 0.44561 | 6.1562 | Unsold Allowances | 0 | 0 | 0 | 0 | 0
RI | 3.9279 | 2.9773 | 2.463 | 2.3799 | 1.7459 | 25.2065 | Effective Cap | 144.2381 | 127 | 130 | 119 | 1436.7143
VT | 0.0032868 | 0.0032868 | 0.0032868 | 0.0004482 | 0.0004482 | 0.021514 | Affected Emissions | 163.4077 | 144.9513 | 131.622 | 118.635 | 1438.578
NY | 24.106 | 31.726 | 23.4033 | 18.8287 | 14.8364 | 236.7104 | CO2 Credit Price (2017$/Ton) | 3.236 | 3.419 | 3.6244 | 3.2792
DE | 2.2066 | 2.3035 | 2.2305 | 2.0047 | 1.5444 | 21.1606 | CO2 Credit Price (Nominal $/Ton) | 3.5903 | 4.0374 | 4.5554 | 4.2964
MD | 9.4332 | 14.8093 | 12.6004 | 11.327 | 10.4618 | 126.6719 | *A bank of 95.45 million tons is assumed to carry over from 2020 into 2021 and is taken out of the cap 2021-2025.
VA | 29.6015 | 24.8626 | 25.8356 | 27.2504 | 26.8525 | 260.6985
NJ | 14.5568 | 17.1695 | 17.0023 | 14.5926 | 12.8951 | 159.1883
PA | 74.1978 | 61.3017 | 59.6869 | 55.4122 | 52.8664 | 582.0688
Total 12-state RGGI | 177.7034 | 173.4584 | 155.002 | 141.6728 | 128.6857 | 1539.0854
Total CO2 Emissions PJM | 310.0071 | 342.7782 | 299.4159 | 294.08 | 290.8394 | 3099.6619
Total CO2 Emissions SERC | 404.074 | 400.0869 | 372.2161 | 383.419 | 395.4098 | 3862.5759
Total CO2 Emissions EI | 1150.2406 | 1219.4107 | 1076.4764 | 1087.8568 | 1104.0793 | 11255.3107
Pennsylvania CO2 Emissions by Capacity Type (Million Tons)
| 2020 | 2022 | 2025 | 2028 | 2030 | 2021-2030
Combined Cycle | 48.0023 | 37.5876 | 47.883 | 44.4281 | 42.0952 | 431.7914
Coal | 22.342 | 23.6121 | 11.2967 | 10.7333 | 10.6273 | 147.5536
Combustion Turbine | 4.2729 | 0.2408 | 0.73595 | 0.46729 | 0.29407 | 4.6261
Oil/Gas Steam | 0 | 0 | 0.04382 | 0.042846 | 0.04181 | 0.30181
Total | 74.6172 | 61.4406 | 59.9595 | 55.6715 | 53.0584 | 584.273
PJM Total CO2 Emissions by Capacity Type (Million Tons)
| 2020 | 2022 | 2025 | 2028 | 2030 | 2021-2030
Combined Cycle | 131.2259 | 125.2513 | 149.8106 | 142.2902 | 135.7354 | 1387.7917
Coal | 160.3966 | 213.3312 | 140.8075 | 144.4957 | 149.2776 | 1645.181
Combustion Turbine | 16.7138 | 3.4696 | 6.2146 | 5.2472 | 4.5049 | 49.299
Oil/Gas Steam | 1.6707 | 0.72615 | 2.5831 | 2.0469 | 1.3216 | 17.3902
Total | 310.0071 | 342.7782 | 299.4159 | 294.08 | 290.8394 | 3099.6619
ISONE CO2 Emissions by Capacity Type (Million Tons)
| 2020 | 2022 | 2025 | 2028 | 2030 | 2021-2030
Combined Cycle | 23.1417 | 20.8872 | 14.0323 | 12.0197 | 8.8518 | 149.6692
Coal | 0.14202 | 0.14202 | 0 | 0 | 0 | 0.42606
Combustion Turbine | 0.62004 | 0.52876 | 0.42772 | 0.41279 | 0.50998 | 4.6178
Oil/Gas Steam | 0.082925 | 0.082925 | 0.082925 | 0.075152 | 0.071265 | 0.79427
Total | 23.9867 | 21.6409 | 14.5429 | 12.5076 | 9.433 | 155.5073
New York CO2 Emissions by Capacity Type (Million Tons)
| 2020 | 2022 | 2025 | 2028 | 2030 | 2021-2030
Combined Cycle | 18.7505 | 24.9014 | 16.2861 | 12.2355 | 9.3657 | 169.6346
Coal | 0.040283 | 0 | 0 | 0 | 0 | 0
Combustion Turbine | 2.4309 | 2.4606 | 1.1669 | 1.1726 | 1.2354 | 15.6358
Oil/Gas Steam | 4.7991 | 5.9639 | 6.6045 | 5.9562 | 4.6851 | 60.2589
Total | 26.0208 | 33.3259 | 24.0575 | 19.3642 | 15.2863 | 245.5293

## Fuel Consumption
PA 2021 Policy
2021-05-03
Fuel Consumption (TBtu)
Coal Consumption (TBtu)
| 2020 | 2022 | 2025 | 2028 | 2030
MA | 0 | 0 | 0 | 0 | 0
CT | 0 | 0 | 0 | 0 | 0
ME | 0 | 0 | 0 | 0 | 0
NH | 1.3836 | 1.3836 | 0 | 0 | 0
RI | 0 | 0 | 0 | 0 | 0
VT | 0 | 0 | 0 | 0 | 0
NY | 0.39243 | 0 | 0 | 0 | 0
DE | 1.1285 | 0 | 0 | 0 | 0
MD | 32.0278 | 53.3593 | 9.7923 | 9.9437 | 13.5911
NJ | 9.4414 | 4.2352 | 0 | 0 | 0
VA | 33.3403 | 19.4164 | 0.89139 | 16.8119 | 19.0873
11-State RGGI | 77.7141 | 78.3944 | 10.6837 | 26.7556 | 32.6783
PA | 217.6076 | 229.8352 | 109.8603 | 104.3712 | 103.3395
Annual Gas Consumption (TBtu)
| 2020 | 2022 | 2025 | 2028 | 2030
MA | 104.0173 | 118.9314 | 68.2789 | 79.553 | 71.6529
CT | 185.1265 | 161.6478 | 126.4978 | 85.7182 | 50.1073
ME | 17.42 | 20.4469 | 0.12036 | 0.16573 | 0.77879
NH | 31.9716 | 13.8236 | 10.1632 | 6.3952 | 7.7922
RI | 68.5795 | 52.2308 | 43.2752 | 41.7724 | 30.7465
VT | 0.20714 | 0.17023 | 0.083231 | 0.045936 | 0.051626
NY | 439.048 | 564.5403 | 406.5613 | 326.378 | 256.7167
DE | 36.4548 | 39.889 | 38.6957 | 34.777 | 26.9983
MD | 105.8123 | 159.7186 | 199.9755 | 177.1441 | 155.4588
NJ | 232.9038 | 286.5314 | 291.2401 | 249.7837 | 220.6803
VA | 452.1435 | 394.4837 | 443.491 | 439.716 | 428.0144
11-State RGGI | 1673.6846 | 1812.4137 | 1628.3822 | 1441.4493 | 1248.9978
PA | 892.9827 | 646.1982 | 831.2741 | 767.6498 | 724.8216
Winter Gas Consumption (TBtu)
| 2020 | 2022 | 2025 | 2028 | 2030
MA | 26.4145 | 33.3951 | 20.8828 | 23.1504 | 14.4684
CT | 40.8643 | 33.1412 | 20.5831 | 10.4477 | 8.1424
ME | 6.0327 | 6.0499 | 0.0055516 | 0.0055516 | 0.031671
NH | 8.0791 | 0.032947 | 0.028713 | 0.028713 | 0.13918
RI | 14.4358 | 10.8702 | 9.5646 | 10.0495 | 9.2919
VT | 0.011195 | 0 | 0 | 0.011195 | 0.012762
NY | 81.1886 | 120.3403 | 91.8004 | 59.1398 | 37.9642
DE | 8.5708 | 8.7069 | 8.0664 | 8.1459 | 6.2182
MD | 15.5251 | 32.9777 | 37.0951 | 34.9761 | 35.0993
NJ | 38.8376 | 51.4451 | 44.7712 | 44.8915 | 42.4607
VA | 101.4745 | 94.7354 | 96.7123 | 96.7084 | 96.6271
11-State RGGI | 341.4343 | 391.6948 | 329.5102 | 287.5548 | 250.4558
PA | 209.5374 | 165.4349 | 208.6799 | 187.7622 | 171.659
Oil Consumption (TBtu)
| 2020 | 2022 | 2025 | 2028 | 2030
MA | 0 | 0 | 0 | 0 | 0
CT | 0 | 0 | 0 | 0 | 0
ME | 0 | 0 | 0 | 0 | 0
NH | 0 | 0 | 0 | 0 | 0
RI | 0 | 0 | 0 | 0 | 0
VT | 0 | 0 | 0.0060357 | 0.0060357 | 0.0060357
NY | 3.2049 | 3.194 | 2.9608 | 2.9678 | 2.9681
DE | 0 | 0 | 0 | 0 | 0
MD | 0 | 0 | 0 | 0 | 0
NJ | 0 | 0 | 0 | 0 | 0
VA | 0 | 0 | 0 | 0 | 0
11-State RGGI | 3.2049 | 3.194 | 2.9668 | 2.9739 | 2.9742
PA | 0 | 0 | 0 | 0 | 0

## Transmission
PA 2021 Policy
2021-05-03
Transmission Flows (TWh)
NY | [5 empty] | 2017 | 2020 | 2023 | 2026 | 2029 | 2031
| 2020 | 2022 | 2025 | 2028 | 2030 | 14.3011 | 11.4434 | 11.0541 | 12.157 | 12.157 | 12.3036
Imports from Canada | 16.6393 | 12.295 | 9.4546 | 8.8259 | 8.5474 | 0.65827 | 0.81359 | 0.87696 | 0.91146 | 0.68944 | 0.40441 | 2017 | 2020 | 2023 | 2026 | 2029 | 2031
Imports from ISO-NE | 0.42835 | 0.58397 | 0 | 0 | 0.096457 | 6.6923 | 6.2297 | 10.841 | 9.855 | 8.4773 | 11.6327 | 41.7271 | 44.6622 | 42.3103 | 46.9918 | 48.9826 | 48.241
Imports from PJM - Non-RGGI | 4.1247 | 2.6755 | 2.0414 | 1.7979 | 1.842 | 3.6853 | 4.9163 | 10.0572 | 13.4948 | 15.6116 | 13.0323 | 15.9932 | 17.8255 | 17.2463 | 17.532 | 17.5361 | 17.8037
Imports from RGGI PJM | 5.1908 | 4.7093 | 3.866 | 3.3067 | 1.4829
Exports to Canada | 2.0195 | 2.1084 | 2.039 | 2.6386 | 10.4879 | 8.7303 | 8.3474 | 6.1663 | 7.4698 | 7.8433 | 7.9813 | 25.7339 | 26.8366 | 25.064 | 29.4599 | 31.4465 | 30.4373
Exports to ISO-NE | 4.8698 | 4.649 | 5.5609 | 6.7777 | 7.7142 | 2.3443 | 1.3349 | 0.66488 | 0.6459 | 0.81389 | 0.61777
Exports to PJM - Non-RGGI | 0 | 0 | 0.13531 | 0.26229 | 0.39847 | 6.8917 | 3.8881 | 5.8837 | 1.3129 | -2.9451 | 2.7095
Exports to RGGI PJM | 0.20837 | 0.2475 | 1.4072 | 2.6822 | 4.1844
Net | 19.2856 | 13.2588 | 6.2196 | 1.5698 | -10.8162 | [6 empty] | 2017 | 2020 | 2023 | 2026 | 2029 | 2031
[12 empty] | 87.9002 | 87.5302 | 90.6262 | 95.5588 | 96.3639 | 97.9338
ISO-NE | [5 empty] | 2017 | 2020 | 2023 | 2026 | 2029 | 2031 | 31.4115 | 33.2377 | 35.0116 | 40.0539 | 42.4944 | 39.8394
| 2020 | 2022 | 2025 | 2028 | 2030 | 15.7911 | 16.0339 | 19.3775 | 18.1737 | 18.2143 | 17.3707 | 56.4888 | 54.2925 | 55.6145 | 55.5048 | 53.8695 | 58.0943
Imports from Canada | 17.3802 | 18.2805 | 22.9271 | 21.1761 | 18.2086 | 8.7303 | 8.3474 | 6.1663 | 7.4698 | 7.8433 | 7.9813
Imports from NY | 4.8698 | 4.649 | 5.5609 | 6.7777 | 7.7142 | 0 | 0 | 0 | 0 | 0 | 0
Exports to Canada | 0 | 0 | 0 | 0 | 0 | 0.65827 | 0.81359 | 0.87696 | 0.91146 | 0.68944 | 0.40441
Exports to NY | 0.42835 | 0.58397 | 0 | 0 | 0.096457 | 23.8631 | 23.5677 | 24.6668 | 24.7321 | 25.3681 | 24.9475
Net | 21.8217 | 22.3455 | 28.488 | 27.9538 | 25.8264
RGGI PJM*
| 2020 | 2022 | 2025 | 2028 | 2030
Imports from PJM - Non-RGGI | 43.9813 | 26.0965 | 19.3425 | 19.1887 | 18.6004
Imports from NY | 0.14325 | 0.1394 | 0.78154 | 1.9291 | 3.2991
Exports to PJM - Non-RGGI | 0.00090328 | 0.1281 | 1.0821 | 0.95382 | 0.70995
Exports to NY | 3.5685 | 2.6525 | 2.1471 | 2.3783 | 1.1691
Net | 40.5552 | 23.4553 | 16.8948 | 17.7856 | 20.0204
*Inlcudes MD, DE and NJ
10-state RGGI
| 2020 | 2022 | 2025 | 2028 | 2030
Imports to RGGI | 92.7578 | 69.4291 | 63.974 | 63.002 | 59.7911
Exports from RGGI | 11.0954 | 10.3695 | 12.3716 | 15.6928 | 24.7605
Net | 81.6624 | 59.0596 | 51.6024 | 47.3092 | 35.0306
Virginia
| 2020 | 2022 | 2025 | 2028 | 2030
Imports from PJM RGGI | 0.0060395 | 1.4977 | 7.479 | 2.6764 | 1.3087
Imports from PJM Non-RGGI | 28.5477 | 41.1392 | 23.696 | 18.9341 | 19.026
Imports from Non-PJM | 8.3835 | 1.2184 | 1.843 | 1.4649 | 0.29076
Exports to PJM RGGI | 14.7362 | 14.1408 | 9.8787 | 9.5482 | 11.2716
Exports to PJM Non-RGGI | 2.0531 | 2.6949 | 4.9592 | 4.982 | 4.5812
Exports to Non-PJM | 3.245 | 5.3431 | 5.8415 | 7.5898 | 8.0967
Net | 16.903 | 21.6765 | 12.3385 | 0.95543 | -3.324
Pennsylvania
| 2020 | 2022 | 2025 | 2028 | 2030
Imports from PJM RGGI | 0.89156 | 0.87342 | 3.661 | 3.3695 | 3.5796
Imports from PJM Non-RGGI | 3.4286 | 1.6141 | 0.57895 | 0.8232 | 0.58584
Imports from NYISO | 0 | 0 | 0.2659 | 0.48742 | 0.78143
Imports from Non-PJM | 0.069225 | 0.043318 | 0.016283 | 0.12413 | 0.14548
Exports to PJM RGGI | 79.0918 | 50.055 | 60.823 | 47.9929 | 40.7839
Exports to PJM Non-RGGI | 1.3293 | 0.23898 | 4.4908 | 5.4679 | 5.6654
Exports to NYISO | 4.0943 | 2.8333 | 2.8768 | 3.9071 | 4.7542
Exports to Non-PJM | 0.35981 | -0.38309 | 0.3987 | 0.33146 | 0.37933
Net | -80.1952 | -50.6397 | -63.6848 | -52.6877 | -46.2567