## NOx ERCs (PADEP Data)
A | B | C | D | E | F | G | H | I | J | K | L | M | N | O | P | Q | R | S | T | U | V | W | X | Y | Z | AA
| 2021 | 1467.5846 |  | 2168461.5 | 14438055 | 2021 | 734.5173 |  | 1416128.2 | 13305104.5 | 2021 | 942.0948 |  | 1880940 | 19616952.5 | 6288393.6 | 5465529.7 | 47360112 |  |  |  | 2021 (tons) | 2272.1034 | 692.9977 | 638.5668 | 940.539
| 2022 | 994.7796 |  | 1610147.1 | 12053955.8 | 2022 | 398.2585 |  | 548139.9 | 3582890.3 | 2022 | 1078.7661 |  | 2140859.471 | 21725872.111 | 4943608.171 | 4299146.471 | 37362718.211 |  |  |  | 2022 (tons) | 1791.5682 | 578.5899 | 171.8894 | 1041.0889
| 21-22 Avg | 1231.1821 |  | 1889304.3 | 13246005.4 | 21-22 Avg | 566.3879 |  | 982134.05 | 8443997.4 | 21-22 Avg | 1010.4304 |  | 2010899.7355 | 20671412.3055 | 5616000.8855 | 4882338.0855 | 42361415.1055 |  |  |  | 21-22 Avg (tons) | 2031.8358 | 635.7938 | 405.2281 | 990.8139
Date | Unit ID | Unit 1 Actual NOx Mass (lbs/day) | Unit 1 RACT allowable (lbs/day) | Unit 1 NOx lesser of actual or allowable (lbs/day) Minimum of columns C, D | Unit 1 Actual Heat Input (mmBtu/day) | Unit ID | Unit 2 Actual NOx Mass (lbs/day) | Unit 2 RACT allowable (lbs/day) | Unit 2 NOx lesser of actual or allowable (lbs/day) Minimum of columns H, I | Unit 2 Actual Heat Input (mmBtu/day) | Unit ID | Unit 3 actual NOx Mass (lbs/day) | Unit 3 RACT allowable (lbs/day) | Unit 3 NOx lesser of actual or allowable (lbs/day) Minimum of columns M, N | Unit 3 Actual Heat Input (mmBtu/day) | Facility Actual (lbs/day) Sum of columns C, H, M | Facility Actual Emissions Limited by Allowable Unit-level RACT Daily lbs (lbs/day) Sum of columns E, J, O | Facility Actual (MMBtu/day) Sum of columns F, K, P | Facility-wide 30-day rolling Actual (lbs/MMBtu) Sum of column Q divided by sum of column S | Facility-wide RACT-Limited 30-day rolling Actual (lbs/MMBtu) Sum of column R divided by sum of column S | RACT Allowable 30-day rolling (lbs/MMBtu) | Lower of Allowable or Actual (lbs/MMBtu) (Minumum of columns T, U, V) | Baeline NOx (lbs) Multiply column S by column W | Baeline Unit 1 NOx (lbs) Multiply column F by column W | Baeline Unit 2 NOx (lbs) Multiply column K by column W | Baeline Unit 3 NOx (lbs) Multiply column P by column W
2020-08-29 | 1 | 0 | 15649 | 0 | 0 | 2 | 0 | 15649 | 0 | 0 | 3 | 6592.9 | 16727 | 6592.9 | 70767.1 | 6592.9 | 6592.9 | 70767.1
2020-08-30 | 1 | 0 | 15649 | 0 | 0 | 2 | 0 | 15649 | 0 | 0 | 3 | 6545.9 | 16727 | 6545.9 | 68323.4 | 6545.9 | 6545.9 | 68323.4
2020-08-31 | 1 | 0 | 15649 | 0 | 0 | 2 | 0 | 15649 | 0 | 0 | 3 | 6652.7 | 16727 | 6652.7 | 68342.3 | 6652.7 | 6652.7 | 68342.3
2020-09-01 | 1 | 0 | 15649 | 0 | 0 | 2 | 0 | 15649 | 0 | 0 | 3 | 6697.1 | 16727 | 6697.1 | 69303.4 | 6697.1 | 6697.1 | 69303.4
2020-09-02 | 1 | 0 | 15649 | 0 | 0 | 2 | 0 | 15649 | 0 | 0 | 3 | 7122.1 | 16727 | 7122.1 | 74838.9 | 7122.1 | 7122.1 | 74838.9
2020-09-03 | 1 | 0 | 15649 | 0 | 0 | 2 | 0 | 15649 | 0 | 0 | 3 | 7700 | 16727 | 7700 | 82014.5 | 7700 | 7700 | 82014.5
2020-09-04 | 1 | 0 | 15649 | 0 | 0 | 2 | 0 | 15649 | 0 | 0 | 3 | 296.5 | 16727 | 296.5 | 2999.56 | 296.5 | 296.5 | 2999.56
2020-11-27 | 1 | 281.6 | 15649 | 281.6 | 4282.8 | 2 | 0 | 15649 | 0 | 0 | 3 | 0 | 16727 | 0 | 0 | 281.6 | 281.6 | 4282.8
2020-11-28 | 1 | 11593.2 | 15649 | 11593.2 | 50394.7 | 2 | 0 | 15649 | 0 | 0 | 3 | 0 | 16727 | 0 | 0 | 11593.2 | 11593.2 | 50394.7
2020-11-29 | 1 | 7675.9 | 15649 | 7675.9 | 73451.8 | 2 | 0 | 15649 | 0 | 0 | 3 | 0 | 16727 | 0 | 0 | 7675.9 | 7675.9 | 73451.8
2020-11-30 | 1 | 7660.7 | 15649 | 7660.7 | 76409.5 | 2 | 0 | 15649 | 0 | 0 | 3 | 0 | 16727 | 0 | 0 | 7660.7 | 7660.7 | 76409.5
2020-12-01 | 1 | 7607.4 | 15649 | 7607.4 | 75898.5 | 2 | 0 | 15649 | 0 | 0 | 3 | 0 | 16727 | 0 | 0 | 7607.4 | 7607.4 | 75898.5
2020-12-02 | 1 | 7510.3 | 15649 | 7510.3 | 74292.5 | 2 | 0 | 15649 | 0 | 0 | 3 | 0 | 16727 | 0 | 0 | 7510.3 | 7510.3 | 74292.5
2020-12-03 | 1 | 7388.6 | 15649 | 7388.6 | 72778.9 | 2 | 0 | 15649 | 0 | 0 | 3 | 0 | 16727 | 0 | 0 | 7388.6 | 7388.6 | 72778.9
2020-12-04 | 1 | 1174.3 | 15649 | 1174.3 | 4729.4 | 2 | 0 | 15649 | 0 | 0 | 3 | 0 | 16727 | 0 | 0 | 1174.3 | 1174.3 | 4729.4
2020-12-18 | 1 | 0 | 15649 | 0 | 0 | 2 | 723.4 | 15649 | 723.4 | 3841.9 | 3 | 0 | 16727 | 0 | 0 | 723.4 | 723.4 | 3841.9
2020-12-19 | 1 | 0 | 15649 | 0 | 0 | 2 | 9023.7 | 15649 | 9023.7 | 34805.9 | 3 | 0 | 16727 | 0 | 0 | 9023.7 | 9023.7 | 34805.9
2020-12-20 | 1 | 0 | 15649 | 0 | 0 | 2 | 10129.1 | 15649 | 10129.1 | 88380.2 | 3 | 0 | 16727 | 0 | 0 | 10129.1 | 10129.1 | 88380.2
2020-12-21 | 1 | 0 | 15649 | 0 | 0 | 2 | 8310.4 | 15649 | 8310.4 | 83142.1 | 3 | 0 | 16727 | 0 | 0 | 8310.4 | 8310.4 | 83142.1
2020-12-22 | 1 | 0 | 15649 | 0 | 0 | 2 | 8007.6 | 15649 | 8007.6 | 79448.7 | 3 | 0 | 16727 | 0 | 0 | 8007.6 | 8007.6 | 79448.7
2020-12-23 | 1 | 0 | 15649 | 0 | 0 | 2 | 7963.7 | 15649 | 7963.7 | 79388.4 | 3 | 0 | 16727 | 0 | 0 | 7963.7 | 7963.7 | 79388.4
2020-12-24 | 1 | 0 | 15649 | 0 | 0 | 2 | 8168.1 | 15649 | 8168.1 | 81116.5 | 3 | 0 | 16727 | 0 | 0 | 8168.1 | 8168.1 | 81116.5
2020-12-25 | 1 | 0 | 15649 | 0 | 0 | 2 | 8648.6 | 15649 | 8648.6 | 85244.7 | 3 | 0 | 16727 | 0 | 0 | 8648.6 | 8648.6 | 85244.7
2020-12-26 | 1 | 0 | 15649 | 0 | 0 | 2 | 8494.5 | 15649 | 8494.5 | 84368.1 | 3 | 0 | 16727 | 0 | 0 | 8494.5 | 8494.5 | 84368.1
2020-12-27 | 1 | 710.2 | 15649 | 710.2 | 3774.8 | 2 | 9259 | 15649 | 9259 | 92573.8 | 3 | 0 | 16727 | 0 | 0 | 9969.2 | 9969.2 | 96348.6
2020-12-28 | 1 | 11535.6 | 15649 | 11535.6 | 67798.4 | 2 | 9150.3 | 15649 | 9150.3 | 90614.7 | 3 | 0 | 16727 | 0 | 0 | 20685.9 | 20685.9 | 158413.1
2020-12-29 | 1 | 7504.3 | 15649 | 7504.3 | 74727.5 | 2 | 7868.3 | 15649 | 7868.3 | 78629.6 | 3 | 0 | 16727 | 0 | 0 | 15372.6 | 15372.6 | 153357.1
2020-12-30 | 1 | 7934.5 | 15649 | 7934.5 | 75835.4 | 2 | 8579 | 15649 | 8579 | 81424.6 | 3 | 0 | 16727 | 0 | 0 | 16513.5 | 16513.5 | 157260
2020-12-31 | 1 | 7698.5 | 15649 | 7698.5 | 76302.3 | 2 | 8260.4 | 15649 | 8260.4 | 81763 | 3 | 0 | 16727 | 0 | 0 | 15958.9 | 15958.9 | 158065.3
2021-01-01 | 1 | 8983.1 | 15649 | 8983.1 | 76636.3 | 2 | 8609.4 | 15649 | 8609.4 | 81077.1 | 3 | 0 | 16727 | 0 | 0 | 17592.5 | 17592.5 | 157713.4 | 0.1089 | 0.1089 | 0.096 | 0.096 | 15140.4864 | 7357.0848 | 7783.4016 | 0
2021-01-02 | 1 | 8443.7 | 15649 | 8443.7 | 77518.3 | 2 | 8223.7 | 15649 | 8223.7 | 82647.4 | 3 | 0 | 16727 | 0 | 0 | 16667.4 | 16667.4 | 160165.7 | 0.10904 | 0.10904 | 0.096 | 0.096 | 15375.9072 | 7441.7568 | 7934.1504 | 0
2021-01-03 | 1 | 7734.3 | 15649 | 7734.3 | 79662.5 | 2 | 8397.3 | 15649 | 8397.3 | 83795.1 | 3 | 0 | 16727 | 0 | 0 | 16131.6 | 16131.6 | 163457.6 | 0.10873 | 0.10873 | 0.096 | 0.096 | 15691.9296 | 7647.6 | 8044.3296 | 0
2021-01-04 | 1 | 8599.6 | 15649 | 8599.6 | 86298.7 | 2 | 9980.6 | 15649 | 9980.6 | 92319.5 | 3 | 0 | 16727 | 0 | 0 | 18580.2 | 18580.2 | 178618.2 | 0.10871 | 0.10871 | 0.096 | 0.096 | 17147.3472 | 8284.6752 | 8862.672 | 0
2021-01-05 | 1 | 9924.2 | 15649 | 9924.2 | 99100.2 | 2 | 10497.7 | 15649 | 10497.7 | 98457.2 | 3 | 0 | 16727 | 0 | 0 | 20421.9 | 20421.9 | 197557.4 | 0.10863 | 0.10863 | 0.096 | 0.096 | 18965.5104 | 9513.6192 | 9451.8912 | 0
2021-01-06 | 1 | 13535.6 | 15649 | 13535.6 | 92159.5 | 2 | 9174.5 | 15649 | 9174.5 | 90352.2 | 3 | 0 | 16727 | 0 | 0 | 22710.1 | 22710.1 | 182511.7 | 0.10997 | 0.10997 | 0.096 | 0.096 | 17521.1232 | 8847.312 | 8673.8112 | 0
2021-01-07 | 1 | 23839.5 | 15649 | 15649 | 84943.7 | 2 | 10758.3 | 15649 | 10758.3 | 92351.8 | 3 | 0 | 16727 | 0 | 0 | 34597.8 | 26407.3 | 177295.5 | 0.11545 | 0.11272 | 0.096 | 0.096 | 17020.368 | 8154.5952 | 8865.7728 | 0
2021-01-08 | 1 | 21333.8 | 15649 | 15649 | 112760.5 | 2 | 18652 | 15649 | 15649 | 118415.4 | 3 | 0 | 16727 | 0 | 0 | 39985.8 | 31298 | 231175.9 | 0.11959 | 0.11435 | 0.096 | 0.096 | 22192.8864 | 10825.008 | 11367.8784 | 0
2021-01-09 | 1 | 8559.6 | 15649 | 8559.6 | 82998.2 | 2 | 11789.8 | 15649 | 11789.8 | 110293.9 | 3 | 44.4 | 16727 | 44.4 | 3326.7 | 20393.8 | 20393.8 | 196618.8 | 0.11874 | 0.1138 | 0.096 | 0.096 | 18875.4048 | 7967.8272 | 10588.2144 | 319.3632
2021-01-10 | 1 | 8931.6 | 15649 | 8931.6 | 83979.2 | 2 | 13886.6 | 15649 | 13886.6 | 112815 | 3 | 98.1 | 16727 | 98.1 | 6747.3 | 22916.3 | 22916.3 | 203541.5 | 0.11682 | 0.11209 | 0.096 | 0.096 | 19539.984 | 8062.0032 | 10830.24 | 647.7408
2021-01-11 | 1 | 17313 | 15649 | 15649 | 121947.4 | 2 | 19530.4 | 15649 | 15649 | 136835.3 | 3 | 1750.5 | 16727 | 1750.5 | 20198.1 | 38593.9 | 33048.5 | 278980.8 | 0.11865 | 0.11271 | 0.096 | 0.096 | 26782.1568 | 11706.9504 | 13136.1888 | 1939.0176
2021-01-12 | 1 | 12765.1 | 15649 | 12765.1 | 89900.1 | 2 | 10707.7 | 15649 | 10707.7 | 98894.2 | 3 | 0 | 16727 | 0 | 0 | 23472.8 | 23472.8 | 188794.3 | 0.11929 | 0.11352 | 0.096 | 0.096 | 18124.2528 | 8630.4096 | 9493.8432 | 0
2021-01-13 | 1 | 11489.8 | 15649 | 11489.8 | 104311.1 | 2 | 14025.4 | 15649 | 14025.4 | 119243.7 | 3 | 0 | 16727 | 0 | 0 | 25515.2 | 25515.2 | 223554.8 | 0.11936 | 0.1138 | 0.096 | 0.096 | 21461.2608 | 10013.8656 | 11447.3952 | 0
2021-01-14 | 1 | 13409.1 | 15649 | 13409.1 | 98352.2 | 2 | 14295.2 | 15649 | 14295.2 | 120457.9 | 3 | 67.5 | 16727 | 67.5 | 4205.7 | 27771.8 | 27771.8 | 223015.8 | 0.11996 | 0.1146 | 0.096 | 0.096 | 21409.5168 | 9441.8112 | 11563.9584 | 403.7472
2021-01-15 | 1 | 15170.9 | 15649 | 15170.9 | 96173.3 | 2 | 11574.3 | 15649 | 11574.3 | 106245.8 | 3 | 4900.2 | 16727 | 4900.2 | 51655.6 | 31645.4 | 31645.4 | 254074.7 | 0.12054 | 0.1154 | 0.096 | 0.096 | 24391.1712 | 9232.6368 | 10199.5968 | 4958.9376
2021-01-16 | 1 | 22958.2 | 15649 | 15649 | 78828.3 | 2 | 9626.5 | 15649 | 9626.5 | 91358.7 | 3 | 6956.8 | 16727 | 6956.8 | 77599.9 | 39541.5 | 32232.3 | 247786.9 | 0.1225 | 0.11605 | 0.096 | 0.096 | 23787.5424 | 7567.5168 | 8770.4352 | 7449.5904
2021-01-17 | 1 | 25968.3 | 15649 | 15649 | 78564.2 | 2 | 9585 | 15649 | 9585 | 87654 | 3 | 8132.7 | 16727 | 8132.7 | 84683.2 | 43686 | 33366.7 | 250901.4 | 0.12512 | 0.11687 | 0.096 | 0.096 | 24086.5344 | 7542.1632 | 8414.784 | 8129.5872
2021-01-18 | 1 | 21876 | 15649 | 15649 | 101159 | 2 | 13246.7 | 15649 | 13246.7 | 102082 | 3 | 14139.8 | 16727 | 14139.8 | 112035.9 | 49262.5 | 43035.5 | 315276.9 | 0.12612 | 0.11711 | 0.096 | 0.096 | 30266.5824 | 9711.264 | 9799.872 | 10755.4464
2021-01-19 | 1 | 20220.5 | 15649 | 15649 | 88315 | 2 | 11447.1 | 15649 | 11447.1 | 93208.3 | 3 | 7574.4 | 16727 | 7574.4 | 84640.9 | 39242 | 34670.5 | 266164.2 | 0.12738 | 0.11781 | 0.096 | 0.096 | 25551.7632 | 8478.24 | 8947.9968 | 8125.5264
2021-01-20 | 1 | 30477.6 | 15649 | 15649 | 74682.6 | 2 | 11619.5 | 15649 | 11619.5 | 95683.9 | 3 | 9841.7 | 16727 | 9841.7 | 91834.5 | 51938.8 | 37110.2 | 262201 | 0.13117 | 0.11921 | 0.096 | 0.096 | 25171.296 | 7169.5296 | 9185.6544 | 8816.112
2021-01-21 | 1 | 25850.9 | 15649 | 15649 | 75688.9 | 2 | 8175.1 | 15649 | 8175.1 | 81439.2 | 3 | 11165.8 | 16727 | 11165.8 | 103446.7 | 45191.8 | 34989.9 | 260574.8 | 0.13354 | 0.12016 | 0.096 | 0.096 | 25015.1808 | 7266.1344 | 7818.1632 | 9930.8832
2021-01-22 | 1 | 24129.2 | 15649 | 15649 | 79401.6 | 2 | 8490.8 | 15649 | 8490.8 | 84322.3 | 3 | 8019.3 | 16727 | 8019.3 | 90735.4 | 40639.3 | 32159.1 | 254459.3 | 0.13513 | 0.1207 | 0.096 | 0.096 | 24428.0928 | 7622.5536 | 8094.9408 | 8710.5984
2021-01-23 | 1 | 23118.7 | 15649 | 15649 | 83979.9 | 2 | 8499.9 | 15649 | 8499.9 | 84785.6 | 3 | 9945.7 | 16727 | 9945.7 | 101097.2 | 41564.3 | 34094.6 | 269862.7 | 0.13643 | 0.12122 | 0.096 | 0.096 | 25906.8192 | 8062.0704 | 8139.4176 | 9705.3312
2021-01-24 | 1 | 24139.6 | 15649 | 15649 | 79649 | 2 | 10221.8 | 15649 | 10221.8 | 89764.4 | 3 | 8585.1 | 16727 | 8585.1 | 95918.8 | 42946.5 | 34455.9 | 265332.2 | 0.138 | 0.12186 | 0.096 | 0.096 | 25471.8912 | 7646.304 | 8617.3824 | 9208.2048
2021-01-25 | 1 | 0 | 15649 | 0 | 0 | 2 | 14044.6 | 15649 | 14044.6 | 107985.1 | 3 | 12776.6 | 16727 | 12776.6 | 112024.3 | 26821.2 | 26821.2 | 220009.4 | 0.13794 | 0.12215 | 0.096 | 0.096 | 21120.9024 | 0 | 10366.5696 | 10754.3328
2021-01-26 | 1 | 0 | 15649 | 0 | 0 | 2 | 15614.4 | 15649 | 15614.4 | 115433.7 | 3 | 15288.5 | 16727 | 15288.5 | 128533.3 | 30902.9 | 30902.9 | 243967 | 0.13803 | 0.12259 | 0.096 | 0.096 | 23420.832 | 0 | 11081.6352 | 12339.1968
2021-01-27 | 1 | 0 | 15649 | 0 | 0 | 2 | 8604.3 | 15649 | 8604.3 | 85234.6 | 3 | 10240.1 | 16727 | 10240.1 | 101099.8 | 18844.4 | 18844.4 | 186334.4 | 0.13715 | 0.12179 | 0.096 | 0.096 | 17888.1024 | 0 | 8182.5216 | 9705.5808
2021-01-28 | 1 | 0 | 15649 | 0 | 0 | 2 | 32281.2 | 15649 | 15649 | 120378.5 | 3 | 19976.6 | 16727 | 16727 | 120952.7 | 52257.8 | 32376 | 241331.2 | 0.1409 | 0.12274 | 0.096 | 0.096 | 23167.7952 | 0 | 11556.336 | 11611.4592
2021-01-29 | 1 | 0 | 15649 | 0 | 0 | 2 | 19161.1 | 15649 | 15649 | 127233.8 | 3 | 13791.1 | 16727 | 13791.1 | 143317.5 | 32952.2 | 29440.1 | 270551.3 | 0.14097 | 0.12259 | 0.096 | 0.096 | 25972.9248 | 0 | 12214.4448 | 13758.48
2021-01-30 | 1 | 0 | 15649 | 0 | 0 | 2 | 169.5 | 15649 | 169.5 | 1934.3 | 3 | 13637.4 | 16727 | 13637.4 | 136771.4 | 13806.9 | 13806.9 | 138705.7 | 0.14106 | 0.12262 | 0.096 | 0.096 | 13315.7472 | 0 | 185.6928 | 13130.0544
2021-01-31 | 1 | 245.9 | 15649 | 245.9 | 2313.9 | 2 | 0 | 15649 | 0 | 0 | 3 | 13755.9 | 16727 | 13755.9 | 138060.8 | 14001.8 | 14001.8 | 140374.7 | 0.14089 | 0.12241 | 0.096 | 0.096 | 13475.9712 | 222.1344 | 0 | 13253.8368
2021-02-01 | 1 | 22687.3 | 15649 | 15649 | 85312.8 | 2 | 0.2 | 15649 | 0.2 | 42 | 3 | 13560.2 | 16727 | 13560.2 | 144641.3 | 36247.7 | 29209.4 | 229996.1 | 0.14233 | 0.123 | 0.096 | 0.096 | 22079.6256 | 8190.0288 | 4.032 | 13885.5648
2021-02-02 | 1 | 10886.8 | 15649 | 10886.8 | 135051.9 | 2 | 5673.9 | 15649 | 5673.9 | 18673.2 | 3 | 12995.4 | 16727 | 12995.4 | 144349.5 | 29556.1 | 29556.1 | 298074.6 | 0.1415 | 0.12254 | 0.096 | 0.096 | 28615.1616 | 12964.9824 | 1792.6272 | 13857.552
2021-02-03 | 1 | 11337 | 15649 | 11337 | 141601 | 2 | 12732.2 | 15649 | 12732.2 | 120576.6 | 3 | 13334.8 | 16727 | 13334.8 | 146465.7 | 37404 | 37404 | 408643.3 | 0.13957 | 0.12123 | 0.096 | 0.096 | 39229.7568 | 13593.696 | 11575.3536 | 14060.7072
2021-02-04 | 1 | 10525.4 | 15649 | 10525.4 | 129028.3 | 2 | 10404 | 15649 | 10404 | 117051.7 | 3 | 13265.9 | 16727 | 13265.9 | 145003.7 | 34195.3 | 34195.3 | 391083.7 | 0.13777 | 0.11991 | 0.096 | 0.096 | 37544.0352 | 12386.7168 | 11236.9632 | 13920.3552
2021-02-05 | 1 | 18163.9 | 15649 | 15649 | 106604.3 | 2 | 3291.9 | 15649 | 3291.9 | 93222 | 3 | 10772.3 | 16727 | 10772.3 | 120787.1 | 32228.1 | 29713.2 | 320613.4 | 0.13649 | 0.11862 | 0.096 | 0.096 | 30778.8864 | 10234.0128 | 8949.312 | 11595.5616
2021-02-06 | 1 | 19496.8 | 15649 | 15649 | 106286 | 2 | 4907.8 | 15649 | 4907.8 | 99509.4 | 3 | 11553.3 | 16727 | 11553.3 | 125838.1 | 35957.9 | 32110.1 | 331633.5 | 0.1339 | 0.11697 | 0.096 | 0.096 | 31836.816 | 10203.456 | 9552.9024 | 12080.4576
2021-02-07 | 1 | 17353.5 | 15649 | 15649 | 116935.2 | 2 | 9441.3 | 15649 | 9441.3 | 117125.7 | 3 | 11987.9 | 16727 | 11987.9 | 130111.3 | 38782.7 | 37078.2 | 364172.2 | 0.13145 | 0.11571 | 0.096 | 0.096 | 34960.5312 | 11225.7792 | 11244.0672 | 12490.6848
2021-02-08 | 1 | 11579.2 | 15649 | 11579.2 | 142492.2 | 2 | 19506.3 | 15649 | 15649 | 142467.5 | 3 | 14424.2 | 16727 | 14424.2 | 147900.6 | 45509.7 | 41652.4 | 432860.3 | 0.1307 | 0.11495 | 0.096 | 0.096 | 41554.5888 | 13679.2512 | 13676.88 | 14198.4576
2021-02-09 | 1 | 11073.7 | 15649 | 11073.7 | 138679.3 | 2 | 2286.8 | 15649 | 2286.8 | 50289.1 | 3 | 13487.9 | 16727 | 13487.9 | 145225.4 | 26848.4 | 26848.4 | 334193.8 | 0.12908 | 0.11358 | 0.096 | 0.096 | 32082.6048 | 13313.2128 | 4827.7536 | 13941.6384
2021-02-10 | 1 | 24689.4 | 15649 | 15649 | 78153.8 | 2 | 0 | 15649 | 0 | 0 | 3 | 13751.4 | 16727 | 13751.4 | 148540.6 | 38440.8 | 29400.4 | 226694.4 | 0.1299 | 0.11386 | 0.096 | 0.096 | 21762.6624 | 7502.7648 | 0 | 14259.8976
2021-02-11 | 1 | 28961.9 | 15649 | 15649 | 78738.8 | 2 | 1398.1 | 15649 | 1398.1 | 7091.5 | 3 | 13600.6 | 16727 | 13600.6 | 148797.7 | 43960.6 | 30647.7 | 234628 | 0.1317 | 0.1141 | 0.096 | 0.096 | 22524.288 | 7558.9248 | 680.784 | 14284.5792
2021-02-12 | 1 | 12574.7 | 15649 | 12574.7 | 34338.4 | 2 | 13648 | 15649 | 13648 | 107186.2 | 3 | 13615 | 16727 | 13615 | 150696.1 | 39837.7 | 39837.7 | 292220.7 | 0.13234 | 0.1149 | 0.096 | 0.096 | 28053.1872 | 3296.4864 | 10289.8752 | 14466.8256
2021-02-13 | 1 | 0 | 15649 | 0 | 0 | 2 | 14251.5 | 15649 | 14251.5 | 141319.1 | 3 | 13313.6 | 16727 | 13313.6 | 148698.8 | 27565.1 | 27565.1 | 290017.9 | 0.13124 | 0.11394 | 0.096 | 0.096 | 27841.7184 | 0 | 13566.6336 | 14275.0848
2021-02-14 | 1 | 0 | 15649 | 0 | 0 | 2 | 14950.2 | 15649 | 14950.2 | 141386.6 | 3 | 12768.2 | 16727 | 12768.2 | 143348.4 | 27718.4 | 27718.4 | 284735 | 0.13028 | 0.11304 | 0.096 | 0.096 | 27334.56 | 0 | 13573.1136 | 13761.4464
2021-02-15 | 1 | 0 | 15649 | 0 | 0 | 2 | 13089.2 | 15649 | 13089.2 | 142290.8 | 3 | 12065.9 | 16727 | 12065.9 | 132384.5 | 25155.1 | 25155.1 | 274675.3 | 0.12812 | 0.11182 | 0.096 | 0.096 | 26368.8288 | 0 | 13659.9168 | 12708.912
2021-02-16 | 1 | 5981.9 | 15649 | 5981.9 | 22720.8 | 2 | 12012.4 | 15649 | 12012.4 | 138093.6 | 3 | 12633.1 | 16727 | 12633.1 | 140429 | 30627.4 | 30627.4 | 301243.4 | 0.12579 | 0.11082 | 0.096 | 0.096 | 28919.3664 | 2181.1968 | 13256.9856 | 13481.184
2021-02-17 | 1 | 16675 | 15649 | 15649 | 121437.4 | 2 | 11610.6 | 15649 | 11610.6 | 123379.5 | 3 | 12949.6 | 16727 | 12949.6 | 139307.6 | 41235.2 | 40209.2 | 384124.5 | 0.12381 | 0.10958 | 0.096 | 0.096 | 36875.952 | 11657.9904 | 11844.432 | 13373.5296
2021-02-18 | 1 | 11539 | 15649 | 11539 | 143751.8 | 2 | 15870.2 | 15649 | 15649 | 142428.1 | 3 | 12183.1 | 16727 | 12183.1 | 120788.8 | 39592.3 | 39371.1 | 406968.7 | 0.12181 | 0.10833 | 0.096 | 0.096 | 39068.9952 | 13800.1728 | 13673.0976 | 11595.7248
2021-02-19 | 1 | 11085 | 15649 | 11085 | 139059.6 | 2 | 10763.8 | 15649 | 10763.8 | 112171.7 | 3 | 11151.9 | 16727 | 11151.9 | 122945.5 | 33000.7 | 33000.7 | 374176.8 | 0.11805 | 0.10645 | 0.096 | 0.096 | 35920.9728 | 13349.7216 | 10768.4832 | 11802.768
2021-02-20 | 1 | 11664.8 | 15649 | 11664.8 | 144075.4 | 2 | 13697.4 | 15649 | 13697.4 | 141215.3 | 3 | 11558.5 | 16727 | 11558.5 | 125690.4 | 36920.7 | 36920.7 | 410981.1 | 0.1151 | 0.10486 | 0.096 | 0.096 | 39454.1856 | 13831.2384 | 13556.6688 | 12066.2784
2021-02-21 | 1 | 11902.6 | 15649 | 11902.6 | 130932.4 | 2 | 10563.7 | 15649 | 10563.7 | 138433.7 | 3 | 1195.6 | 16727 | 1195.6 | 12484.8 | 23661.9 | 23661.9 | 281850.9 | 0.11283 | 0.10357 | 0.096 | 0.096 | 27057.6864 | 12569.5104 | 13289.6352 | 1198.5408
2021-02-22 | 1 | 12984.9 | 15649 | 12984.9 | 134925.6 | 2 | 5179 | 15649 | 5179 | 94677.9 | 3 | 0 | 16727 | 0 | 0 | 18163.9 | 18163.9 | 229603.5 | 0.11069 | 0.10224 | 0.096 | 0.096 | 22041.936 | 12952.8576 | 9089.0784 | 0
2021-02-23 | 1 | 14413.7 | 15649 | 14413.7 | 105583.5 | 2 | 6121 | 15649 | 6121 | 79563 | 3 | 0 | 16727 | 0 | 0 | 20534.7 | 20534.7 | 185146.5 | 0.10914 | 0.10158 | 0.096 | 0.096 | 17774.064 | 10136.016 | 7638.048 | 0
2021-02-24 | 1 | 16105.6 | 15649 | 15649 | 93384.4 | 2 | 7058.3 | 15649 | 7058.3 | 77945.1 | 3 | 0 | 16727 | 0 | 0 | 23163.9 | 22707.3 | 171329.5 | 0.10933 | 0.10168 | 0.096 | 0.096 | 16447.632 | 8964.9024 | 7482.7296 | 0
2021-02-25 | 1 | 24758.1 | 15649 | 15649 | 86966.2 | 2 | 7810.5 | 15649 | 7810.5 | 76066.4 | 3 | 0 | 16727 | 0 | 0 | 32568.6 | 23459.5 | 163032.6 | 0.11055 | 0.10177 | 0.096 | 0.096 | 15651.1296 | 8348.7552 | 7302.3744 | 0
2021-02-26 | 1 | 13622.2 | 15649 | 13622.2 | 41857.3 | 2 | 9891.4 | 15649 | 9891.4 | 94297.4 | 3 | 0 | 16727 | 0 | 0 | 23513.6 | 23513.6 | 136154.7 | 0.11175 | 0.10291 | 0.096 | 0.096 | 13070.8512 | 4018.3008 | 9052.5504 | 0
2021-02-27 | 1 | 0 | 15649 | 0 | 0 | 2 | 10466.9 | 15649 | 10466.9 | 104085.2 | 3 | 18.4 | 16727 | 18.4 | 1260.7 | 10485.3 | 10485.3 | 105345.9 | 0.10859 | 0.10197 | 0.096 | 0.096 | 10113.2064 | 0 | 9992.1792 | 121.0272
2021-02-28 | 1 | 0 | 15649 | 0 | 0 | 2 | 11182.1 | 15649 | 11182.1 | 105020.1 | 3 | 376.1 | 16727 | 376.1 | 7251 | 11558.2 | 11558.2 | 112271.1 | 0.10808 | 0.10176 | 0.096 | 0.096 | 10778.0256 | 0 | 10081.9296 | 696.096
2021-03-01 | 1 | 0 | 15649 | 0 | 0 | 2 | 6375.5 | 15649 | 6375.5 | 21820.6 | 3 | 8550.4 | 16727 | 8550.4 | 73992.4 | 14925.9 | 14925.9 | 95813 | 0.10878 | 0.10243 | 0.096 | 0.096 | 9198.048 | 0 | 2094.7776 | 7103.2704
2021-03-02 | 1 | 0 | 15649 | 0 | 0 | 2 | 0 | 15649 | 0 | 0 | 3 | 7778.4 | 16727 | 7778.4 | 83073.8 | 7778.4 | 7778.4 | 83073.8 | 0.10878 | 0.10239 | 0.096 | 0.096 | 7975.0848 | 0 | 0 | 7975.0848
2021-03-03 | 1 | 0 | 15649 | 0 | 0 | 2 | 0 | 15649 | 0 | 0 | 3 | 6916.2 | 16727 | 6916.2 | 74192.7 | 6916.2 | 6916.2 | 74192.7 | 0.10723 | 0.1016 | 0.096 | 0.096 | 7122.4992 | 0 | 0 | 7122.4992
2021-03-04 | 1 | 0 | 15649 | 0 | 0 | 2 | 0 | 15649 | 0 | 0 | 3 | 7725.1 | 16727 | 7725.1 | 84489.8 | 7725.1 | 7725.1 | 84489.8 | 0.10737 | 0.10158 | 0.096 | 0.096 | 8111.0208 | 0 | 0 | 8111.0208
2021-03-05 | 1 | 0 | 15649 | 0 | 0 | 2 | 0 | 15649 | 0 | 0 | 3 | 8256 | 16727 | 8256 | 89363.3 | 8256 | 8256 | 89363.3 | 0.10806 | 0.10202 | 0.096 | 0.096 | 8578.8768 | 0 | 0 | 8578.8768
2021-03-06 | 1 | 0 | 15649 | 0 | 0 | 2 | 0 | 15649 | 0 | 0 | 3 | 7822 | 16727 | 7822 | 84230.7 | 7822 | 7822 | 84230.7 | 0.109 | 0.10271 | 0.096 | 0.096 | 8086.1472 | 0 | 0 | 8086.1472
2021-03-07 | 1 | 0 | 15649 | 0 | 0 | 2 | 0 | 15649 | 0 | 0 | 3 | 9606.8 | 16727 | 9606.8 | 103489.3 | 9606.8 | 9606.8 | 103489.3 | 0.10916 | 0.10302 | 0.096 | 0.096 | 9934.9728 | 0 | 0 | 9934.9728
2021-03-08 | 1 | 0 | 15649 | 0 | 0 | 2 | 0 | 15649 | 0 | 0 | 3 | 8481.7 | 16727 | 8481.7 | 87250.8 | 8481.7 | 8481.7 | 87250.8 | 0.10904 | 0.10325 | 0.096 | 0.096 | 8376.0768 | 0 | 0 | 8376.0768
2021-03-09 | 1 | 0 | 15649 | 0 | 0 | 2 | 0 | 15649 | 0 | 0 | 3 | 7666.5 | 16727 | 7666.5 | 79451 | 7666.5 | 7666.5 | 79451 | 0.10902 | 0.10325 | 0.096 | 0.096 | 7627.296 | 0 | 0 | 7627.296
2021-03-10 | 1 | 0 | 15649 | 0 | 0 | 2 | 0 | 15649 | 0 | 0 | 3 | 7842.3 | 16727 | 7842.3 | 80262.2 | 7842.3 | 7842.3 | 80262.2 | 0.10915 | 0.10368 | 0.096 | 0.096 | 7705.1712 | 0 | 0 | 7705.1712
2021-03-11 | 1 | 0 | 15649 | 0 | 0 | 2 | 0 | 15649 | 0 | 0 | 3 | 7147.7 | 16727 | 7147.7 | 73336.5 | 7147.7 | 7147.7 | 73336.5 | 0.11066 | 0.10495 | 0.096 | 0.096 | 7040.304 | 0 | 0 | 7040.304
2021-03-12 | 1 | 0 | 15649 | 0 | 0 | 2 | 0 | 15649 | 0 | 0 | 3 | 7797.8 | 16727 | 7797.8 | 80053.9 | 7797.8 | 7797.8 | 80053.9 | 0.10812 | 0.10385 | 0.096 | 0.096 | 7685.1744 | 0 | 0 | 7685.1744
2021-03-13 | 1 | 0 | 15649 | 0 | 0 | 2 | 0 | 15649 | 0 | 0 | 3 | 7060.4 | 16727 | 7060.4 | 71056.5 | 7060.4 | 7060.4 | 71056.5 | 0.10461 | 0.10265 | 0.096 | 0.096 | 6821.424 | 0 | 0 | 6821.424
2021-03-14 | 1 | 11523.4 | 15649 | 11523.4 | 36579.2 | 2 | 0 | 15649 | 0 | 0 | 3 | 7202.8 | 16727 | 7202.8 | 73707.3 | 18726.2 | 18726.2 | 110286.5 | 0.10422 | 0.10219 | 0.096 | 0.096 | 10587.504 | 3511.6032 | 0 | 7075.9008
2021-03-15 | 1 | 30561.4 | 15649 | 15649 | 79256.3 | 2 | 0 | 15649 | 0 | 0 | 3 | 8995 | 16727 | 8995 | 94941.1 | 39556.4 | 24644 | 174197.4 | 0.10886 | 0.1039 | 0.096 | 0.096 | 16722.9504 | 7608.6048 | 0 | 9114.3456
2021-03-16 | 1 | 11180.3 | 15649 | 11180.3 | 52515.4 | 2 | 0 | 15649 | 0 | 0 | 3 | 9298.4 | 16727 | 9298.4 | 102520.2 | 20478.7 | 20478.7 | 155035.6 | 0.11022 | 0.10513 | 0.096 | 0.096 | 14883.4176 | 5041.4784 | 0 | 9841.9392
2021-03-17 | 1 | 0 | 15649 | 0 | 0 | 2 | 0 | 15649 | 0 | 0 | 3 | 8154.1 | 16727 | 8154.1 | 88817 | 8154.1 | 8154.1 | 88817 | 0.11093 | 0.10566 | 0.096 | 0.096 | 8526.432 | 0 | 0 | 8526.432
2021-03-18 | 1 | 0 | 15649 | 0 | 0 | 2 | 0 | 15649 | 0 | 0 | 3 | 8377.7 | 16727 | 8377.7 | 92250.5 | 8377.7 | 8377.7 | 92250.5 | 0.11113 | 0.10562 | 0.096 | 0.096 | 8856.048 | 0 | 0 | 8856.048
2021-03-19 | 1 | 0 | 15649 | 0 | 0 | 2 | 0 | 15649 | 0 | 0 | 3 | 9367.7 | 16727 | 9367.7 | 100901.1 | 9367.7 | 9367.7 | 100901.1 | 0.11104 | 0.10541 | 0.096 | 0.096 | 9686.5056 | 0 | 0 | 9686.5056
2021-03-20 | 1 | 0 | 15649 | 0 | 0 | 2 | 0 | 15649 | 0 | 0 | 3 | 357.6 | 16727 | 357.6 | 2913.4 | 357.6 | 357.6 | 2913.4 | 0.11246 | 0.10631 | 0.096 | 0.096 | 279.6864 | 0 | 0 | 279.6864
2021-03-28 | 1 | 9877 | 15649 | 9877 | 31334.3 | 2 | 0 | 15649 | 0 | 0 | 3 | 0 | 16727 | 0 | 0 | 9877 | 9877 | 31334.3 | 0.1167 | 0.10997 | 0.096 | 0.096 | 3008.0928 | 3008.0928 | 0 | 0
2021-03-29 | 1 | 25755.7 | 15649 | 15649 | 87103.3 | 2 | 65.4 | 15649 | 65.4 | 922.8 | 3 | 0 | 16727 | 0 | 0 | 25821.1 | 15714.4 | 88026.1 | 0.12472 | 0.11429 | 0.096 | 0.096 | 8450.5056 | 8361.9168 | 88.5888 | 0
2021-03-30 | 1 | 16958.3 | 15649 | 15649 | 100141.3 | 2 | 13385.5 | 15649 | 13385.5 | 53135.4 | 3 | 0 | 16727 | 0 | 0 | 30343.8 | 29034.5 | 153276.7 | 0.13185 | 0.12058 | 0.096 | 0.096 | 14714.5632 | 9613.5648 | 5100.9984 | 0
2021-03-31 | 1 | 8551.2 | 15649 | 8551.2 | 81998.2 | 2 | 10914.2 | 15649 | 10914.2 | 81723.8 | 3 | 0 | 16727 | 0 | 0 | 19465.4 | 19465.4 | 163722 | 0.13505 | 0.12355 | 0.096 | 0.096 | 15717.312 | 7871.8272 | 7845.4848 | 0
2021-04-01 | 1 | 16289.9 | 15649 | 15649 | 97304.9 | 2 | 8101.2 | 15649 | 8101.2 | 78464.6 | 3 | 0 | 16727 | 0 | 0 | 24391.1 | 23750.2 | 175769.5 | 0.1367 | 0.12495 | 0.096 | 0.096 | 16873.872 | 9341.2704 | 7532.6016 | 0
2021-04-02 | 1 | 21570.4 | 15649 | 15649 | 91843.6 | 2 | 8348 | 15649 | 8348 | 75500.5 | 3 | 0 | 16727 | 0 | 0 | 29918.4 | 23997 | 167344.1 | 0.13905 | 0.12553 | 0.096 | 0.096 | 16065.0336 | 8816.9856 | 7248.048 | 0
2021-04-03 | 1 | 19646.1 | 15649 | 15649 | 86902 | 2 | 731.9 | 15649 | 731.9 | 2288.4 | 3 | 0 | 16727 | 0 | 0 | 20378 | 16380.9 | 89190.4 | 0.13841 | 0.12625 | 0.096 | 0.096 | 8562.2784 | 8342.592 | 219.6864 | 0
2021-04-04 | 1 | 18631.5 | 15649 | 15649 | 77963.8 | 2 | 0 | 15649 | 0 | 0 | 3 | 0 | 16727 | 0 | 0 | 18631.5 | 15649 | 77963.8 | 0.13948 | 0.12608 | 0.096 | 0.096 | 7484.5248 | 7484.5248 | 0 | 0
2021-04-05 | 1 | 15876.1 | 15649 | 15649 | 96886.1 | 2 | 0 | 15649 | 0 | 0 | 3 | 0 | 16727 | 0 | 0 | 15876.1 | 15649 | 96886.1 | 0.1417 | 0.12818 | 0.096 | 0.096 | 9301.0656 | 9301.0656 | 0 | 0
2021-04-06 | 1 | 338.1 | 15649 | 338.1 | 1402.1 | 2 | 0 | 15649 | 0 | 0 | 3 | 0 | 16727 | 0 | 0 | 338.1 | 338.1 | 1402.1 | 0.14327 | 0.12923 | 0.096 | 0.096 | 134.6016 | 134.6016 | 0 | 0
2021-04-11 | 1 | 0 | 15649 | 0 | 0 | 2 | 0 | 15649 | 0 | 0 | 3 | 61.4 | 16727 | 61.4 | 4533.7 | 61.4 | 61.4 | 4533.7 | 0.14262 | 0.12812 | 0.096 | 0.096 | 435.2352 | 0 | 0 | 435.2352
2021-04-12 | 1 | 0 | 15649 | 0 | 0 | 2 | 0 | 15649 | 0 | 0 | 3 | 5107.7 | 16727 | 5107.7 | 28194.1 | 5107.7 | 5107.7 | 28194.1 | 0.14453 | 0.12972 | 0.096 | 0.096 | 2706.6336 | 0 | 0 | 2706.6336
2021-04-13 | 1 | 0 | 15649 | 0 | 0 | 2 | 0 | 15649 | 0 | 0 | 3 | 7305.9 | 16727 | 7305.9 | 74696.9 | 7305.9 | 7305.9 | 74696.9 | 0.14464 | 0.12984 | 0.096 | 0.096 | 7170.9024 | 0 | 0 | 7170.9024
2021-04-14 | 1 | 0 | 15649 | 0 | 0 | 2 | 0 | 15649 | 0 | 0 | 3 | 8288.9 | 16727 | 8288.9 | 86880.1 | 8288.9 | 8288.9 | 86880.1 | 0.14472 | 0.12994 | 0.096 | 0.096 | 8340.4896 | 0 | 0 | 8340.4896
2021-04-15 | 1 | 0 | 15649 | 0 | 0 | 2 | 0 | 15649 | 0 | 0 | 3 | 10370.6 | 16727 | 10370.6 | 109826.2 | 10370.6 | 10370.6 | 109826.2 | 0.14441 | 0.12974 | 0.096 | 0.096 | 10543.3152 | 0 | 0 | 10543.3152
2021-04-16 | 1 | 0 | 15649 | 0 | 0 | 2 | 0 | 15649 | 0 | 0 | 3 | 8854.7 | 16727 | 8854.7 | 92878.1 | 8854.7 | 8854.7 | 92878.1 | 0.14433 | 0.12971 | 0.096 | 0.096 | 8916.2976 | 0 | 0 | 8916.2976
2021-04-17 | 1 | 0 | 15649 | 0 | 0 | 2 | 0 | 15649 | 0 | 0 | 3 | 11112.9 | 16727 | 11112.9 | 117565.8 | 11112.9 | 11112.9 | 117565.8 | 0.14414 | 0.12959 | 0.096 | 0.096 | 11286.3168 | 0 | 0 | 11286.3168
2021-04-18 | 1 | 0 | 15649 | 0 | 0 | 2 | 0 | 15649 | 0 | 0 | 3 | 8349.9 | 16727 | 8349.9 | 85041.4 | 8349.9 | 8349.9 | 85041.4 | 0.14421 | 0.12965 | 0.096 | 0.096 | 8163.9744 | 0 | 0 | 8163.9744
2021-04-19 | 1 | 0 | 15649 | 0 | 0 | 2 | 0 | 15649 | 0 | 0 | 3 | 10134.8 | 16727 | 10134.8 | 105271.6 | 10134.8 | 10134.8 | 105271.6 | 0.14376 | 0.12933 | 0.096 | 0.096 | 10106.0736 | 0 | 0 | 10106.0736
2021-04-20 | 1 | 0 | 15649 | 0 | 0 | 2 | 0 | 15649 | 0 | 0 | 3 | 10783.8 | 16727 | 10783.8 | 112886.5 | 10783.8 | 10783.8 | 112886.5 | 0.14314 | 0.12888 | 0.096 | 0.096 | 10837.104 | 0 | 0 | 10837.104
2021-04-21 | 1 | 0 | 15649 | 0 | 0 | 2 | 0 | 15649 | 0 | 0 | 3 | 9899 | 16727 | 9899 | 105124.6 | 9899 | 9899 | 105124.6 | 0.1425 | 0.1284 | 0.096 | 0.096 | 10091.9616 | 0 | 0 | 10091.9616
2021-04-22 | 1 | 0 | 15649 | 0 | 0 | 2 | 0 | 15649 | 0 | 0 | 3 | 11305.4 | 16727 | 11305.4 | 119651.6 | 11305.4 | 11305.4 | 119651.6 | 0.14176 | 0.12786 | 0.096 | 0.096 | 11486.5536 | 0 | 0 | 11486.5536
2021-04-23 | 1 | 0 | 15649 | 0 | 0 | 2 | 0 | 15649 | 0 | 0 | 3 | 10095.4 | 16727 | 10095.4 | 105663 | 10095.4 | 10095.4 | 105663 | 0.14112 | 0.12738 | 0.096 | 0.096 | 10143.648 | 0 | 0 | 10143.648
2021-04-24 | 1 | 0 | 15649 | 0 | 0 | 2 | 0 | 15649 | 0 | 0 | 3 | 8930.2 | 16727 | 8930.2 | 94556.2 | 8930.2 | 8930.2 | 94556.2 | 0.13851 | 0.12469 | 0.096 | 0.096 | 9077.3952 | 0 | 0 | 9077.3952
2021-04-25 | 1 | 0 | 15649 | 0 | 0 | 2 | 0 | 15649 | 0 | 0 | 3 | 7280.9 | 16727 | 7280.9 | 76259.1 | 7280.9 | 7280.9 | 76259.1 | 0.13184 | 0.12286 | 0.096 | 0.096 | 7320.8736 | 0 | 0 | 7320.8736
2021-04-26 | 1 | 0 | 15649 | 0 | 0 | 2 | 0 | 15649 | 0 | 0 | 3 | 5928.1 | 16727 | 5928.1 | 61825.9 | 5928.1 | 5928.1 | 61825.9 | 0.131 | 0.12171 | 0.096 | 0.096 | 5935.2864 | 0 | 0 | 5935.2864
2021-04-27 | 1 | 0 | 15649 | 0 | 0 | 2 | 0 | 15649 | 0 | 0 | 3 | 25.4 | 16727 | 25.4 | 1435.2 | 25.4 | 25.4 | 1435.2 | 0.13227 | 0.12267 | 0.096 | 0.096 | 137.7792 | 0 | 0 | 137.7792
2021-04-28 | 1 | 0 | 15649 | 0 | 0 | 2 | 0 | 15649 | 0 | 0 | 3 | 4264 | 16727 | 4264 | 43410.5 | 4264 | 4264 | 43410.5 | 0.13318 | 0.1234 | 0.096 | 0.096 | 4167.408 | 0 | 0 | 4167.408
2021-04-29 | 1 | 0 | 15649 | 0 | 0 | 2 | 0 | 15649 | 0 | 0 | 3 | 7181.7 | 16727 | 7181.7 | 75654.8 | 7181.7 | 7181.7 | 75654.8 | 0.13364 | 0.12376 | 0.096 | 0.096 | 7262.8608 | 0 | 0 | 7262.8608
2021-04-30 | 1 | 0 | 15649 | 0 | 0 | 2 | 0 | 15649 | 0 | 0 | 3 | 8441.3 | 16727 | 8441.3 | 87864.6 | 8441.3 | 8441.3 | 87864.6 | 0.1324 | 0.12284 | 0.096 | 0.096 | 8435.0016 | 0 | 0 | 8435.0016
2021-05-01 | 1 | 0 | 15649 | 0 | 0 | 2 | 0 | 15649 | 0 | 0 | 3 | 7160.8 | 16727 | 7160.8 | 74947.9 | 7160.8 | 7160.8 | 74947.9 | 0.12923 | 0.11983 | 0.096 | 0.096 | 7194.9984 | 0 | 0 | 7194.9984
2021-05-02 | 1 | 0 | 15649 | 0 | 0 | 2 | 0 | 15649 | 0 | 0 | 3 | 8904.4 | 16727 | 8904.4 | 93122.3 | 8904.4 | 8904.4 | 93122.3 | 0.12268 | 0.11706 | 0.096 | 0.096 | 8939.7408 | 0 | 0 | 8939.7408
2021-05-03 | 1 | 0 | 15649 | 0 | 0 | 2 | 0 | 15649 | 0 | 0 | 3 | 10654.6 | 16727 | 10654.6 | 114245.7 | 10654.6 | 10654.6 | 114245.7 | 0.11704 | 0.11184 | 0.096 | 0.096 | 10967.5872 | 0 | 0 | 10967.5872
2021-05-04 | 1 | 0 | 15649 | 0 | 0 | 2 | 0 | 15649 | 0 | 0 | 3 | 10260.6 | 16727 | 10260.6 | 109343 | 10260.6 | 10260.6 | 109343 | 0.11595 | 0.11063 | 0.096 | 0.096 | 10496.928 | 0 | 0 | 10496.928
2021-05-05 | 1 | 0 | 15649 | 0 | 0 | 2 | 0 | 15649 | 0 | 0 | 3 | 10646.8 | 16727 | 10646.8 | 116302.4 | 10646.8 | 10646.8 | 116302.4 | 0.11324 | 0.10805 | 0.096 | 0.096 | 11165.0304 | 0 | 0 | 11165.0304
2021-05-06 | 1 | 0 | 15649 | 0 | 0 | 2 | 0 | 15649 | 0 | 0 | 3 | 11167.6 | 16727 | 11167.6 | 121657.3 | 11167.6 | 11167.6 | 121657.3 | 0.10777 | 0.10487 | 0.096 | 0.096 | 11679.1008 | 0 | 0 | 11679.1008
2021-05-07 | 1 | 0 | 15649 | 0 | 0 | 2 | 0 | 15649 | 0 | 0 | 3 | 10950.9 | 16727 | 10950.9 | 120099.8 | 10950.9 | 10950.9 | 120099.8 | 0.1027 | 0.10143 | 0.096 | 0.096 | 11529.5808 | 0 | 0 | 11529.5808
2021-05-08 | 1 | 0 | 15649 | 0 | 0 | 2 | 0 | 15649 | 0 | 0 | 3 | 9986.8 | 16727 | 9986.8 | 107016.4 | 9986.8 | 9986.8 | 107016.4 | 0.098131 | 0.098042 | 0.096 | 0.096 | 10273.5744 | 0 | 0 | 10273.5744
2021-05-09 | 1 | 0 | 15649 | 0 | 0 | 2 | 0 | 15649 | 0 | 0 | 3 | 8223.3 | 16727 | 8223.3 | 87808.6 | 8223.3 | 8223.3 | 87808.6 | 0.095464 | 0.095464 | 0.096 | 0.095464 | 8382.5211 | 0 | 0 | 8382.5211
2021-05-10 | 1 | 0 | 15649 | 0 | 0 | 2 | 0 | 15649 | 0 | 0 | 3 | 10772.8 | 16727 | 10772.8 | 117884 | 10772.8 | 10772.8 | 117884 | 0.095205 | 0.095205 | 0.096 | 0.095205 | 11223.1693 | 0 | 0 | 11223.1693
2021-05-11 | 1 | 0 | 15649 | 0 | 0 | 2 | 0 | 15649 | 0 | 0 | 3 | 9872.3 | 16727 | 9872.3 | 107725.5 | 9872.3 | 9872.3 | 107725.5 | 0.0952 | 0.0952 | 0.096 | 0.0952 | 10255.4996 | 0 | 0 | 10255.4996
2021-05-12 | 1 | 0 | 15649 | 0 | 0 | 2 | 0 | 15649 | 0 | 0 | 3 | 9986.3 | 16727 | 9986.3 | 109450.3 | 9986.3 | 9986.3 | 109450.3 | 0.094193 | 0.094193 | 0.096 | 0.094193 | 10309.4434 | 0 | 0 | 10309.4434
2021-05-13 | 1 | 0 | 15649 | 0 | 0 | 2 | 0 | 15649 | 0 | 0 | 3 | 9808.7 | 16727 | 9808.7 | 107241 | 9808.7 | 9808.7 | 107241 | 0.093997 | 0.093997 | 0.096 | 0.093997 | 10080.3099 | 0 | 0 | 10080.3099
2021-05-14 | 1 | 0 | 15649 | 0 | 0 | 2 | 0 | 15649 | 0 | 0 | 3 | 9327.2 | 16727 | 9327.2 | 100022.4 | 9327.2 | 9327.2 | 100022.4 | 0.093928 | 0.093928 | 0.096 | 0.093928 | 9394.9459 | 0 | 0 | 9394.9459
2021-05-15 | 1 | 0 | 15649 | 0 | 0 | 2 | 0 | 15649 | 0 | 0 | 3 | 7198.8 | 16727 | 7198.8 | 76579.3 | 7198.8 | 7198.8 | 76579.3 | 0.093911 | 0.093911 | 0.096 | 0.093911 | 7191.6561 | 0 | 0 | 7191.6561
2021-05-16 | 1 | 0 | 15649 | 0 | 0 | 2 | 0 | 15649 | 0 | 0 | 3 | 8061.6 | 16727 | 8061.6 | 87080.7 | 8061.6 | 8061.6 | 87080.7 | 0.093824 | 0.093824 | 0.096 | 0.093824 | 8170.2383 | 0 | 0 | 8170.2383
2021-05-17 | 1 | 814.8 | 15649 | 814.8 | 4219.6 | 2 | 0 | 15649 | 0 | 0 | 3 | 9531.6 | 16727 | 9531.6 | 105342.2 | 10346.4 | 10346.4 | 109561.8 | 0.093818 | 0.093818 | 0.096 | 0.093818 | 10278.8992 | 395.8756 | 0 | 9883.0236
2021-05-18 | 1 | 0 | 15649 | 0 | 0 | 2 | 0 | 15649 | 0 | 0 | 3 | 9321.7 | 16727 | 9321.7 | 102090.4 | 9321.7 | 9321.7 | 102090.4 | 0.093598 | 0.093598 | 0.096 | 0.093598 | 9555.4741 | 0 | 0 | 9555.4741
2021-05-19 | 1 | 60 | 15649 | 60 | 838.2 | 2 | 0 | 15649 | 0 | 0 | 3 | 9614.5 | 16727 | 9614.5 | 106177.9 | 9674.5 | 9674.5 | 107016.1 | 0.09338 | 0.09338 | 0.096 | 0.09338 | 9993.1243 | 78.2708 | 0 | 9914.8535
2021-05-20 | 1 | 5011.1 | 15649 | 5011.1 | 19280.6 | 2 | 0 | 15649 | 0 | 0 | 3 | 12156.2 | 16727 | 12156.2 | 104649.7 | 17167.3 | 17167.3 | 123930.3 | 0.095248 | 0.095248 | 0.096 | 0.095248 | 11804.1206 | 1836.4397 | 0 | 9967.6808
2021-05-21 | 1 | 33387.7 | 15649 | 15649 | 87304 | 2 | 0 | 15649 | 0 | 0 | 3 | 9535.4 | 16727 | 9535.4 | 103378 | 42923.1 | 25184.4 | 190682 | 0.10368 | 0.097667 | 0.096 | 0.096 | 18305.472 | 8381.184 | 0 | 9924.288
2021-05-22 | 1 | 35387 | 15649 | 15649 | 88498.5 | 2 | 0 | 15649 | 0 | 0 | 3 | 9046.4 | 16727 | 9046.4 | 98970.7 | 44433.4 | 24695.4 | 187469.2 | 0.11233 | 0.099909 | 0.096 | 0.096 | 17997.0432 | 8495.856 | 0 | 9501.1872
2021-05-23 | 1 | 28000 | 15649 | 15649 | 100959 | 2 | 0 | 15649 | 0 | 0 | 3 | 9426.8 | 16727 | 9426.8 | 104513 | 37426.8 | 25075.8 | 205472 | 0.1175 | 0.10152 | 0.096 | 0.096 | 19725.312 | 9692.064 | 0 | 10033.248
2021-05-24 | 1 | 38713.1 | 15649 | 15649 | 80101.4 | 2 | 0 | 15649 | 0 | 0 | 3 | 8895 | 16727 | 8895 | 94387.8 | 47608.1 | 24544 | 174489.2 | 0.12666 | 0.10386 | 0.096 | 0.096 | 16750.9632 | 7689.7344 | 0 | 9061.2288
2021-05-25 | 1 | 27173.1 | 15649 | 15649 | 96248.4 | 2 | 0 | 15649 | 0 | 0 | 3 | 9917.3 | 16727 | 9917.3 | 106210.4 | 37090.4 | 25566.3 | 202458.8 | 0.13082 | 0.10542 | 0.096 | 0.096 | 19436.0448 | 9239.8464 | 0 | 10196.1984
2021-05-26 | 1 | 27111 | 15649 | 15649 | 104577 | 2 | 0 | 15649 | 0 | 0 | 3 | 10152.5 | 16727 | 10152.5 | 110685.3 | 37263.5 | 25801.5 | 215262.3 | 0.13405 | 0.10648 | 0.096 | 0.096 | 20665.1808 | 10039.392 | 0 | 10625.7888
2021-05-27 | 1 | 21931.9 | 15649 | 15649 | 102886.8 | 2 | 0 | 15649 | 0 | 0 | 3 | 9941.5 | 16727 | 9941.5 | 108189.1 | 31873.4 | 25590.5 | 211075.9 | 0.13507 | 0.10736 | 0.096 | 0.096 | 20263.2864 | 9877.1328 | 0 | 10386.1536
2021-05-28 | 1 | 22971.5 | 15649 | 15649 | 87998.9 | 2 | 0 | 15649 | 0 | 0 | 3 | 179.1 | 16727 | 179.1 | 1624.5 | 23150.6 | 15828.1 | 89623.4 | 0.13846 | 0.10913 | 0.096 | 0.096 | 8603.8464 | 8447.8944 | 0 | 155.952
2021-05-29 | 1 | 31339.3 | 15649 | 15649 | 77941.8 | 2 | 0 | 15649 | 0 | 0 | 3 | 0 | 16727 | 0 | 0 | 31339.3 | 15649 | 77941.8 | 0.14484 | 0.11133 | 0.096 | 0.096 | 7482.4128 | 7482.4128 | 0 | 0
2021-05-30 | 1 | 31146.2 | 15649 | 15649 | 75714.8 | 2 | 0 | 15649 | 0 | 0 | 3 | 0 | 16727 | 0 | 0 | 31146.2 | 15649 | 75714.8 | 0.15141 | 0.11363 | 0.096 | 0.096 | 7268.6208 | 7268.6208 | 0 | 0
2021-05-31 | 1 | 30280 | 15649 | 15649 | 76062.8 | 2 | 0 | 15649 | 0 | 0 | 3 | 0 | 16727 | 0 | 0 | 30280 | 15649 | 76062.8 | 0.15757 | 0.11587 | 0.096 | 0.096 | 7302.0288 | 7302.0288 | 0 | 0
2021-06-01 | 1 | 28155.3 | 15649 | 15649 | 78850.4 | 2 | 0 | 15649 | 0 | 0 | 3 | 0 | 16727 | 0 | 0 | 28155.3 | 15649 | 78850.4 | 0.16337 | 0.11814 | 0.096 | 0.096 | 7569.6384 | 7569.6384 | 0 | 0
2021-06-02 | 1 | 28497.1 | 15649 | 15649 | 78246.5 | 2 | 0 | 15649 | 0 | 0 | 3 | 0 | 16727 | 0 | 0 | 28497.1 | 15649 | 78246.5 | 0.16982 | 0.12065 | 0.096 | 0.096 | 7511.664 | 7511.664 | 0 | 0
2021-06-03 | 1 | 17061.7 | 15649 | 15649 | 99562.2 | 2 | 594.8 | 15649 | 594.8 | 3191 | 3 | 0 | 16727 | 0 | 0 | 17656.5 | 16243.8 | 102753.2 | 0.17215 | 0.1225 | 0.096 | 0.096 | 9864.3072 | 9557.9712 | 306.336 | 0
2021-06-04 | 1 | 12365.4 | 15649 | 12365.4 | 114822.5 | 2 | 8915.5 | 15649 | 8915.5 | 44648.8 | 3 | 0 | 16727 | 0 | 0 | 21280.9 | 21280.9 | 159471.3 | 0.17301 | 0.12394 | 0.096 | 0.096 | 15309.2448 | 11022.96 | 4286.2848 | 0
2021-06-05 | 1 | 23348.4 | 15649 | 15649 | 98807.7 | 2 | 10682.5 | 15649 | 10682.5 | 93676.1 | 3 | 0 | 16727 | 0 | 0 | 34030.9 | 26331.5 | 192483.8 | 0.17581 | 0.12563 | 0.096 | 0.096 | 18478.4448 | 9485.5392 | 8992.9056 | 0
2021-06-06 | 1 | 19814 | 15649 | 15649 | 105525.8 | 2 | 12375.5 | 15649 | 12375.5 | 105984.9 | 3 | 0 | 16727 | 0 | 0 | 32189.5 | 28024.5 | 211510.7 | 0.17715 | 0.12708 | 0.096 | 0.096 | 20305.0272 | 10130.4768 | 10174.5504 | 0
2021-06-07 | 1 | 17073.2 | 15649 | 15649 | 120712.8 | 2 | 11034.2 | 15649 | 11034.2 | 114396.8 | 3 | 0 | 16727 | 0 | 0 | 28107.4 | 26683.2 | 235109.6 | 0.17601 | 0.12718 | 0.096 | 0.096 | 22570.5216 | 11588.4288 | 10982.0928 | 0
2021-06-08 | 1 | 13820.1 | 15649 | 13820.1 | 124544.3 | 2 | 10873.6 | 15649 | 10873.6 | 112685.4 | 3 | 0 | 16727 | 0 | 0 | 24693.7 | 24693.7 | 237229.7 | 0.17364 | 0.12657 | 0.096 | 0.096 | 22774.0512 | 11956.2528 | 10817.7984 | 0
2021-06-09 | 1 | 20061.7 | 15649 | 15649 | 122313.2 | 2 | 10485.9 | 15649 | 10485.9 | 99488.7 | 3 | 0 | 16727 | 0 | 0 | 30547.6 | 26134.9 | 221801.9 | 0.17405 | 0.12709 | 0.096 | 0.096 | 21292.9824 | 11742.0672 | 9550.9152 | 0
2021-06-10 | 1 | 21841.3 | 15649 | 15649 | 110061.4 | 2 | 10316.9 | 15649 | 10316.9 | 104742.4 | 3 | 0 | 16727 | 0 | 0 | 32158.2 | 25965.9 | 214803.8 | 0.17488 | 0.12766 | 0.096 | 0.096 | 20621.1648 | 10565.8944 | 10055.2704 | 0
2021-06-11 | 1 | 29285.1 | 15649 | 15649 | 81525 | 2 | 8509.4 | 15649 | 8509.4 | 84633.5 | 3 | 0 | 16727 | 0 | 0 | 37794.5 | 24158.4 | 166158.5 | 0.17893 | 0.12923 | 0.096 | 0.096 | 15951.216 | 7826.4 | 8124.816 | 0
2021-06-12 | 1 | 29632.7 | 15649 | 15649 | 82393.6 | 2 | 8542.9 | 15649 | 8542.9 | 84759.1 | 3 | 0 | 16727 | 0 | 0 | 38175.6 | 24191.9 | 167152.7 | 0.18287 | 0.13071 | 0.096 | 0.096 | 16046.6592 | 7909.7856 | 8136.8736 | 0
2021-06-13 | 1 | 23004.9 | 15649 | 15649 | 90360.8 | 2 | 8522.1 | 15649 | 8522.1 | 92848.8 | 3 | 0 | 16727 | 0 | 0 | 31527 | 24171.1 | 183209.6 | 0.1844 | 0.13158 | 0.096 | 0.096 | 17588.1216 | 8674.6368 | 8913.4848 | 0
2021-06-14 | 1 | 27847.1 | 15649 | 15649 | 87142.5 | 2 | 8675.8 | 15649 | 8675.8 | 87724.2 | 3 | 0 | 16727 | 0 | 0 | 36522.9 | 24324.8 | 174866.7 | 0.18681 | 0.13248 | 0.096 | 0.096 | 16787.2032 | 8365.68 | 8421.5232 | 0
2021-06-15 | 1 | 27288.4 | 15649 | 15649 | 84655 | 2 | 8645.1 | 15649 | 8645.1 | 85447.7 | 3 | 0 | 16727 | 0 | 0 | 35933.5 | 24294.1 | 170102.7 | 0.18941 | 0.13358 | 0.096 | 0.096 | 16329.8592 | 8126.88 | 8202.9792 | 0
2021-06-16 | 1 | 22831.2 | 15649 | 15649 | 88927.2 | 2 | 1546.1 | 15649 | 1546.1 | 4255.9 | 3 | 0 | 16727 | 0 | 0 | 24377.3 | 17195.1 | 93183.1 | 0.19304 | 0.1355 | 0.096 | 0.096 | 8945.5776 | 8537.0112 | 408.5664 | 0
2021-06-17 | 1 | 23653.9 | 15649 | 15649 | 89371.4 | 2 | 0 | 15649 | 0 | 0 | 3 | 0 | 16727 | 0 | 0 | 23653.9 | 15649 | 89371.4 | 0.1966 | 0.1372 | 0.096 | 0.096 | 8579.6544 | 8579.6544 | 0 | 0
2021-06-18 | 1 | 25139.4 | 15649 | 15649 | 91546.2 | 2 | 0 | 15649 | 0 | 0 | 3 | 0 | 16727 | 0 | 0 | 25139.4 | 15649 | 91546.2 | 0.20054 | 0.13893 | 0.096 | 0.096 | 8788.4352 | 8788.4352 | 0 | 0
2021-06-19 | 1 | 24913.4 | 15649 | 15649 | 88561 | 2 | 0 | 15649 | 0 | 0 | 3 | 0 | 16727 | 0 | 0 | 24913.4 | 15649 | 88561 | 0.20372 | 0.13966 | 0.096 | 0.096 | 8501.856 | 8501.856 | 0 | 0
2021-06-20 | 1 | 21014.6 | 15649 | 15649 | 108585.1 | 2 | 0 | 15649 | 0 | 0 | 3 | 0 | 16727 | 0 | 0 | 21014.6 | 15649 | 108585.1 | 0.20259 | 0.14008 | 0.096 | 0.096 | 10424.1696 | 10424.1696 | 0 | 0
2021-06-21 | 1 | 19992 | 15649 | 15649 | 108088.8 | 2 | 0 | 15649 | 0 | 0 | 3 | 2.4 | 16727 | 2.4 | 317.7 | 19994.4 | 15651.4 | 108406.5 | 0.20072 | 0.14053 | 0.096 | 0.096 | 10407.024 | 10376.5248 | 0 | 30.4992
2021-06-22 | 1 | 10788.8 | 15649 | 10788.8 | 107682.6 | 2 | 0 | 15649 | 0 | 0 | 3 | 45.2 | 16727 | 45.2 | 3777.4 | 10834 | 10834 | 111460 | 0.19897 | 0.1403 | 0.096 | 0.096 | 10700.16 | 10337.5296 | 0 | 362.6304
2021-06-23 | 1 | 14389.7 | 15649 | 14389.7 | 95877.8 | 2 | 0 | 15649 | 0 | 0 | 3 | 43.5 | 16727 | 43.5 | 2822.8 | 14433.2 | 14433.2 | 98700.6 | 0.19479 | 0.14042 | 0.096 | 0.096 | 9475.2576 | 9204.2688 | 0 | 270.9888
2021-06-24 | 1 | 12317.6 | 15649 | 12317.6 | 117652.5 | 2 | 0 | 15649 | 0 | 0 | 3 | 1770 | 16727 | 1770 | 20617.9 | 14087.6 | 14087.6 | 138270.4 | 0.19233 | 0.13984 | 0.096 | 0.096 | 13273.9584 | 11294.64 | 0 | 1979.3184
2021-06-25 | 1 | 17339.7 | 15649 | 15649 | 104808.6 | 2 | 0 | 15649 | 0 | 0 | 3 | 4346.7 | 16727 | 4346.7 | 43692.1 | 21686.4 | 19995.7 | 148500.7 | 0.19168 | 0.14068 | 0.096 | 0.096 | 14256.0672 | 10061.6256 | 0 | 4194.4416
2021-06-26 | 1 | 12622.9 | 15649 | 12622.9 | 126897.2 | 2 | 0 | 15649 | 0 | 0 | 3 | 1336.6 | 16727 | 1336.6 | 14048.1 | 13959.5 | 13959.5 | 140945.3 | 0.1906 | 0.14025 | 0.096 | 0.096 | 13530.7488 | 12182.1312 | 0 | 1348.6176
2021-06-27 | 1 | 16598.2 | 15649 | 15649 | 73960.1 | 2 | 0 | 15649 | 0 | 0 | 3 | 9649.8 | 16727 | 9649.8 | 102564 | 26248 | 25298.8 | 176524.1 | 0.1874 | 0.13961 | 0.096 | 0.096 | 16946.3136 | 7100.1696 | 0 | 9846.144
2021-06-28 | 1 | 0 | 15649 | 0 | 0 | 2 | 0 | 15649 | 0 | 0 | 3 | 13284 | 16727 | 13284 | 130755.4 | 13284 | 13284 | 130755.4 | 0.18086 | 0.13733 | 0.096 | 0.096 | 12552.5184 | 0 | 0 | 12552.5184
2021-06-29 | 1 | 0 | 15649 | 0 | 0 | 2 | 0 | 15649 | 0 | 0 | 3 | 13131.7 | 16727 | 13131.7 | 139412.4 | 13131.7 | 13131.7 | 139412.4 | 0.17404 | 0.13473 | 0.096 | 0.096 | 13383.5904 | 0 | 0 | 13383.5904
2021-06-30 | 1 | 0 | 15649 | 0 | 0 | 2 | 0 | 15649 | 0 | 0 | 3 | 11525.2 | 16727 | 11525.2 | 125699.6 | 11525.2 | 11525.2 | 125699.6 | 0.16779 | 0.13226 | 0.096 | 0.096 | 12067.1616 | 0 | 0 | 12067.1616
2021-07-01 | 1 | 0 | 15649 | 0 | 0 | 2 | 0 | 15649 | 0 | 0 | 3 | 6533.9 | 16727 | 6533.9 | 71900.2 | 6533.9 | 6533.9 | 71900.2 | 0.16312 | 0.13039 | 0.096 | 0.096 | 6902.4192 | 0 | 0 | 6902.4192
2021-07-04 | 1 | 0 | 15649 | 0 | 0 | 2 | 2551.8 | 15649 | 2551.8 | 10378.1 | 3 | 0 | 16727 | 0 | 0 | 2551.8 | 2551.8 | 10378.1 | 0.15967 | 0.1294 | 0.096 | 0.096 | 996.2976 | 0 | 996.2976 | 0
2021-07-05 | 1 | 0 | 15649 | 0 | 0 | 2 | 974.6 | 15649 | 974.6 | 4371.7 | 3 | 0 | 16727 | 0 | 0 | 974.6 | 974.6 | 4371.7 | 0.15944 | 0.1288 | 0.096 | 0.096 | 419.6832 | 0 | 419.6832 | 0
2021-07-06 | 1 | 0 | 15649 | 0 | 0 | 2 | 15192.8 | 15649 | 15192.8 | 73052.5 | 3 | 0 | 16727 | 0 | 0 | 15192.8 | 15192.8 | 73052.5 | 0.1613 | 0.13002 | 0.096 | 0.096 | 7013.04 | 0 | 7013.04 | 0
2021-07-07 | 1 | 0 | 15649 | 0 | 0 | 2 | 8864.6 | 15649 | 8864.6 | 87170.6 | 3 | 0 | 16727 | 0 | 0 | 8864.6 | 8864.6 | 87170.6 | 0.15927 | 0.12908 | 0.096 | 0.096 | 8368.3776 | 0 | 8368.3776 | 0
2021-07-08 | 1 | 0 | 15649 | 0 | 0 | 2 | 5601.6 | 15649 | 5601.6 | 15541.7 | 3 | 0 | 16727 | 0 | 0 | 5601.6 | 5601.6 | 15541.7 | 0.16048 | 0.12983 | 0.096 | 0.096 | 1492.0032 | 0 | 1492.0032 | 0
2021-07-09 | 1 | 0 | 15649 | 0 | 0 | 2 | 11598.8 | 15649 | 11598.8 | 79967.9 | 3 | 0 | 16727 | 0 | 0 | 11598.8 | 11598.8 | 79967.9 | 0.16276 | 0.13121 | 0.096 | 0.096 | 7676.9184 | 0 | 7676.9184 | 0
2021-07-10 | 1 | 2323.6 | 15649 | 2323.6 | 8952.9 | 2 | 9922.4 | 15649 | 9922.4 | 99352.2 | 3 | 0 | 16727 | 0 | 0 | 12246 | 12246 | 108305.1 | 0.16518 | 0.13248 | 0.096 | 0.096 | 10397.2896 | 859.4784 | 9537.8112 | 0
2021-07-11 | 1 | 11092.2 | 15649 | 11092.2 | 65975.5 | 2 | 10845.6 | 15649 | 10845.6 | 107981.6 | 3 | 0 | 16727 | 0 | 0 | 21937.8 | 21937.8 | 173957.1 | 0.16497 | 0.13309 | 0.096 | 0.096 | 16699.8816 | 6333.648 | 10366.2336 | 0
2021-07-12 | 1 | 21032.1 | 15649 | 15649 | 119573.6 | 2 | 12911.5 | 15649 | 12911.5 | 116950.3 | 3 | 0 | 16727 | 0 | 0 | 33943.6 | 28560.5 | 236523.9 | 0.16446 | 0.13301 | 0.096 | 0.096 | 22706.2944 | 11479.0656 | 11227.2288 | 0
2021-07-13 | 1 | 17315.4 | 15649 | 15649 | 126504.6 | 2 | 13410.6 | 15649 | 13410.6 | 116304.9 | 3 | 0 | 16727 | 0 | 0 | 30726 | 29059.6 | 242809.5 | 0.15898 | 0.13153 | 0.096 | 0.096 | 23309.712 | 12144.4416 | 11165.2704 | 0
2021-07-14 | 1 | 20434.4 | 15649 | 15649 | 110402.1 | 2 | 14129 | 15649 | 14129 | 133353.8 | 3 | 0 | 16727 | 0 | 0 | 34563.4 | 29778 | 243755.9 | 0.15467 | 0.13031 | 0.096 | 0.096 | 23400.5664 | 10598.6016 | 12801.9648 | 0
2021-07-15 | 1 | 14613.1 | 15649 | 14613.1 | 133209.7 | 2 | 15836 | 15649 | 15649 | 142179.8 | 3 | 0 | 16727 | 0 | 0 | 30449.1 | 30262.1 | 275389.5 | 0.15059 | 0.12873 | 0.096 | 0.096 | 26437.392 | 12788.1312 | 13649.2608 | 0
2021-07-16 | 1 | 14048.9 | 15649 | 14048.9 | 139937.8 | 2 | 17291.4 | 15649 | 15649 | 146701.5 | 3 | 0 | 16727 | 0 | 0 | 31340.3 | 29697.9 | 286639.3 | 0.1449 | 0.1264 | 0.096 | 0.096 | 27517.3728 | 13434.0288 | 14083.344 | 0
2021-07-17 | 1 | 13070.9 | 15649 | 13070.9 | 129771.7 | 2 | 10872.3 | 15649 | 10872.3 | 138302.3 | 3 | 150.6 | 16727 | 150.6 | 10225.4 | 24093.8 | 24093.8 | 278299.4 | 0.13798 | 0.12291 | 0.096 | 0.096 | 26716.7424 | 12458.0832 | 13277.0208 | 981.6384
2021-07-18 | 1 | 12504.9 | 15649 | 12504.9 | 124637.1 | 2 | 15377.9 | 15649 | 15377.9 | 132042.4 | 3 | 8446.3 | 16727 | 8446.3 | 53357 | 36329.1 | 36329.1 | 310036.5 | 0.1337 | 0.12112 | 0.096 | 0.096 | 29763.504 | 11965.1616 | 12676.0704 | 5122.272
2021-07-19 | 1 | 12837.7 | 15649 | 12837.7 | 127876 | 2 | 1046.5 | 15649 | 1046.5 | 4126.4 | 3 | 11414.3 | 16727 | 11414.3 | 115433.7 | 25298.5 | 25298.5 | 247436.1 | 0.12922 | 0.11894 | 0.096 | 0.096 | 23753.8656 | 12276.096 | 396.1344 | 11081.6352
2021-07-20 | 1 | 22146.3 | 15649 | 15649 | 116876.4 | 2 | 0 | 15649 | 0 | 0 | 3 | 10062.8 | 16727 | 10062.8 | 105121.1 | 32209.1 | 25711.8 | 221997.5 | 0.12704 | 0.11772 | 0.096 | 0.096 | 21311.76 | 11220.1344 | 0 | 10091.6256
2021-07-21 | 1 | 17068.7 | 15649 | 15649 | 119386.5 | 2 | 0 | 15649 | 0 | 0 | 3 | 13227.6 | 16727 | 13227.6 | 128493.4 | 30296.3 | 28876.6 | 247879.9 | 0.12384 | 0.11653 | 0.096 | 0.096 | 23796.4704 | 11461.104 | 0 | 12335.3664
2021-07-22 | 1 | 16864.7 | 15649 | 15649 | 112080.8 | 2 | 0 | 15649 | 0 | 0 | 3 | 11738.4 | 16727 | 11738.4 | 122804.4 | 28603.1 | 27387.4 | 234885.2 | 0.12215 | 0.11591 | 0.096 | 0.096 | 22548.9792 | 10759.7568 | 0 | 11789.2224
2021-07-23 | 1 | 19569 | 15649 | 15649 | 115685.4 | 2 | 0 | 15649 | 0 | 0 | 3 | 12383.1 | 16727 | 12383.1 | 129750.1 | 31952.1 | 28032.1 | 245435.5 | 0.12118 | 0.11519 | 0.096 | 0.096 | 23561.808 | 11105.7984 | 0 | 12456.0096
2021-07-24 | 1 | 21868.5 | 15649 | 15649 | 110153.2 | 2 | 0 | 15649 | 0 | 0 | 3 | 10601.9 | 16727 | 10601.9 | 111153.1 | 32470.4 | 26250.9 | 221306.3 | 0.12284 | 0.11574 | 0.096 | 0.096 | 21245.4048 | 10574.7072 | 0 | 10670.6976
2021-07-25 | 1 | 22960 | 15649 | 15649 | 116295.3 | 2 | 0 | 15649 | 0 | 0 | 3 | 10571.9 | 16727 | 10571.9 | 112979.1 | 33531.9 | 26220.9 | 229274.4 | 0.12343 | 0.1151 | 0.096 | 0.096 | 22010.3424 | 11164.3488 | 0 | 10845.9936
2021-07-26 | 1 | 20283.3 | 15649 | 15649 | 120975.8 | 2 | 0 | 15649 | 0 | 0 | 3 | 11035.2 | 16727 | 11035.2 | 117801.6 | 31318.5 | 26684.2 | 238777.4 | 0.12435 | 0.11529 | 0.096 | 0.096 | 22922.6304 | 11613.6768 | 0 | 11308.9536
2021-07-27 | 1 | 22223 | 15649 | 15649 | 118126.3 | 2 | 0 | 15649 | 0 | 0 | 3 | 11087.8 | 16727 | 11087.8 | 118741.2 | 33310.8 | 26736.8 | 236867.5 | 0.12447 | 0.11465 | 0.096 | 0.096 | 22739.28 | 11340.1248 | 0 | 11399.1552
2021-07-28 | 1 | 19037.7 | 15649 | 15649 | 118209.3 | 2 | 0 | 15649 | 0 | 0 | 3 | 11082.2 | 16727 | 11082.2 | 118704.3 | 30119.9 | 26731.2 | 236913.6 | 0.12525 | 0.11497 | 0.096 | 0.096 | 22743.7056 | 11348.0928 | 0 | 11395.6128
2021-07-29 | 1 | 19284.1 | 15649 | 15649 | 118905.4 | 2 | 0 | 15649 | 0 | 0 | 3 | 10211.8 | 16727 | 10211.8 | 109702.3 | 29495.9 | 25860.8 | 228607.7 | 0.12465 | 0.11398 | 0.096 | 0.096 | 21946.3392 | 11414.9184 | 0 | 10531.4208
2021-07-30 | 1 | 16684.5 | 15649 | 15649 | 120237.5 | 2 | 0 | 15649 | 0 | 0 | 3 | 11189.4 | 16727 | 11189.4 | 120035.2 | 27873.9 | 26838.4 | 240272.7 | 0.12482 | 0.11418 | 0.096 | 0.096 | 23066.1792 | 11542.8 | 0 | 11523.3792
2021-07-31 | 1 | 18310.2 | 15649 | 15649 | 99641 | 2 | 0 | 15649 | 0 | 0 | 3 | 9455.7 | 16727 | 9455.7 | 99585.1 | 27765.9 | 25104.7 | 199226.1 | 0.12609 | 0.11509 | 0.096 | 0.096 | 19125.7056 | 9565.536 | 0 | 9560.1696
2021-08-01 | 1 | 1255.8 | 15649 | 1255.8 | 5279.8 | 2 | 0 | 15649 | 0 | 0 | 3 | 9271.8 | 16727 | 9271.8 | 97401.3 | 10527.6 | 10527.6 | 102681.1 | 0.12642 | 0.11538 | 0.096 | 0.096 | 9857.3856 | 506.8608 | 0 | 9350.5248
2021-08-02 | 1 | 0 | 15649 | 0 | 0 | 2 | 0 | 15649 | 0 | 0 | 3 | 9827 | 16727 | 9827 | 99565.7 | 9827 | 9827 | 99565.7 | 0.12639 | 0.1154 | 0.096 | 0.096 | 9558.3072 | 0 | 0 | 9558.3072
2021-08-03 | 1 | 0 | 15649 | 0 | 0 | 2 | 0 | 15649 | 0 | 0 | 3 | 10238.4 | 16727 | 10238.4 | 109866.1 | 10238.4 | 10238.4 | 109866.1 | 0.12554 | 0.11474 | 0.096 | 0.096 | 10547.1456 | 0 | 0 | 10547.1456
2021-08-04 | 1 | 0 | 15649 | 0 | 0 | 2 | 0 | 15649 | 0 | 0 | 3 | 10790.5 | 16727 | 10790.5 | 115197.3 | 10790.5 | 10790.5 | 115197.3 | 0.12484 | 0.11424 | 0.096 | 0.096 | 11058.9408 | 0 | 0 | 11058.9408
2021-08-05 | 1 | 349.7 | 15649 | 349.7 | 2142.5 | 2 | 0 | 15649 | 0 | 0 | 3 | 10482 | 16727 | 10482 | 112174.3 | 10831.7 | 10831.7 | 114316.8 | 0.12323 | 0.11271 | 0.096 | 0.096 | 10974.4128 | 205.68 | 0 | 10768.7328
2021-08-06 | 1 | 2435.7 | 15649 | 2435.7 | 8518.5 | 2 | 0 | 15649 | 0 | 0 | 3 | 8556.7 | 16727 | 8556.7 | 89726.8 | 10992.4 | 10992.4 | 98245.3 | 0.12336 | 0.11286 | 0.096 | 0.096 | 9431.5488 | 817.776 | 0 | 8613.7728
2021-08-07 | 1 | 22420 | 15649 | 15649 | 101511.2 | 2 | 849.3 | 15649 | 849.3 | 4088.5 | 3 | 8474.9 | 16727 | 8474.9 | 90552.6 | 31744.2 | 24973.2 | 196152.3 | 0.12399 | 0.11269 | 0.096 | 0.096 | 18830.6208 | 9745.0752 | 392.496 | 8693.0496
2021-08-08 | 1 | 15116.5 | 15649 | 15116.5 | 124190.6 | 2 | 11387.6 | 15649 | 11387.6 | 46703.2 | 3 | 8121.5 | 16727 | 8121.5 | 86988.5 | 34625.6 | 34625.6 | 257882.3 | 0.12415 | 0.11316 | 0.096 | 0.096 | 24756.7008 | 11922.2976 | 4483.5072 | 8350.896
2021-08-09 | 1 | 29432.2 | 15649 | 15649 | 112850.3 | 2 | 22603.6 | 15649 | 15649 | 111885.5 | 3 | 8877.5 | 16727 | 8877.5 | 90043.6 | 60913.3 | 40175.5 | 314779.4 | 0.1277 | 0.11387 | 0.096 | 0.096 | 30218.8224 | 10833.6288 | 10741.008 | 8644.1856
2021-08-10 | 1 | 28658.5 | 15649 | 15649 | 120701.9 | 2 | 20133.7 | 15649 | 15649 | 118250.2 | 3 | 6695.8 | 16727 | 6695.8 | 91113.1 | 55488 | 37993.8 | 330065.2 | 0.12975 | 0.11361 | 0.096 | 0.096 | 31686.2592 | 11587.3824 | 11352.0192 | 8746.8576
2021-08-11 | 1 | 19267.6 | 15649 | 15649 | 123960.1 | 2 | 19298.6 | 15649 | 15649 | 124047.9 | 3 | 11067.5 | 16727 | 11067.5 | 93827.7 | 49633.7 | 42365.5 | 341835.7 | 0.13005 | 0.11388 | 0.096 | 0.096 | 32816.2272 | 11900.1696 | 11908.5984 | 9007.4592
2021-08-12 | 1 | 19414.4 | 15649 | 15649 | 124450.1 | 2 | 10141.4 | 15649 | 10141.4 | 126156.1 | 3 | 10840.5 | 16727 | 10840.5 | 114955.8 | 40396.3 | 36630.9 | 365562 | 0.12913 | 0.11295 | 0.096 | 0.096 | 35093.952 | 11947.2096 | 12110.9856 | 11035.7568
2021-08-13 | 1 | 13011.6 | 15649 | 13011.6 | 84508.5 | 2 | 14145.2 | 15649 | 14145.2 | 129976.8 | 3 | 12610.9 | 16727 | 12610.9 | 130603.6 | 39767.7 | 39767.7 | 345088.9 | 0.128 | 0.11274 | 0.096 | 0.096 | 33128.5344 | 8112.816 | 12477.7728 | 12537.9456
2021-08-14 | 1 | 0 | 15649 | 0 | 0 | 2 | 14011.7 | 15649 | 14011.7 | 127743 | 3 | 11597.8 | 16727 | 11597.8 | 119985.3 | 25609.5 | 25609.5 | 247728.3 | 0.12781 | 0.11252 | 0.096 | 0.096 | 23781.9168 | 0 | 12263.328 | 11518.5888
2021-08-15 | 1 | 0 | 15649 | 0 | 0 | 2 | 9494.3 | 15649 | 9494.3 | 101209.4 | 3 | 9447.2 | 16727 | 9447.2 | 95476.2 | 18941.5 | 18941.5 | 196685.6 | 0.12768 | 0.11243 | 0.096 | 0.096 | 18881.8176 | 0 | 9716.1024 | 9165.7152
2021-08-16 | 1 | 0 | 15649 | 0 | 0 | 2 | 10050.2 | 15649 | 10050.2 | 122085.5 | 3 | 11357.4 | 16727 | 11357.4 | 117983.7 | 21407.6 | 21407.6 | 240069.2 | 0.12801 | 0.11266 | 0.096 | 0.096 | 23046.6432 | 0 | 11720.208 | 11326.4352
2021-08-17 | 1 | 0 | 15649 | 0 | 0 | 2 | 7366.1 | 15649 | 7366.1 | 112254.8 | 3 | 11960.8 | 16727 | 11960.8 | 124156.6 | 19326.9 | 19326.9 | 236411.4 | 0.12688 | 0.11137 | 0.096 | 0.096 | 22695.4944 | 0 | 10776.4608 | 11919.0336
2021-08-18 | 1 | 0 | 15649 | 0 | 0 | 2 | 6097.6 | 15649 | 6097.6 | 118295.1 | 3 | 12493 | 16727 | 12493 | 130135.4 | 18590.6 | 18590.6 | 248430.5 | 0.12587 | 0.11036 | 0.096 | 0.096 | 23849.328 | 0 | 11356.3296 | 12492.9984
2021-08-19 | 1 | 0 | 15649 | 0 | 0 | 2 | 11979.9 | 15649 | 11979.9 | 120648.9 | 3 | 10085.3 | 16727 | 10085.3 | 104874 | 22065.2 | 22065.2 | 225522.9 | 0.1243 | 0.10976 | 0.096 | 0.096 | 21650.1984 | 0 | 11582.2944 | 10067.904
2021-08-20 | 1 | 0 | 15649 | 0 | 0 | 2 | 9184.7 | 15649 | 9184.7 | 125024.4 | 3 | 10038.2 | 16727 | 10038.2 | 105392.6 | 19222.9 | 19222.9 | 230417 | 0.12297 | 0.10861 | 0.096 | 0.096 | 22120.032 | 0 | 12002.3424 | 10117.6896
2021-08-21 | 1 | 0 | 15649 | 0 | 0 | 2 | 11653.5 | 15649 | 11653.5 | 112726.9 | 3 | 10119.5 | 16727 | 10119.5 | 105838.6 | 21773 | 21773 | 218565.5 | 0.12226 | 0.10804 | 0.096 | 0.096 | 20982.288 | 0 | 10821.7824 | 10160.5056
2021-08-22 | 1 | 0 | 15649 | 0 | 0 | 2 | 8989.9 | 15649 | 8989.9 | 103398.9 | 3 | 10033.2 | 16727 | 10033.2 | 103939.6 | 19023.1 | 19023.1 | 207338.5 | 0.12102 | 0.10731 | 0.096 | 0.096 | 19904.496 | 0 | 9926.2944 | 9978.2016
2021-08-23 | 1 | 0 | 15649 | 0 | 0 | 2 | 11279.7 | 15649 | 11279.7 | 108121.8 | 3 | 10105.9 | 16727 | 10105.9 | 106443.9 | 21385.6 | 21385.6 | 214565.7 | 0.11948 | 0.10669 | 0.096 | 0.096 | 20598.3072 | 0 | 10379.6928 | 10218.6144
2021-08-24 | 1 | 0 | 15649 | 0 | 0 | 2 | 11099.9 | 15649 | 11099.9 | 110375 | 3 | 11110.7 | 16727 | 11110.7 | 117950 | 22210.6 | 22210.6 | 228325 | 0.1178 | 0.1061 | 0.096 | 0.096 | 21919.2 | 0 | 10596 | 11323.2
2021-08-25 | 1 | 0 | 15649 | 0 | 0 | 2 | 14360.3 | 15649 | 14360.3 | 118638 | 3 | 11747.8 | 16727 | 11747.8 | 122964.4 | 26108.1 | 26108.1 | 241602.4 | 0.11696 | 0.10597 | 0.096 | 0.096 | 23193.8304 | 0 | 11389.248 | 11804.5824
2021-08-26 | 1 | 0 | 15649 | 0 | 0 | 2 | 11215.2 | 15649 | 11215.2 | 120835.8 | 3 | 11819.6 | 16727 | 11819.6 | 125348.1 | 23034.8 | 23034.8 | 246183.9 | 0.11526 | 0.10527 | 0.096 | 0.096 | 23633.6544 | 0 | 11600.2368 | 12033.4176
2021-08-27 | 1 | 0 | 15649 | 0 | 0 | 2 | 12186 | 15649 | 12186 | 123911 | 3 | 12030 | 16727 | 12030 | 127573.9 | 24216 | 24216 | 251484.9 | 0.11413 | 0.10466 | 0.096 | 0.096 | 24142.5504 | 0 | 11895.456 | 12247.0944
2021-08-28 | 1 | 0 | 15649 | 0 | 0 | 2 | 10528.5 | 15649 | 10528.5 | 123952.4 | 3 | 11245.5 | 16727 | 11245.5 | 116513.3 | 21774 | 21774 | 240465.7 | 0.11278 | 0.10387 | 0.096 | 0.096 | 23084.7072 | 0 | 11899.4304 | 11185.2768
2021-08-29 | 1 | 0 | 15649 | 0 | 0 | 2 | 7979.9 | 15649 | 7979.9 | 107660.6 | 3 | 10144.1 | 16727 | 10144.1 | 104536.4 | 18124 | 18124 | 212197 | 0.11179 | 0.103 | 0.096 | 0.096 | 20370.912 | 0 | 10335.4176 | 10035.4944
2021-08-30 | 1 | 0 | 15649 | 0 | 0 | 2 | 11214.8 | 15649 | 11214.8 | 123369.5 | 3 | 12103.4 | 16727 | 12103.4 | 114467.1 | 23318.2 | 23318.2 | 237836.6 | 0.11048 | 0.10214 | 0.096 | 0.096 | 22832.3136 | 0 | 11843.472 | 10988.8416
2021-08-31 | 1 | 0 | 15649 | 0 | 0 | 2 | 7504.4 | 15649 | 7504.4 | 85134.2 | 3 | 11025.6 | 16727 | 11025.6 | 96336.5 | 18530 | 18530 | 181470.7 | 0.11038 | 0.10213 | 0.096 | 0.096 | 17421.1872 | 0 | 8172.8832 | 9248.304
2021-09-01 | 1 | 0 | 15649 | 0 | 0 | 2 | 10424.2 | 15649 | 10424.2 | 82319.1 | 3 | 8530.7 | 16727 | 8530.7 | 90373.8 | 18954.9 | 18954.9 | 172692.9 | 0.11053 | 0.10237 | 0.096 | 0.096 | 16578.5184 | 0 | 7902.6336 | 8675.8848
2021-09-02 | 1 | 0 | 15649 | 0 | 0 | 2 | 13004.4 | 15649 | 13004.4 | 78882.7 | 3 | 6868.3 | 16727 | 6868.3 | 70687.9 | 19872.7 | 19872.7 | 149570.6 | 0.11129 | 0.10318 | 0.096 | 0.096 | 14358.7776 | 0 | 7572.7392 | 6786.0384
2021-09-03 | 1 | 0 | 15649 | 0 | 0 | 2 | 7999.7 | 15649 | 7999.7 | 79209.1 | 3 | 6929.6 | 16727 | 6929.6 | 71532.1 | 14929.3 | 14929.3 | 150741.2 | 0.11132 | 0.10325 | 0.096 | 0.096 | 14471.1552 | 0 | 7604.0736 | 6867.0816
2021-09-04 | 1 | 0 | 15649 | 0 | 0 | 2 | 8076.8 | 15649 | 8076.8 | 80362.8 | 3 | 7116.7 | 16727 | 7116.7 | 73397.2 | 15193.5 | 15193.5 | 153760 | 0.11132 | 0.10329 | 0.096 | 0.096 | 14760.96 | 0 | 7714.8288 | 7046.1312
2021-09-05 | 1 | 0 | 15649 | 0 | 0 | 2 | 8227 | 15649 | 8227 | 81658.6 | 3 | 7146.7 | 16727 | 7146.7 | 74706.2 | 15373.7 | 15373.7 | 156364.8 | 0.11102 | 0.10306 | 0.096 | 0.096 | 15011.0208 | 0 | 7839.2256 | 7171.7952
2021-09-06 | 1 | 0 | 15649 | 0 | 0 | 2 | 8185 | 15649 | 8185 | 81317.1 | 3 | 7069.5 | 16727 | 7069.5 | 74026.1 | 15254.5 | 15254.5 | 155343.2 | 0.10931 | 0.10227 | 0.096 | 0.096 | 14912.9472 | 0 | 7806.4416 | 7106.5056
2021-09-07 | 1 | 0 | 15649 | 0 | 0 | 2 | 8318.2 | 15649 | 8318.2 | 82327.5 | 3 | 7104.1 | 16727 | 7104.1 | 74041.5 | 15422.3 | 15422.3 | 156369 | 0.10814 | 0.10099 | 0.096 | 0.096 | 15011.424 | 0 | 7903.44 | 7107.984
2021-09-08 | 1 | 0 | 15649 | 0 | 0 | 2 | 8240.3 | 15649 | 8240.3 | 83081.5 | 3 | 7224 | 16727 | 7224 | 75265.1 | 15464.3 | 15464.3 | 158346.6 | 0.1039 | 0.099671 | 0.096 | 0.096 | 15201.2736 | 0 | 7975.824 | 7225.4496
2021-09-09 | 1 | 0 | 15649 | 0 | 0 | 2 | 3655.4 | 15649 | 3655.4 | 81810 | 3 | 7077.8 | 16727 | 7077.8 | 73464.1 | 10733.2 | 10733.2 | 155274.1 | 0.099853 | 0.098172 | 0.096 | 0.096 | 14906.3136 | 0 | 7853.76 | 7052.5536
2021-09-10 | 1 | 0 | 15649 | 0 | 0 | 2 | 3477.4 | 15649 | 3477.4 | 80306.9 | 3 | 7160.8 | 16727 | 7160.8 | 73096.7 | 10638.2 | 10638.2 | 153403.6 | 0.096689 | 0.096098 | 0.096 | 0.096 | 14726.7456 | 0 | 7709.4624 | 7017.2832
2021-09-11 | 1 | 0 | 15649 | 0 | 0 | 2 | 3547.1 | 15649 | 3547.1 | 79878.1 | 3 | 7078.2 | 16727 | 7078.2 | 72041.6 | 10625.3 | 10625.3 | 151919.7 | 0.09521 | 0.09521 | 0.096 | 0.09521 | 14464.2761 | 0 | 7605.1947 | 6859.0814
2021-09-12 | 1 | 10023.6 | 15649 | 10023.6 | 36177.3 | 2 | 9622.3 | 15649 | 9622.3 | 105685.4 | 3 | 7142.6 | 16727 | 7142.6 | 72855.9 | 26788.5 | 26788.5 | 214718.6 | 0.095116 | 0.095116 | 0.096 | 0.095116 | 20423.1955 | 3441.0436 | 10052.3829 | 6929.769
2021-09-13 | 1 | 20264.1 | 15649 | 15649 | 82946.7 | 2 | 9595.4 | 15649 | 9595.4 | 92917.8 | 3 | 7220.2 | 16727 | 7220.2 | 73462.8 | 37079.7 | 32464.6 | 249327.3 | 0.096991 | 0.096227 | 0.096 | 0.096 | 23935.4208 | 7962.8832 | 8920.1088 | 7052.4288
2021-09-14 | 1 | 20735 | 15649 | 15649 | 93201.1 | 2 | 9843.3 | 15649 | 9843.3 | 99019.9 | 3 | 7506 | 16727 | 7506 | 77108.3 | 38084.3 | 32998.3 | 269329.3 | 0.098972 | 0.097384 | 0.096 | 0.096 | 25855.6128 | 8947.3056 | 9505.9104 | 7402.3968
2021-09-15 | 1 | 21971.8 | 15649 | 15649 | 93602.7 | 2 | 2085.4 | 15649 | 2085.4 | 11891.3 | 3 | 8606 | 16727 | 8606 | 88922.4 | 32663.2 | 26340.4 | 194416.4 | 0.10157 | 0.098931 | 0.096 | 0.096 | 18663.9744 | 8985.8592 | 1141.5648 | 8536.5504
2021-09-16 | 1 | 23714.5 | 15649 | 15649 | 91968.5 | 2 | 0 | 15649 | 0 | 0 | 3 | 8953.9 | 16727 | 8953.9 | 91418.9 | 32668.4 | 24602.9 | 183387.4 | 0.10469 | 0.10068 | 0.096 | 0.096 | 17605.1904 | 8828.976 | 0 | 8776.2144
2021-09-17 | 1 | 29556.4 | 15649 | 15649 | 78401.5 | 2 | 0 | 15649 | 0 | 0 | 3 | 8466.1 | 16727 | 8466.1 | 85305.5 | 38022.5 | 24115.1 | 163707 | 0.10947 | 0.10305 | 0.096 | 0.096 | 15715.872 | 7526.544 | 0 | 8189.328
2021-09-18 | 1 | 27098.7 | 15649 | 15649 | 79187 | 2 | 0 | 15649 | 0 | 0 | 3 | 7980.9 | 16727 | 7980.9 | 80276.7 | 35079.6 | 23629.9 | 159463.7 | 0.11292 | 0.10448 | 0.096 | 0.096 | 15308.5152 | 7601.952 | 0 | 7706.5632
2021-09-19 | 1 | 28652 | 15649 | 15649 | 78498.1 | 2 | 0 | 15649 | 0 | 0 | 3 | 7805.7 | 16727 | 7805.7 | 78418.9 | 36457.7 | 23454.7 | 156917 | 0.11734 | 0.10654 | 0.096 | 0.096 | 15064.032 | 7535.8176 | 0 | 7528.2144
2021-09-20 | 1 | 28791.8 | 15649 | 15649 | 78179.9 | 2 | 0 | 15649 | 0 | 0 | 3 | 7954.3 | 16727 | 7954.3 | 79927.1 | 36746.1 | 23603.3 | 158107 | 0.12119 | 0.10799 | 0.096 | 0.096 | 15178.272 | 7505.2704 | 0 | 7673.0016
2021-09-21 | 1 | 27874.7 | 15649 | 15649 | 77277 | 2 | 0 | 15649 | 0 | 0 | 3 | 7850.8 | 16727 | 7850.8 | 79050.9 | 35725.5 | 23499.8 | 156327.9 | 0.12522 | 0.10975 | 0.096 | 0.096 | 15007.4784 | 7418.592 | 0 | 7588.8864
2021-09-22 | 1 | 20156.5 | 15649 | 15649 | 78290.5 | 2 | 0 | 15649 | 0 | 0 | 3 | 7979.6 | 16727 | 7979.6 | 82355.4 | 28136.1 | 23628.6 | 160645.9 | 0.12763 | 0.1112 | 0.096 | 0.096 | 15422.0064 | 7515.888 | 0 | 7906.1184
2021-09-23 | 1 | 25896.2 | 15649 | 15649 | 77546.8 | 2 | 0 | 15649 | 0 | 0 | 3 | 9486 | 16727 | 9486 | 99133.2 | 35382.2 | 25135 | 176680 | 0.13118 | 0.11276 | 0.096 | 0.096 | 16961.28 | 7444.4928 | 0 | 9516.7872
2021-09-24 | 1 | 27094.5 | 15649 | 15649 | 77152.3 | 2 | 0 | 15649 | 0 | 0 | 3 | 8942.4 | 16727 | 8942.4 | 91235.3 | 36036.9 | 24591.4 | 168387.6 | 0.13473 | 0.11398 | 0.096 | 0.096 | 16165.2096 | 7406.6208 | 0 | 8758.5888
2021-09-25 | 1 | 27822.3 | 15649 | 15649 | 77494.2 | 2 | 0 | 15649 | 0 | 0 | 3 | 7816.8 | 16727 | 7816.8 | 78916.8 | 35639.1 | 23465.8 | 156411 | 0.1393 | 0.11595 | 0.096 | 0.096 | 15015.456 | 7439.4432 | 0 | 7576.0128
2021-09-26 | 1 | 13647 | 15649 | 13647 | 86222.5 | 2 | 0 | 15649 | 0 | 0 | 3 | 598.7 | 16727 | 598.7 | 6407.1 | 14245.7 | 14245.7 | 92629.6 | 0.14162 | 0.11757 | 0.096 | 0.096 | 8892.4416 | 8277.36 | 0 | 615.0816
2021-09-27 | 1 | 25890.1 | 15649 | 15649 | 78874.4 | 2 | 0 | 15649 | 0 | 0 | 3 | 0 | 16727 | 0 | 0 | 25890.1 | 15649 | 78874.4 | 0.14693 | 0.1201 | 0.096 | 0.096 | 7571.9424 | 7571.9424 | 0 | 0
2021-09-28 | 1 | 27901.2 | 15649 | 15649 | 78597.9 | 2 | 0 | 15649 | 0 | 0 | 3 | 0 | 16727 | 0 | 0 | 27901.2 | 15649 | 78597.9 | 0.15287 | 0.12284 | 0.096 | 0.096 | 7545.3984 | 7545.3984 | 0 | 0
2021-09-29 | 1 | 28368.4 | 15649 | 15649 | 76922.4 | 2 | 0 | 15649 | 0 | 0 | 3 | 0 | 16727 | 0 | 0 | 28368.4 | 15649 | 76922.4 | 0.15906 | 0.12536 | 0.096 | 0.096 | 7384.5504 | 7384.5504 | 0 | 0
2021-09-30 | 1 | 20162.4 | 15649 | 15649 | 76643.1 | 2 | 0 | 15649 | 0 | 0 | 3 | 0 | 16727 | 0 | 0 | 20162.4 | 15649 | 76643.1 | 0.16297 | 0.12755 | 0.096 | 0.096 | 7357.7376 | 7357.7376 | 0 | 0
2021-10-01 | 1 | 12094.3 | 15649 | 12094.3 | 76224 | 2 | 0 | 15649 | 0 | 0 | 3 | 0 | 16727 | 0 | 0 | 12094.3 | 12094.3 | 76224 | 0.1649 | 0.12874 | 0.096 | 0.096 | 7317.504 | 7317.504 | 0 | 0
2021-10-02 | 1 | 10146.4 | 15649 | 10146.4 | 78653.8 | 2 | 0 | 15649 | 0 | 0 | 3 | 0 | 16727 | 0 | 0 | 10146.4 | 10146.4 | 78653.8 | 0.16533 | 0.12861 | 0.096 | 0.096 | 7550.7648 | 7550.7648 | 0 | 0
2021-10-03 | 1 | 1945.4 | 15649 | 1945.4 | 5692.5 | 2 | 0 | 15649 | 0 | 0 | 3 | 0 | 16727 | 0 | 0 | 1945.4 | 1945.4 | 5692.5 | 0.16785 | 0.1299 | 0.096 | 0.096 | 546.48 | 546.48 | 0 | 0
2021-11-01 | 1 | 0 | 15649 | 0 | 0 | 2 | 1508 | 15649 | 1508 | 7671.4 | 3 | 0 | 16727 | 0 | 0 | 1508 | 1508 | 7671.4 | 0.17041 | 0.13116 | 0.096 | 0.096 | 736.4544 | 0 | 736.4544 | 0
2021-11-02 | 1 | 0 | 15649 | 0 | 0 | 2 | 7168.2 | 15649 | 7168.2 | 25884.2 | 3 | 0 | 16727 | 0 | 0 | 7168.2 | 7168.2 | 25884.2 | 0.17384 | 0.13333 | 0.096 | 0.096 | 2484.8832 | 0 | 2484.8832 | 0
2021-11-03 | 1 | 0 | 15649 | 0 | 0 | 2 | 12043.1 | 15649 | 12043.1 | 117352.3 | 3 | 0 | 16727 | 0 | 0 | 12043.1 | 12043.1 | 117352.3 | 0.17467 | 0.13379 | 0.096 | 0.096 | 11265.8208 | 0 | 11265.8208 | 0
2021-11-04 | 1 | 0 | 15649 | 0 | 0 | 2 | 9544.3 | 15649 | 9544.3 | 92648.4 | 3 | 0 | 16727 | 0 | 0 | 9544.3 | 9544.3 | 92648.4 | 0.17599 | 0.13445 | 0.096 | 0.096 | 8894.2464 | 0 | 8894.2464 | 0
2021-11-05 | 1 | 0 | 15649 | 0 | 0 | 2 | 20530 | 15649 | 15649 | 83631.7 | 3 | 0 | 16727 | 0 | 0 | 20530 | 15649 | 83631.7 | 0.18063 | 0.13706 | 0.096 | 0.096 | 8028.6432 | 0 | 8028.6432 | 0
2021-11-06 | 1 | 0 | 15649 | 0 | 0 | 2 | 395.1 | 15649 | 395.1 | 1122.6 | 3 | 0 | 16727 | 0 | 0 | 395.1 | 395.1 | 1122.6 | 0.18528 | 0.13993 | 0.096 | 0.096 | 107.7696 | 0 | 107.7696 | 0
2021-11-23 | 1 | 634.5 | 15649 | 634.5 | 3786.2 | 2 | 0 | 15649 | 0 | 0 | 3 | 0 | 16727 | 0 | 0 | 634.5 | 634.5 | 3786.2 | 0.19018 | 0.14295 | 0.096 | 0.096 | 363.4752 | 363.4752 | 0 | 0
2021-11-24 | 1 | 861.2 | 15649 | 861.2 | 3230.5 | 2 | 0 | 15649 | 0 | 0 | 3 | 0 | 16727 | 0 | 0 | 861.2 | 861.2 | 3230.5 | 0.19552 | 0.14626 | 0.096 | 0.096 | 310.128 | 310.128 | 0 | 0
2021-12-01 | 1 | 0 | 15649 | 0 | 0 | 2 | 2167.5 | 15649 | 2167.5 | 10575.9 | 3 | 0 | 16727 | 0 | 0 | 2167.5 | 2167.5 | 10575.9 | 0.20021 | 0.14787 | 0.096 | 0.096 | 1015.2864 | 0 | 1015.2864 | 0
2021-12-02 | 1 | 0 | 15649 | 0 | 0 | 2 | 617.5 | 15649 | 617.5 | 2537.5 | 3 | 0 | 16727 | 0 | 0 | 617.5 | 617.5 | 2537.5 | 0.2045 | 0.14941 | 0.096 | 0.096 | 243.6 | 0 | 243.6 | 0
2021-12-03 | 1 | 0 | 15649 | 0 | 0 | 2 | 12695.6 | 15649 | 12695.6 | 74203.3 | 3 | 0 | 16727 | 0 | 0 | 12695.6 | 12695.6 | 74203.3 | 0.20964 | 0.15254 | 0.096 | 0.096 | 7123.5168 | 0 | 7123.5168 | 0
2021-12-04 | 1 | 0 | 15649 | 0 | 0 | 2 | 9214 | 15649 | 9214 | 105617.7 | 3 | 0 | 16727 | 0 | 0 | 9214 | 9214 | 105617.7 | 0.20788 | 0.15123 | 0.096 | 0.096 | 10139.2992 | 0 | 10139.2992 | 0
2021-12-05 | 1 | 0 | 15649 | 0 | 0 | 2 | 7368.8 | 15649 | 7368.8 | 82395.7 | 3 | 0 | 16727 | 0 | 0 | 7368.8 | 7368.8 | 82395.7 | 0.20624 | 0.15049 | 0.096 | 0.096 | 7909.9872 | 0 | 7909.9872 | 0
2021-12-06 | 1 | 0 | 15649 | 0 | 0 | 2 | 9453.1 | 15649 | 9453.1 | 97116.6 | 3 | 0 | 16727 | 0 | 0 | 9453.1 | 9453.1 | 97116.6 | 0.20046 | 0.14868 | 0.096 | 0.096 | 9323.1936 | 0 | 9323.1936 | 0
2021-12-07 | 1 | 0 | 15649 | 0 | 0 | 2 | 8195.3 | 15649 | 8195.3 | 39822.9 | 3 | 0 | 16727 | 0 | 0 | 8195.3 | 8195.3 | 39822.9 | 0.19927 | 0.14964 | 0.096 | 0.096 | 3822.9984 | 0 | 3822.9984 | 0
2021-12-08 | 1 | 0 | 15649 | 0 | 0 | 2 | 10629.7 | 15649 | 10629.7 | 102839.4 | 3 | 0 | 16727 | 0 | 0 | 10629.7 | 10629.7 | 102839.4 | 0.19297 | 0.14766 | 0.096 | 0.096 | 9872.5824 | 0 | 9872.5824 | 0
2021-12-09 | 1 | 0 | 15649 | 0 | 0 | 2 | 5678.1 | 15649 | 5678.1 | 56098.3 | 3 | 0 | 16727 | 0 | 0 | 5678.1 | 5678.1 | 56098.3 | 0.188 | 0.14641 | 0.096 | 0.096 | 5385.4368 | 0 | 5385.4368 | 0
2021-12-10 | 1 | 0 | 15649 | 0 | 0 | 2 | 0 | 15649 | 0 | 0 | 3 | 84.4 | 16727 | 84.4 | 5408.9 | 84.4 | 84.4 | 5408.9 | 0.1846 | 0.1458 | 0.096 | 0.096 | 519.2544 | 0 | 0 | 519.2544
2021-12-11 | 1 | 0 | 15649 | 0 | 0 | 2 | 0 | 15649 | 0 | 0 | 3 | 908.3 | 16727 | 908.3 | 13096.2 | 908.3 | 908.3 | 13096.2 | 0.18461 | 0.14519 | 0.096 | 0.096 | 1257.2352 | 0 | 0 | 1257.2352
2021-12-12 | 1 | 0 | 15649 | 0 | 0 | 2 | 0 | 15649 | 0 | 0 | 3 | 1568.5 | 16727 | 1568.5 | 16476.5 | 1568.5 | 1568.5 | 16476.5 | 0.18229 | 0.14502 | 0.096 | 0.096 | 1581.744 | 0 | 0 | 1581.744
2021-12-13 | 1 | 550.6 | 15649 | 550.6 | 3324 | 2 | 0 | 15649 | 0 | 0 | 3 | 0 | 16727 | 0 | 0 | 550.6 | 550.6 | 3324 | 0.17905 | 0.14496 | 0.096 | 0.096 | 319.104 | 319.104 | 0 | 0
2021-12-14 | 1 | 886.8 | 15649 | 886.8 | 5026.3 | 2 | 0 | 15649 | 0 | 0 | 3 | 0 | 16727 | 0 | 0 | 886.8 | 886.8 | 5026.3 | 0.174 | 0.14454 | 0.096 | 0.096 | 482.5248 | 482.5248 | 0 | 0
2021-12-15 | 1 | 1604 | 15649 | 1604 | 7911.9 | 2 | 0 | 15649 | 0 | 0 | 3 | 0 | 16727 | 0 | 0 | 1604 | 1604 | 7911.9 | 0.17547 | 0.14426 | 0.096 | 0.096 | 759.5424 | 759.5424 | 0 | 0
2021-12-17 | 1 | 0 | 15649 | 0 | 0 | 2 | 0 | 15649 | 0 | 0 | 3 | 44.5 | 16727 | 44.5 | 3145.8 | 44.5 | 44.5 | 3145.8 | 0.16619 | 0.14081 | 0.096 | 0.096 | 301.9968 | 0 | 0 | 301.9968
2021-12-18 | 1 | 0 | 15649 | 0 | 0 | 2 | 0 | 15649 | 0 | 0 | 3 | 4632.3 | 16727 | 4632.3 | 48652.5 | 4632.3 | 4632.3 | 48652.5 | 0.15237 | 0.13567 | 0.096 | 0.096 | 4670.64 | 0 | 0 | 4670.64
2021-12-19 | 1 | 0 | 15649 | 0 | 0 | 2 | 0 | 15649 | 0 | 0 | 3 | 10035.4 | 16727 | 10035.4 | 108011.2 | 10035.4 | 10035.4 | 108011.2 | 0.13535 | 0.12841 | 0.096 | 0.096 | 10369.0752 | 0 | 0 | 10369.0752
2021-12-20 | 1 | 0 | 15649 | 0 | 0 | 2 | 0 | 15649 | 0 | 0 | 3 | 10879.9 | 16727 | 10879.9 | 112452.4 | 10879.9 | 10879.9 | 112452.4 | 0.12519 | 0.12168 | 0.096 | 0.096 | 10795.4304 | 0 | 0 | 10795.4304
2021-12-21 | 1 | 0 | 15649 | 0 | 0 | 2 | 0 | 15649 | 0 | 0 | 3 | 10727.7 | 16727 | 10727.7 | 112485.2 | 10727.7 | 10727.7 | 112485.2 | 0.12105 | 0.11763 | 0.096 | 0.096 | 10798.5792 | 0 | 0 | 10798.5792
2021-12-22 | 1 | 0 | 15649 | 0 | 0 | 2 | 0 | 15649 | 0 | 0 | 3 | 10730.7 | 16727 | 10730.7 | 113207.2 | 10730.7 | 10730.7 | 113207.2 | 0.11858 | 0.11524 | 0.096 | 0.096 | 10867.8912 | 0 | 0 | 10867.8912
2021-12-23 | 1 | 688.6 | 15649 | 688.6 | 3334.9 | 2 | 0 | 15649 | 0 | 0 | 3 | 10706.1 | 16727 | 10706.1 | 111966.5 | 11394.7 | 11394.7 | 115301.4 | 0.11633 | 0.11322 | 0.096 | 0.096 | 11068.9344 | 320.1504 | 0 | 10748.784
2021-12-24 | 1 | 14082.3 | 15649 | 14082.3 | 50320.3 | 2 | 0 | 15649 | 0 | 0 | 3 | 10750.9 | 16727 | 10750.9 | 112494.2 | 24833.2 | 24833.2 | 162814.5 | 0.11938 | 0.11656 | 0.096 | 0.096 | 15630.192 | 4830.7488 | 0 | 10799.4432
2021-12-25 | 1 | 11112.4 | 15649 | 11112.4 | 96741.6 | 2 | 0 | 15649 | 0 | 0 | 3 | 10812.4 | 16727 | 10812.4 | 113931 | 21924.8 | 21924.8 | 210672.6 | 0.11556 | 0.11301 | 0.096 | 0.096 | 20224.5696 | 9287.1936 | 0 | 10937.376
2021-12-26 | 1 | 22130.8 | 15649 | 15649 | 82042.9 | 2 | 0 | 15649 | 0 | 0 | 3 | 10741 | 16727 | 10741 | 112030.6 | 32871.8 | 26390 | 194073.5 | 0.12158 | 0.11586 | 0.096 | 0.096 | 18631.056 | 7876.1184 | 0 | 10754.9376
2021-12-27 | 1 | 16011.5 | 15649 | 15649 | 50470.3 | 2 | 0 | 15649 | 0 | 0 | 3 | 10621.2 | 16727 | 10621.2 | 112201.3 | 26632.7 | 26270.2 | 162671.6 | 0.12575 | 0.12005 | 0.096 | 0.096 | 15616.4736 | 4845.1488 | 0 | 10771.3248
2021-12-28 | 1 | 0 | 15649 | 0 | 0 | 2 | 0 | 15649 | 0 | 0 | 3 | 8813.8 | 16727 | 8813.8 | 92156.3 | 8813.8 | 8813.8 | 92156.3 | 0.11956 | 0.11625 | 0.096 | 0.096 | 8847.0048 | 0 | 0 | 8847.0048
2021-12-29 | 1 | 0 | 15649 | 0 | 0 | 2 | 0 | 15649 | 0 | 0 | 3 | 7590.4 | 16727 | 7590.4 | 77390.6 | 7590.4 | 7590.4 | 77390.6 | 0.11866 | 0.11547 | 0.096 | 0.096 | 7429.4976 | 0 | 0 | 7429.4976
2021-12-30 | 1 | 0 | 15649 | 0 | 0 | 2 | 0 | 15649 | 0 | 0 | 3 | 7619.9 | 16727 | 7619.9 | 77002.7 | 7619.9 | 7619.9 | 77002.7 | 0.11789 | 0.1148 | 0.096 | 0.096 | 7392.2592 | 0 | 0 | 7392.2592
2021-12-31 | 1 | 0 | 15649 | 0 | 0 | 2 | 0 | 15649 | 0 | 0 | 3 | 8578.6 | 16727 | 8578.6 | 87898 | 8578.6 | 8578.6 | 87898 | 0.11691 | 0.11393 | 0.096 | 0.096 | 8438.208 | 0 | 0 | 8438.208
2022-01-01 | 1 | 0 | 15649 | 0 | 0 | 2 | 0 | 15649 | 0 | 0 | 3 | 7802.3 | 16727 | 7802.3 | 79732.4 | 7802.3 | 7802.3 | 79732.4 | 0.11587 | 0.11299 | 0.096 | 0.096 | 7654.3104 | 0 | 0 | 7654.3104
2022-01-02 | 1 | 0 | 15649 | 0 | 0 | 2 | 0 | 15649 | 0 | 0 | 3 | 7535.3 | 16727 | 7535.3 | 77289.1 | 7535.3 | 7535.3 | 77289.1 | 0.11516 | 0.11236 | 0.096 | 0.096 | 7419.7536 | 0 | 0 | 7419.7536
2022-01-03 | 1 | 0 | 15649 | 0 | 0 | 2 | 0 | 15649 | 0 | 0 | 3 | 7401.6 | 16727 | 7401.6 | 76403.6 | 7401.6 | 7401.6 | 76403.6 | 0.11289 | 0.1101 | 0.096 | 0.096 | 7334.7456 | 0 | 0 | 7334.7456
2022-01-04 | 1 | 0 | 15649 | 0 | 0 | 2 | 0 | 15649 | 0 | 0 | 3 | 554.6 | 16727 | 554.6 | 6190.4 | 554.6 | 554.6 | 6190.4 | 0.11399 | 0.11107 | 0.096 | 0.096 | 594.2784 | 0 | 0 | 594.2784
2022-01-07 | 1 | 5792.2 | 15649 | 5792.2 | 24656.5 | 2 | 0 | 15649 | 0 | 0 | 3 | 0 | 16727 | 0 | 0 | 5792.2 | 5792.2 | 24656.5 | 0.11617 | 0.11318 | 0.096 | 0.096 | 2367.024 | 2367.024 | 0 | 0
2022-01-08 | 1 | 22808.2 | 15649 | 15649 | 106521.5 | 2 | 0 | 15649 | 0 | 0 | 3 | 0 | 16727 | 0 | 0 | 22808.2 | 15649 | 106521.5 | 0.12151 | 0.11541 | 0.096 | 0.096 | 10226.064 | 10226.064 | 0 | 0
2022-01-09 | 1 | 12653.6 | 15649 | 12653.6 | 125339.1 | 2 | 0 | 15649 | 0 | 0 | 3 | 0 | 16727 | 0 | 0 | 12653.6 | 12653.6 | 125339.1 | 0.11902 | 0.11314 | 0.096 | 0.096 | 12032.5536 | 12032.5536 | 0 | 0
2022-01-10 | 1 | 13311.4 | 15649 | 13311.4 | 130572.2 | 2 | 0 | 15649 | 0 | 0 | 3 | 0 | 16727 | 0 | 0 | 13311.4 | 13311.4 | 130572.2 | 0.11876 | 0.11296 | 0.096 | 0.096 | 12534.9312 | 12534.9312 | 0 | 0
2022-01-11 | 1 | 20944.9 | 15649 | 15649 | 96319.3 | 2 | 0 | 15649 | 0 | 0 | 3 | 0 | 16727 | 0 | 0 | 20944.9 | 15649 | 96319.3 | 0.12304 | 0.11517 | 0.096 | 0.096 | 9246.6528 | 9246.6528 | 0 | 0
2022-01-12 | 1 | 22829.1 | 15649 | 15649 | 101299.9 | 2 | 0 | 15649 | 0 | 0 | 3 | 0 | 16727 | 0 | 0 | 22829.1 | 15649 | 101299.9 | 0.12734 | 0.11694 | 0.096 | 0.096 | 9724.7904 | 9724.7904 | 0 | 0
2022-01-13 | 1 | 25154.5 | 15649 | 15649 | 82776.6 | 2 | 0 | 15649 | 0 | 0 | 3 | 0 | 16727 | 0 | 0 | 25154.5 | 15649 | 82776.6 | 0.13321 | 0.11946 | 0.096 | 0.096 | 7946.5536 | 7946.5536 | 0 | 0
2022-01-14 | 1 | 17747.7 | 15649 | 15649 | 128949.1 | 2 | 0 | 15649 | 0 | 0 | 3 | 16.4 | 16727 | 16.4 | 1487.8 | 17764.1 | 15665.4 | 130436.9 | 0.13358 | 0.11964 | 0.096 | 0.096 | 12521.9424 | 12379.1136 | 0 | 142.8288
2022-01-15 | 1 | 9470 | 15649 | 9470 | 131650.4 | 2 | 0 | 15649 | 0 | 0 | 3 | 150.7 | 16727 | 150.7 | 4652.8 | 9620.7 | 9620.7 | 136303.2 | 0.13054 | 0.11725 | 0.096 | 0.096 | 13085.1072 | 12638.4384 | 0 | 446.6688
2022-01-16 | 1 | 10704.2 | 15649 | 10704.2 | 55312.9 | 2 | 0 | 15649 | 0 | 0 | 3 | 15906.1 | 16727 | 15906.1 | 59147.7 | 26610.3 | 26610.3 | 114460.6 | 0.13439 | 0.12159 | 0.096 | 0.096 | 10988.2176 | 5310.0384 | 0 | 5678.1792
2022-01-17 | 1 | 0 | 15649 | 0 | 0 | 2 | 0 | 15649 | 0 | 0 | 3 | 25856.2 | 16727 | 16727 | 73791.3 | 25856.2 | 16727 | 73791.3 | 0.13946 | 0.12393 | 0.096 | 0.096 | 7083.9648 | 0 | 0 | 7083.9648
2022-01-18 | 1 | 0 | 15649 | 0 | 0 | 2 | 0 | 15649 | 0 | 0 | 3 | 24270.5 | 16727 | 16727 | 70096.6 | 24270.5 | 16727 | 70096.6 | 0.14425 | 0.12662 | 0.096 | 0.096 | 6729.2736 | 0 | 0 | 6729.2736
2022-01-19 | 1 | 0 | 15649 | 0 | 0 | 2 | 0 | 15649 | 0 | 0 | 3 | 11371.4 | 16727 | 11371.4 | 69794.9 | 11371.4 | 11371.4 | 69794.9 | 0.14543 | 0.12792 | 0.096 | 0.096 | 6700.3104 | 0 | 0 | 6700.3104
2022-01-20 | 1 | 0 | 15649 | 0 | 0 | 2 | 0 | 15649 | 0 | 0 | 3 | 7512.6 | 16727 | 7512.6 | 69455.2 | 7512.6 | 7512.6 | 69455.2 | 0.14643 | 0.1287 | 0.096 | 0.096 | 6667.6992 | 0 | 0 | 6667.6992
2022-01-21 | 1 | 0 | 15649 | 0 | 0 | 2 | 0 | 15649 | 0 | 0 | 3 | 7640.2 | 16727 | 7640.2 | 71835.7 | 7640.2 | 7640.2 | 71835.7 | 0.14731 | 0.12935 | 0.096 | 0.096 | 6896.2272 | 0 | 0 | 6896.2272
2022-01-22 | 1 | 0 | 15649 | 0 | 0.9 | 2 | 0 | 15649 | 0 | 0 | 3 | 7730.8 | 16727 | 7730.8 | 73424.1 | 7730.8 | 7730.8 | 73425 | 0.14823 | 0.13004 | 0.096 | 0.096 | 7048.8 | 0.0864 | 0 | 7048.7136
2022-01-23 | 1 | 13668.7 | 15649 | 13668.7 | 69003 | 2 | 0 | 15649 | 0 | 0 | 3 | 7728.4 | 16727 | 7728.4 | 74587.8 | 21397.1 | 21397.1 | 143590.8 | 0.15026 | 0.13225 | 0.096 | 0.096 | 13784.7168 | 6624.288 | 0 | 7160.4288
2022-01-24 | 1 | 13490.2 | 15649 | 13490.2 | 133787.7 | 2 | 0 | 15649 | 0 | 0 | 3 | 7731.7 | 16727 | 7731.7 | 74613.5 | 21221.9 | 21221.9 | 208401.2 | 0.14893 | 0.13145 | 0.096 | 0.096 | 20006.5152 | 12843.6192 | 0 | 7162.896
2022-01-25 | 1 | 25098.6 | 15649 | 15649 | 86761.2 | 2 | 0 | 15649 | 0 | 0 | 3 | 7661.3 | 16727 | 7661.3 | 74715.7 | 32759.9 | 23310.3 | 161476.9 | 0.15152 | 0.13102 | 0.096 | 0.096 | 15501.7824 | 8329.0752 | 0 | 7172.7072
2022-01-26 | 1 | 11128.4 | 15649 | 11128.4 | 110604.8 | 2 | 0 | 15649 | 0 | 0 | 3 | 5002.4 | 16727 | 5002.4 | 48845 | 16130.8 | 16130.8 | 159449.8 | 0.15216 | 0.13132 | 0.096 | 0.096 | 15307.1808 | 10618.0608 | 0 | 4689.12
2022-02-01 | 1 | 1932.1 | 15649 | 1932.1 | 7445.8 | 2 | 0 | 15649 | 0 | 0 | 3 | 0 | 16727 | 0 | 0 | 1932.1 | 1932.1 | 7445.8 | 0.15128 | 0.13134 | 0.096 | 0.096 | 714.7968 | 714.7968 | 0 | 0
2022-02-02 | 1 | 15722.2 | 15649 | 15649 | 94612.2 | 2 | 0 | 15649 | 0 | 0 | 3 | 0 | 16727 | 0 | 0 | 15722.2 | 15649 | 94612.2 | 0.15107 | 0.13074 | 0.096 | 0.096 | 9082.7712 | 9082.7712 | 0 | 0
2022-02-03 | 1 | 11011.7 | 15649 | 11011.7 | 108435.7 | 2 | 0 | 15649 | 0 | 0 | 3 | 0 | 16727 | 0 | 0 | 11011.7 | 11011.7 | 108435.7 | 0.15097 | 0.13077 | 0.096 | 0.096 | 10409.8272 | 10409.8272 | 0 | 0
2022-02-04 | 1 | 17146.8 | 15649 | 15649 | 99056.9 | 2 | 0 | 15649 | 0 | 0 | 3 | 71 | 16727 | 71 | 5750.5 | 17217.8 | 15720 | 104807.4 | 0.15289 | 0.13235 | 0.096 | 0.096 | 10061.5104 | 9509.4624 | 0 | 552.048
2022-02-05 | 1 | 34436.9 | 15649 | 15649 | 78380.8 | 2 | 0 | 15649 | 0 | 0 | 3 | 4044.1 | 16727 | 4044.1 | 28858.9 | 38481 | 19693.1 | 107239.7 | 0.16193 | 0.13513 | 0.096 | 0.096 | 10295.0112 | 7524.5568 | 0 | 2770.4544
2022-02-06 | 1 | 35365.1 | 15649 | 15649 | 77203.3 | 2 | 0 | 15649 | 0 | 0 | 3 | 7972.9 | 16727 | 7972.9 | 81278.9 | 43338 | 23621.9 | 158482.2 | 0.16979 | 0.13699 | 0.096 | 0.096 | 15214.2912 | 7411.5168 | 0 | 7802.7744
2022-02-07 | 1 | 33579 | 15649 | 15649 | 78046.9 | 2 | 0 | 15649 | 0 | 0 | 3 | 7667.4 | 16727 | 7667.4 | 82629.3 | 41246.4 | 23316.4 | 160676.2 | 0.17624 | 0.13844 | 0.096 | 0.096 | 15424.9152 | 7492.5024 | 0 | 7932.4128
2022-02-08 | 1 | 16817.7 | 15649 | 15649 | 103809.7 | 2 | 0 | 15649 | 0 | 0 | 3 | 347.6 | 16727 | 347.6 | 5547.3 | 17165.3 | 15996.6 | 109357 | 0.17753 | 0.13974 | 0.096 | 0.096 | 10498.272 | 9965.7312 | 0 | 532.5408
2022-02-09 | 1 | 16395.8 | 15649 | 15649 | 117372.5 | 2 | 0 | 15649 | 0 | 0 | 3 | 3668.8 | 16727 | 3668.8 | 37357.4 | 20064.6 | 19317.8 | 154729.9 | 0.17714 | 0.14005 | 0.096 | 0.096 | 14854.0704 | 11267.76 | 0 | 3586.3104
2022-02-10 | 1 | 12547.5 | 15649 | 12547.5 | 109722.3 | 2 | 0 | 15649 | 0 | 0 | 3 | 7801.9 | 16727 | 7801.9 | 82385.9 | 20349.4 | 20349.4 | 192108.2 | 0.17322 | 0.13818 | 0.096 | 0.096 | 18442.3872 | 10533.3408 | 0 | 7909.0464
2022-02-11 | 1 | 12104.2 | 15649 | 12104.2 | 115341.3 | 2 | 0 | 15649 | 0 | 0 | 3 | 3559.4 | 16727 | 3559.4 | 38254.1 | 15663.6 | 15663.6 | 153595.4 | 0.16963 | 0.1359 | 0.096 | 0.096 | 14745.1584 | 11072.7648 | 0 | 3672.3936
2022-02-12 | 1 | 19185.9 | 15649 | 15649 | 117050.6 | 2 | 0 | 15649 | 0 | 0 | 3 | 0 | 16727 | 0 | 0 | 19185.9 | 15649 | 117050.6 | 0.16808 | 0.13549 | 0.096 | 0.096 | 11236.8576 | 11236.8576 | 0 | 0
2022-02-13 | 1 | 13673.4 | 15649 | 13673.4 | 136503 | 2 | 0 | 15649 | 0 | 0 | 3 | 800.8 | 16727 | 800.8 | 10702.5 | 14474.2 | 14474.2 | 147205.5 | 0.16755 | 0.13516 | 0.096 | 0.096 | 14131.728 | 13104.288 | 0 | 1027.44
2022-02-14 | 1 | 17318.3 | 15649 | 15649 | 117404.5 | 2 | 0 | 15649 | 0 | 0 | 3 | 7626.8 | 16727 | 7626.8 | 79480.9 | 24945.1 | 23275.8 | 196885.4 | 0.1677 | 0.13544 | 0.096 | 0.096 | 18900.9984 | 11270.832 | 0 | 7630.1664
2022-02-15 | 1 | 16247.4 | 15649 | 15649 | 120317.3 | 2 | 0 | 15649 | 0 | 0 | 3 | 7733 | 16727 | 7733 | 79490.8 | 23980.4 | 23382 | 199808.1 | 0.16381 | 0.13374 | 0.096 | 0.096 | 19181.5776 | 11550.4608 | 0 | 7631.1168
2022-02-16 | 1 | 21070.4 | 15649 | 15649 | 91440.8 | 2 | 0 | 15649 | 0 | 0 | 3 | 7908.5 | 16727 | 7908.5 | 80014.7 | 28978.9 | 23557.5 | 171455.5 | 0.16238 | 0.13334 | 0.096 | 0.096 | 16459.728 | 8778.3168 | 0 | 7681.4112
2022-02-17 | 1 | 22256.8 | 15649 | 15649 | 83159 | 2 | 0 | 15649 | 0 | 0 | 3 | 7721 | 16727 | 7721 | 81677.5 | 29977.8 | 23370 | 164836.5 | 0.16016 | 0.1325 | 0.096 | 0.096 | 15824.304 | 7983.264 | 0 | 7841.04
2022-02-18 | 1 | 26239.5 | 15649 | 15649 | 78731.8 | 2 | 0 | 15649 | 0 | 0 | 3 | 7539.9 | 16727 | 7539.9 | 80110.6 | 33779.4 | 23188.9 | 158842.4 | 0.16313 | 0.13348 | 0.096 | 0.096 | 15248.8704 | 7558.2528 | 0 | 7690.6176
2022-02-19 | 1 | 28317 | 15649 | 15649 | 78388.8 | 2 | 0 | 15649 | 0 | 0 | 3 | 454.7 | 16727 | 454.7 | 5006.8 | 28771.7 | 16103.7 | 83395.6 | 0.17043 | 0.13703 | 0.096 | 0.096 | 8005.9776 | 7525.3248 | 0 | 480.6528
2022-02-20 | 1 | 27351.2 | 15649 | 15649 | 76927.5 | 2 | 0 | 15649 | 0 | 0 | 3 | 0 | 16727 | 0 | 0 | 27351.2 | 15649 | 76927.5 | 0.17232 | 0.13549 | 0.096 | 0.096 | 7385.04 | 7385.04 | 0 | 0
2022-02-21 | 1 | 29139.6 | 15649 | 15649 | 77200.4 | 2 | 0 | 15649 | 0 | 0 | 3 | 0 | 16727 | 0 | 0 | 29139.6 | 15649 | 77200.4 | 0.17304 | 0.13508 | 0.096 | 0.096 | 7411.2384 | 7411.2384 | 0 | 0
2022-02-22 | 1 | 28920.7 | 15649 | 15649 | 77878.8 | 2 | 0 | 15649 | 0 | 0 | 3 | 0 | 16727 | 0 | 0 | 28920.7 | 15649 | 77878.8 | 0.17391 | 0.13452 | 0.096 | 0.096 | 7476.3648 | 7476.3648 | 0 | 0
2022-02-23 | 1 | 27241.6 | 15649 | 15649 | 77009.7 | 2 | 0 | 15649 | 0 | 0 | 3 | 0 | 16727 | 0 | 0 | 27241.6 | 15649 | 77009.7 | 0.17777 | 0.13539 | 0.096 | 0.096 | 7392.9312 | 7392.9312 | 0 | 0
2022-02-24 | 1 | 28144.1 | 15649 | 15649 | 75753 | 2 | 0 | 15649 | 0 | 0 | 3 | 0 | 16727 | 0 | 0 | 28144.1 | 15649 | 75753 | 0.18291 | 0.13731 | 0.096 | 0.096 | 7272.288 | 7272.288 | 0 | 0
2022-02-25 | 1 | 22279.7 | 15649 | 15649 | 57356.1 | 2 | 0 | 15649 | 0 | 0 | 3 | 0 | 16727 | 0 | 0 | 22279.7 | 15649 | 57356.1 | 0.18749 | 0.13996 | 0.096 | 0.096 | 5506.1856 | 5506.1856 | 0 | 0
2022-02-28 | 1 | 6226.9 | 15649 | 6226.9 | 23723.5 | 2 | 0 | 15649 | 0 | 0 | 3 | 0 | 16727 | 0 | 0 | 6226.9 | 6226.9 | 23723.5 | 0.18958 | 0.14142 | 0.096 | 0.096 | 2277.456 | 2277.456 | 0 | 0
2022-03-01 | 1 | 8472.3 | 15649 | 8472.3 | 25215.5 | 2 | 0 | 15649 | 0 | 0 | 3 | 0 | 16727 | 0 | 0 | 8472.3 | 8472.3 | 25215.5 | 0.19222 | 0.14248 | 0.096 | 0.096 | 2420.688 | 2420.688 | 0 | 0
2022-03-02 | 1 | 0 | 15649 | 0 | 0 | 2 | 0 | 15649 | 0 | 0 | 3 | 94.6 | 16727 | 94.6 | 4998.4 | 94.6 | 94.6 | 4998.4 | 0.19749 | 0.14478 | 0.096 | 0.096 | 479.8464 | 0 | 0 | 479.8464
2022-03-03 | 1 | 0 | 15649 | 0 | 0 | 2 | 0 | 15649 | 0 | 0 | 3 | 6025.6 | 16727 | 6025.6 | 60965.7 | 6025.6 | 6025.6 | 60965.7 | 0.19541 | 0.14395 | 0.096 | 0.096 | 5852.7072 | 0 | 0 | 5852.7072
2022-03-04 | 1 | 0 | 15649 | 0 | 0 | 2 | 0 | 15649 | 0 | 0 | 3 | 12395.6 | 16727 | 12395.6 | 128893.7 | 12395.6 | 12395.6 | 128893.7 | 0.19609 | 0.14416 | 0.096 | 0.096 | 12373.7952 | 0 | 0 | 12373.7952
2022-03-05 | 1 | 315.6 | 15649 | 315.6 | 2318.3 | 2 | 0 | 15649 | 0 | 0 | 3 | 14868.6 | 16727 | 14868.6 | 140446.9 | 15184.2 | 15184.2 | 142765.2 | 0.1922 | 0.14232 | 0.096 | 0.096 | 13705.4592 | 222.5568 | 0 | 13482.9024
2022-03-06 | 1 | 23791.4 | 15649 | 15649 | 59497.8 | 2 | 0 | 15649 | 0 | 0 | 3 | 13173 | 16727 | 13173 | 143251.8 | 36964.4 | 28822 | 202749.6 | 0.19233 | 0.14169 | 0.096 | 0.096 | 19463.9616 | 5711.7888 | 0 | 13752.1728
2022-03-07 | 1 | 18307.2 | 15649 | 15649 | 82776.1 | 2 | 0 | 15649 | 0 | 0 | 3 | 11571.1 | 16727 | 11571.1 | 123111.2 | 29878.3 | 27220.1 | 205887.3 | 0.19237 | 0.14236 | 0.096 | 0.096 | 19765.1808 | 7946.5056 | 0 | 11818.6752
2022-03-08 | 1 | 6759.8 | 15649 | 6759.8 | 83525.1 | 2 | 0 | 15649 | 0 | 0 | 3 | 7862.7 | 16727 | 7862.7 | 83723.7 | 14622.5 | 14622.5 | 167248.8 | 0.1884 | 0.13964 | 0.096 | 0.096 | 16055.8848 | 8018.4096 | 0 | 8037.4752
2022-03-09 | 1 | 8118.7 | 15649 | 8118.7 | 91719.9 | 2 | 0 | 15649 | 0 | 0 | 3 | 7962.4 | 16727 | 7962.4 | 85085.2 | 16081.1 | 16081.1 | 176805.1 | 0.17893 | 0.13609 | 0.096 | 0.096 | 16973.2896 | 8805.1104 | 0 | 8168.1792
2022-03-10 | 1 | 16153 | 15649 | 15649 | 92380.7 | 2 | 0 | 15649 | 0 | 0 | 3 | 8075.2 | 16727 | 8075.2 | 86211.8 | 24228.2 | 23724.2 | 178592.5 | 0.1729 | 0.13539 | 0.096 | 0.096 | 17144.88 | 8868.5472 | 0 | 8276.3328
2022-03-11 | 1 | 12335.1 | 15649 | 12335.1 | 106599.5 | 2 | 0 | 15649 | 0 | 0 | 3 | 8159.3 | 16727 | 8159.3 | 86884.2 | 20494.4 | 20494.4 | 193483.7 | 0.16596 | 0.13348 | 0.096 | 0.096 | 18574.4352 | 10233.552 | 0 | 8340.8832
2022-03-12 | 1 | 12053.4 | 15649 | 12053.4 | 119839.9 | 2 | 0 | 15649 | 0 | 0 | 3 | 4013.1 | 16727 | 4013.1 | 43541.2 | 16066.5 | 16066.5 | 163381.1 | 0.16335 | 0.13163 | 0.096 | 0.096 | 15684.5856 | 11504.6304 | 0 | 4179.9552
2022-03-13 | 1 | 30540.6 | 15649 | 15649 | 91916.5 | 2 | 0 | 15649 | 0 | 0 | 3 | 0 | 16727 | 0 | 0 | 30540.6 | 15649 | 91916.5 | 0.16881 | 0.13284 | 0.096 | 0.096 | 8823.984 | 8823.984 | 0 | 0
2022-03-14 | 1 | 11640.3 | 15649 | 11640.3 | 116308.4 | 2 | 0 | 15649 | 0 | 0 | 3 | 0 | 16727 | 0 | 0 | 11640.3 | 11640.3 | 116308.4 | 0.16991 | 0.13321 | 0.096 | 0.096 | 11165.6064 | 11165.6064 | 0 | 0
2022-03-15 | 1 | 12693.7 | 15649 | 12693.7 | 115487.1 | 2 | 0 | 15649 | 0 | 0 | 3 | 0 | 16727 | 0 | 0 | 12693.7 | 12693.7 | 115487.1 | 0.17086 | 0.13378 | 0.096 | 0.096 | 11086.7616 | 11086.7616 | 0 | 0
2022-03-16 | 1 | 11575.6 | 15649 | 11575.6 | 113281.5 | 2 | 0 | 15649 | 0 | 0 | 3 | 0 | 16727 | 0 | 0 | 11575.6 | 11575.6 | 113281.5 | 0.16897 | 0.13281 | 0.096 | 0.096 | 10875.024 | 10875.024 | 0 | 0
2022-03-17 | 1 | 19858.5 | 15649 | 15649 | 94491.8 | 2 | 0 | 15649 | 0 | 0 | 3 | 0 | 16727 | 0 | 0 | 19858.5 | 15649 | 94491.8 | 0.17291 | 0.13506 | 0.096 | 0.096 | 9071.2128 | 9071.2128 | 0 | 0
2022-03-18 | 1 | 17439.2 | 15649 | 15649 | 87379.3 | 2 | 0 | 15649 | 0 | 0 | 3 | 0 | 16727 | 0 | 0 | 17439.2 | 15649 | 87379.3 | 0.17616 | 0.1371 | 0.096 | 0.096 | 8388.4128 | 8388.4128 | 0 | 0
2022-03-19 | 1 | 10560.7 | 15649 | 10560.7 | 105238.6 | 2 | 0 | 15649 | 0 | 0 | 3 | 31.7 | 16727 | 31.7 | 1692.9 | 10592.4 | 10592.4 | 106931.5 | 0.17703 | 0.13709 | 0.096 | 0.096 | 10265.424 | 10102.9056 | 0 | 162.5184
2022-03-20 | 1 | 10403.5 | 15649 | 10403.5 | 103763.1 | 2 | 0 | 15649 | 0 | 0 | 3 | 3562.1 | 16727 | 3562.1 | 19491.1 | 13965.6 | 13965.6 | 123254.2 | 0.17511 | 0.1362 | 0.096 | 0.096 | 11832.4032 | 9961.2576 | 0 | 1871.1456
2022-03-21 | 1 | 11123.8 | 15649 | 11123.8 | 110770.7 | 2 | 0 | 15649 | 0 | 0 | 3 | 10619.3 | 16727 | 10619.3 | 112271.4 | 21743.1 | 21743.1 | 223042.1 | 0.16974 | 0.13342 | 0.096 | 0.096 | 21412.0416 | 10633.9872 | 0 | 10778.0544
2022-03-22 | 1 | 10836.3 | 15649 | 10836.3 | 100626.7 | 2 | 0 | 15649 | 0 | 0 | 3 | 11467.3 | 16727 | 11467.3 | 122464 | 22303.6 | 22303.6 | 223090.7 | 0.16334 | 0.13071 | 0.096 | 0.096 | 21416.7072 | 9660.1632 | 0 | 11756.544
2022-03-23 | 1 | 8773.9 | 15649 | 8773.9 | 95470.5 | 2 | 0 | 15649 | 0 | 0 | 3 | 12168.7 | 16727 | 12168.7 | 134567.9 | 20942.6 | 20942.6 | 230038.4 | 0.15461 | 0.12678 | 0.096 | 0.096 | 22083.6864 | 9165.168 | 0 | 12918.5184
2022-03-24 | 1 | 9595.2 | 15649 | 9595.2 | 95553.6 | 2 | 0 | 15649 | 0 | 0 | 3 | 9933.5 | 16727 | 9933.5 | 111016.8 | 19528.7 | 19528.7 | 206570.4 | 0.14722 | 0.12345 | 0.096 | 0.096 | 19830.7584 | 9173.1456 | 0 | 10657.6128
2022-03-25 | 1 | 10699.4 | 15649 | 10699.4 | 106336.7 | 2 | 0 | 15649 | 0 | 0 | 3 | 11696 | 16727 | 11696 | 130046.7 | 22395.4 | 22395.4 | 236383.4 | 0.13955 | 0.12016 | 0.096 | 0.096 | 22692.8064 | 10208.3232 | 0 | 12484.4832
2022-03-26 | 1 | 11703.4 | 15649 | 11703.4 | 116120.6 | 2 | 0 | 15649 | 0 | 0 | 3 | 10420.9 | 16727 | 10420.9 | 114709 | 22124.3 | 22124.3 | 230829.6 | 0.13266 | 0.11725 | 0.096 | 0.096 | 22159.6416 | 11147.5776 | 0 | 11012.064
2022-03-27 | 1 | 10918.5 | 15649 | 10918.5 | 108110.4 | 2 | 0 | 15649 | 0 | 0 | 3 | 11209 | 16727 | 11209 | 123455 | 22127.5 | 22127.5 | 231565.4 | 0.12661 | 0.1145 | 0.096 | 0.096 | 22230.2784 | 10378.5984 | 0 | 11851.68
2022-03-28 | 1 | 10050.5 | 15649 | 10050.5 | 100559.1 | 2 | 0 | 15649 | 0 | 0 | 3 | 12646.5 | 16727 | 12646.5 | 138243.1 | 22697 | 22697 | 238802.2 | 0.12068 | 0.11186 | 0.096 | 0.096 | 22925.0112 | 9653.6736 | 0 | 13271.3376
2022-03-29 | 1 | 9337.1 | 15649 | 9337.1 | 91141.6 | 2 | 0 | 15649 | 0 | 0 | 3 | 13195.1 | 16727 | 13195.1 | 144115.2 | 22532.2 | 22532.2 | 235256.8 | 0.11605 | 0.10902 | 0.096 | 0.096 | 22584.6528 | 8749.5936 | 0 | 13835.0592
2022-03-30 | 1 | 9446.8 | 15649 | 9446.8 | 93990.7 | 2 | 0 | 15649 | 0 | 0 | 3 | 12245.8 | 16727 | 12245.8 | 134976.7 | 21692.6 | 21692.6 | 228967.4 | 0.1143 | 0.10758 | 0.096 | 0.096 | 21980.8704 | 9023.1072 | 0 | 12957.7632
2022-03-31 | 1 | 10905.3 | 15649 | 10905.3 | 108806.8 | 2 | 0 | 15649 | 0 | 0 | 3 | 12327.8 | 16727 | 12327.8 | 137101.8 | 23233.1 | 23233.1 | 245908.6 | 0.11221 | 0.10578 | 0.096 | 0.096 | 23607.2256 | 10445.4528 | 0 | 13161.7728
2022-04-01 | 1 | 10331.6 | 15649 | 10331.6 | 94809 | 2 | 0 | 15649 | 0 | 0 | 3 | 12108.15 | 16727 | 12108.15 | 131592.985 | 22439.75 | 22439.75 | 226401.985 | 0.11174 | 0.10558 | 0.096 | 0.096 | 21734.5906 | 9101.664 | 0 | 12632.9266
2022-04-02 | 1 | 9385.2 | 15649 | 9385.2 | 93701 | 2 | 0 | 15649 | 0 | 0 | 3 | 12156.506 | 16727 | 12156.506 | 131072.709 | 21541.706 | 21541.706 | 224773.709 | 0.11122 | 0.10525 | 0.096 | 0.096 | 21578.2761 | 8995.296 | 0 | 12582.9801
2022-04-03 | 1 | 11033.1 | 15649 | 11033.1 | 114275.8 | 2 | 0 | 15649 | 0 | 0 | 3 | 3806.467 | 16727 | 3806.467 | 41180.542 | 14839.567 | 14839.567 | 155456.342 | 0.11112 | 0.10518 | 0.096 | 0.096 | 14923.8088 | 10970.4768 | 0 | 3953.332
2022-04-04 | 1 | 9193.6 | 15649 | 9193.6 | 103933.4 | 2 | 0 | 15649 | 0 | 0 | 3 | 0 | 16727 | 0 | 0 | 9193.6 | 9193.6 | 103933.4 | 0.11081 | 0.10483 | 0.096 | 0.096 | 9977.6064 | 9977.6064 | 0 | 0
2022-04-05 | 1 | 9177.3 | 15649 | 9177.3 | 101638.6 | 2 | 0 | 15649 | 0 | 0 | 3 | 0 | 16727 | 0 | 0 | 9177.3 | 9177.3 | 101638.6 | 0.10767 | 0.10311 | 0.096 | 0.096 | 9757.3056 | 9757.3056 | 0 | 0
2022-04-06 | 1 | 9303.9 | 15649 | 9303.9 | 102681.9 | 2 | 0 | 15649 | 0 | 0 | 3 | 0 | 16727 | 0 | 0 | 9303.9 | 9303.9 | 102681.9 | 0.10584 | 0.10171 | 0.096 | 0.096 | 9857.4624 | 9857.4624 | 0 | 0
2022-04-07 | 1 | 10351.2 | 15649 | 10351.2 | 102453.3 | 2 | 0 | 15649 | 0 | 0 | 3 | 0 | 16727 | 0 | 0 | 10351.2 | 10351.2 | 102453.3 | 0.10635 | 0.10216 | 0.096 | 0.096 | 9835.5168 | 9835.5168 | 0 | 0
2022-04-08 | 1 | 10358.9 | 15649 | 10358.9 | 102658.4 | 2 | 0 | 15649 | 0 | 0 | 3 | 0 | 16727 | 0 | 0 | 10358.9 | 10358.9 | 102658.4 | 0.10678 | 0.10253 | 0.096 | 0.096 | 9855.2064 | 9855.2064 | 0 | 0
2022-04-09 | 1 | 10216.2 | 15649 | 10216.2 | 101407.2 | 2 | 0 | 15649 | 0 | 0 | 3 | 41.825 | 16727 | 41.825 | 4291.015 | 10258.025 | 10258.025 | 105698.215 | 0.10553 | 0.10132 | 0.096 | 0.096 | 10147.0286 | 9735.0912 | 0 | 411.9374
2022-04-10 | 1 | 10778.5 | 15649 | 10778.5 | 107266.7 | 2 | 0 | 15649 | 0 | 0 | 3 | 49.102 | 16727 | 49.102 | 3869.956 | 10827.602 | 10827.602 | 111136.656 | 0.10533 | 0.10105 | 0.096 | 0.096 | 10669.119 | 10297.6032 | 0 | 371.5158
2022-04-11 | 1 | 10325.4 | 15649 | 10325.4 | 102502.9 | 2 | 0 | 15649 | 0 | 0 | 3 | 39.777 | 16727 | 39.777 | 2508.864 | 10365.177 | 10365.177 | 105011.764 | 0.10542 | 0.10109 | 0.096 | 0.096 | 10081.1293 | 9840.2784 | 0 | 240.8509
2022-04-12 | 1 | 8630.1 | 15649 | 8630.1 | 86280.3 | 2 | 0 | 15649 | 0 | 0 | 3 | 0 | 16727 | 0 | 0 | 8630.1 | 8630.1 | 86280.3 | 0.101 | 0.099751 | 0.096 | 0.096 | 8282.9088 | 8282.9088 | 0 | 0
2022-04-13 | 1 | 3548.8 | 15649 | 3548.8 | 10374.3 | 2 | 0 | 15649 | 0 | 0 | 3 | 0 | 16727 | 0 | 0 | 3548.8 | 3548.8 | 10374.3 | 0.10155 | 0.10028 | 0.096 | 0.096 | 995.9328 | 995.9328 | 0 | 0
2022-04-22 | 1 | 0 | 15649 | 0 | 0 | 2 | 0 | 15649 | 0 | 0 | 3 | 28.003 | 16727 | 28.003 | 1793.301 | 28.003 | 28.003 | 1793.301 | 0.10131 | 0.1 | 0.096 | 0.096 | 172.1569 | 0 | 0 | 172.1569
2022-04-23 | 1 | 0 | 15649 | 0 | 0 | 2 | 0 | 15649 | 0 | 0 | 3 | 754.677 | 16727 | 754.677 | 10513.696 | 754.677 | 754.677 | 10513.696 | 0.10122 | 0.09988 | 0.096 | 0.096 | 1009.3148 | 0 | 0 | 1009.3148
2022-04-24 | 1 | 0 | 15649 | 0 | 0 | 2 | 0 | 15649 | 0 | 0 | 3 | 10117.124 | 16727 | 10117.124 | 89535.391 | 10117.124 | 10117.124 | 89535.391 | 0.099157 | 0.098758 | 0.096 | 0.096 | 8595.3975 | 0 | 0 | 8595.3975
2022-04-25 | 1 | 0 | 15649 | 0 | 0 | 2 | 0 | 15649 | 0 | 0 | 3 | 8020.638 | 16727 | 8020.638 | 80786.31 | 8020.638 | 8020.638 | 80786.31 | 0.097201 | 0.097201 | 0.096 | 0.096 | 7755.4858 | 0 | 0 | 7755.4858
2022-04-29 | 1 | 0 | 15649 | 0 | 0 | 2 | 0 | 15649 | 0 | 0 | 3 | 2014.71 | 16727 | 2014.71 | 23985.952 | 2014.71 | 2014.71 | 23985.952 | 0.097084 | 0.097084 | 0.096 | 0.096 | 2302.6514 | 0 | 0 | 2302.6514
2022-04-30 | 1 | 0 | 15649 | 0 | 0 | 2 | 0 | 15649 | 0 | 0 | 3 | 11672.634 | 16727 | 11672.634 | 126834.701 | 11672.634 | 11672.634 | 126834.701 | 0.096484 | 0.096484 | 0.096 | 0.096 | 12176.1313 | 0 | 0 | 12176.1313
2022-05-01 | 1 | 0 | 15649 | 0 | 0 | 2 | 0 | 15649 | 0 | 0 | 3 | 11391.402 | 16727 | 11391.402 | 125312.541 | 11391.402 | 11391.402 | 125312.541 | 0.09627 | 0.09627 | 0.096 | 0.096 | 12030.0039 | 0 | 0 | 12030.0039
2022-05-02 | 1 | 0 | 15649 | 0 | 0 | 2 | 0 | 15649 | 0 | 0 | 3 | 12606.188 | 16727 | 12606.188 | 122970.157 | 12606.188 | 12606.188 | 122970.157 | 0.096256 | 0.096256 | 0.096 | 0.096 | 11805.1351 | 0 | 0 | 11805.1351
2022-05-03 | 1 | 0 | 15649 | 0 | 0 | 2 | 0 | 15649 | 0 | 0 | 3 | 11587.574 | 16727 | 11587.574 | 125855.116 | 11587.574 | 11587.574 | 125855.116 | 0.09642 | 0.09642 | 0.096 | 0.096 | 12082.0911 | 0 | 0 | 12082.0911
2022-05-04 | 1 | 0 | 15649 | 0 | 0 | 2 | 0 | 15649 | 0 | 0 | 3 | 12170.457 | 16727 | 12170.457 | 125538.632 | 12170.457 | 12170.457 | 125538.632 | 0.096534 | 0.096534 | 0.096 | 0.096 | 12051.7087 | 0 | 0 | 12051.7087
2022-05-05 | 1 | 0 | 15649 | 0 | 0 | 2 | 0 | 15649 | 0 | 0 | 3 | 12046.412 | 16727 | 12046.412 | 122111.778 | 12046.412 | 12046.412 | 122111.778 | 0.096708 | 0.096708 | 0.096 | 0.096 | 11722.7307 | 0 | 0 | 11722.7307
2022-05-06 | 1 | 0 | 15649 | 0 | 0 | 2 | 0 | 15649 | 0 | 0 | 3 | 12018.212 | 16727 | 12018.212 | 123610.763 | 12018.212 | 12018.212 | 123610.763 | 0.096777 | 0.096777 | 0.096 | 0.096 | 11866.6332 | 0 | 0 | 11866.6332
2022-05-07 | 1 | 0 | 15649 | 0 | 0 | 2 | 0 | 15649 | 0 | 0 | 3 | 11450.866 | 16727 | 11450.866 | 118588.223 | 11450.866 | 11450.866 | 118588.223 | 0.096847 | 0.096847 | 0.096 | 0.096 | 11384.4694 | 0 | 0 | 11384.4694
2022-05-08 | 1 | 0 | 15649 | 0 | 0 | 2 | 0 | 15649 | 0 | 0 | 3 | 11485.894 | 16727 | 11485.894 | 114984.924 | 11485.894 | 11485.894 | 114984.924 | 0.097066 | 0.097066 | 0.096 | 0.096 | 11038.5527 | 0 | 0 | 11038.5527
2022-05-09 | 1 | 0 | 15649 | 0 | 0 | 2 | 0 | 15649 | 0 | 0 | 3 | 12689.132 | 16727 | 12689.132 | 113084.236 | 12689.132 | 12689.132 | 113084.236 | 0.097652 | 0.097652 | 0.096 | 0.096 | 10856.0867 | 0 | 0 | 10856.0867
2022-05-10 | 1 | 0 | 15649 | 0 | 0 | 2 | 0 | 15649 | 0 | 0 | 3 | 11041.871 | 16727 | 11041.871 | 112362.766 | 11041.871 | 11041.871 | 112362.766 | 0.097874 | 0.097874 | 0.096 | 0.096 | 10786.8255 | 0 | 0 | 10786.8255
2022-05-11 | 1 | 0 | 15649 | 0 | 0 | 2 | 0 | 15649 | 0 | 0 | 3 | 10929.619 | 16727 | 10929.619 | 111147.946 | 10929.619 | 10929.619 | 111147.946 | 0.098152 | 0.098152 | 0.096 | 0.096 | 10670.2028 | 0 | 0 | 10670.2028
2022-05-12 | 1 | 0 | 15649 | 0 | 0 | 2 | 0 | 15649 | 0 | 0 | 3 | 10676.353 | 16727 | 10676.353 | 107257.097 | 10676.353 | 10676.353 | 107257.097 | 0.098129 | 0.098129 | 0.096 | 0.096 | 10296.6813 | 0 | 0 | 10296.6813
2022-05-13 | 1 | 0 | 15649 | 0 | 0 | 2 | 0 | 15649 | 0 | 0 | 3 | 10585.512 | 16727 | 10585.512 | 106856.714 | 10585.512 | 10585.512 | 106856.714 | 0.098338 | 0.098338 | 0.096 | 0.096 | 10258.2445 | 0 | 0 | 10258.2445
2022-05-14 | 1 | 0 | 15649 | 0 | 0 | 2 | 0 | 15649 | 0 | 0 | 3 | 10302.555 | 16727 | 10302.555 | 104196.615 | 10302.555 | 10302.555 | 104196.615 | 0.098512 | 0.098512 | 0.096 | 0.096 | 10002.875 | 0 | 0 | 10002.875
2022-05-15 | 1 | 0 | 15649 | 0 | 0 | 2 | 0 | 15649 | 0 | 0 | 3 | 10501.332 | 16727 | 10501.332 | 104495.493 | 10501.332 | 10501.332 | 104495.493 | 0.098944 | 0.098944 | 0.096 | 0.096 | 10031.5673 | 0 | 0 | 10031.5673
2022-05-16 | 1 | 0 | 15649 | 0 | 0 | 2 | 0 | 15649 | 0 | 0 | 3 | 10903.523 | 16727 | 10903.523 | 113489.35 | 10903.523 | 10903.523 | 113489.35 | 0.099134 | 0.099134 | 0.096 | 0.096 | 10894.9776 | 0 | 0 | 10894.9776
2022-05-17 | 1 | 0 | 15649 | 0 | 0 | 2 | 0 | 15649 | 0 | 0 | 3 | 8239.332 | 16727 | 8239.332 | 83664.148 | 8239.332 | 8239.332 | 83664.148 | 0.099417 | 0.099417 | 0.096 | 0.096 | 8031.7582 | 0 | 0 | 8031.7582
2022-05-18 | 1 | 0 | 15649 | 0 | 0 | 2 | 0 | 15649 | 0 | 0 | 3 | 7646.812 | 16727 | 7646.812 | 76954.891 | 7646.812 | 7646.812 | 76954.891 | 0.099358 | 0.099358 | 0.096 | 0.096 | 7387.6695 | 0 | 0 | 7387.6695
2022-05-19 | 1 | 0 | 15649 | 0 | 0 | 2 | 0 | 15649 | 0 | 0 | 3 | 7795.259 | 16727 | 7795.259 | 78608.667 | 7795.259 | 7795.259 | 78608.667 | 0.099297 | 0.099297 | 0.096 | 0.096 | 7546.432 | 0 | 0 | 7546.432
2022-05-20 | 1 | 0 | 15649 | 0 | 0 | 2 | 0 | 15649 | 0 | 0 | 3 | 7835.731 | 16727 | 7835.731 | 78554.467 | 7835.731 | 7835.731 | 78554.467 | 0.099394 | 0.099394 | 0.096 | 0.096 | 7541.2288 | 0 | 0 | 7541.2288
2022-05-21 | 1 | 0 | 15649 | 0 | 0 | 2 | 0 | 15649 | 0 | 0 | 3 | 8419.557 | 16727 | 8419.557 | 82703.079 | 8419.557 | 8419.557 | 82703.079 | 0.099544 | 0.099544 | 0.096 | 0.096 | 7939.4956 | 0 | 0 | 7939.4956
2022-05-22 | 1 | 0 | 15649 | 0 | 0 | 2 | 0 | 15649 | 0 | 0 | 3 | 9549.309 | 16727 | 9549.309 | 97403.293 | 9549.309 | 9549.309 | 97403.293 | 0.099523 | 0.099523 | 0.096 | 0.096 | 9350.7161 | 0 | 0 | 9350.7161
2022-05-23 | 1 | 0 | 15649 | 0 | 0 | 2 | 0 | 15649 | 0 | 0 | 3 | 9472.337 | 16727 | 9472.337 | 96902.356 | 9472.337 | 9472.337 | 96902.356 | 0.099446 | 0.099446 | 0.096 | 0.096 | 9302.6262 | 0 | 0 | 9302.6262
2022-05-24 | 1 | 0 | 15649 | 0 | 0 | 2 | 0 | 15649 | 0 | 0 | 3 | 9950.92 | 16727 | 9950.92 | 102514.097 | 9950.92 | 9950.92 | 102514.097 | 0.098488 | 0.098488 | 0.096 | 0.096 | 9841.3533 | 0 | 0 | 9841.3533
2022-05-25 | 1 | 0 | 15649 | 0 | 0 | 2 | 0 | 15649 | 0 | 0 | 3 | 9717.296 | 16727 | 9717.296 | 104823.704 | 9717.296 | 9717.296 | 104823.704 | 0.098335 | 0.098335 | 0.096 | 0.096 | 10063.0756 | 0 | 0 | 10063.0756
2022-05-26 | 1 | 15.3 | 15649 | 15.3 | 816.7 | 2 | 0 | 15649 | 0 | 0 | 3 | 9590.639 | 16727 | 9590.639 | 103247.779 | 9605.939 | 9605.939 | 104064.479 | 0.098222 | 0.098222 | 0.096 | 0.096 | 9990.19 | 78.4032 | 0 | 9911.7868
2022-05-27 | 1 | 1463.4 | 15649 | 1463.4 | 6695.9 | 2 | 0 | 15649 | 0 | 0 | 3 | 10408.867 | 16727 | 10408.867 | 112261.076 | 11872.267 | 11872.267 | 118956.976 | 0.097857 | 0.097857 | 0.096 | 0.096 | 11419.8697 | 642.8064 | 0 | 10777.0633
2022-05-28 | 1 | 0 | 15649 | 0 | 0 | 2 | 0 | 15649 | 0 | 0 | 3 | 11127.029 | 16727 | 11127.029 | 121726.143 | 11127.029 | 11127.029 | 121726.143 | 0.097571 | 0.097571 | 0.096 | 0.096 | 11685.7097 | 0 | 0 | 11685.7097
2022-05-29 | 1 | 0 | 15649 | 0 | 0 | 2 | 0 | 15649 | 0 | 0 | 3 | 10840.43 | 16727 | 10840.43 | 109889.318 | 10840.43 | 10840.43 | 109889.318 | 0.097708 | 0.097708 | 0.096 | 0.096 | 10549.3745 | 0 | 0 | 10549.3745
2022-05-30 | 1 | 0 | 15649 | 0 | 0 | 2 | 0 | 15649 | 0 | 0 | 3 | 11007.523 | 16727 | 11007.523 | 108094.006 | 11007.523 | 11007.523 | 108094.006 | 0.098071 | 0.098071 | 0.096 | 0.096 | 10377.0246 | 0 | 0 | 10377.0246
2022-05-31 | 1 | 0 | 15649 | 0 | 0 | 2 | 0 | 15649 | 0 | 0 | 3 | 10580.657 | 16727 | 10580.657 | 113672.436 | 10580.657 | 10580.657 | 113672.436 | 0.098174 | 0.098174 | 0.096 | 0.096 | 10912.5539 | 0 | 0 | 10912.5539
2022-06-01 | 1 | 0 | 15649 | 0 | 0 | 2 | 0 | 15649 | 0 | 0 | 3 | 8701.772 | 16727 | 8701.772 | 91341.323 | 8701.772 | 8701.772 | 91341.323 | 0.097922 | 0.097922 | 0.096 | 0.096 | 8768.767 | 0 | 0 | 8768.767
2022-06-02 | 1 | 0 | 15649 | 0 | 0 | 2 | 0 | 15649 | 0 | 0 | 3 | 7855.123 | 16727 | 7855.123 | 82038.719 | 7855.123 | 7855.123 | 82038.719 | 0.098101 | 0.098101 | 0.096 | 0.096 | 7875.717 | 0 | 0 | 7875.717
2022-06-03 | 1 | 0 | 15649 | 0 | 0 | 2 | 0 | 15649 | 0 | 0 | 3 | 7958.269 | 16727 | 7958.269 | 81866.823 | 7958.269 | 7958.269 | 81866.823 | 0.098124 | 0.098124 | 0.096 | 0.096 | 7859.215 | 0 | 0 | 7859.215
2022-06-04 | 1 | 0 | 15649 | 0 | 0 | 2 | 0 | 15649 | 0 | 0 | 3 | 612.157 | 16727 | 612.157 | 6522.946 | 612.157 | 612.157 | 6522.946 | 0.098093 | 0.098093 | 0.096 | 0.096 | 626.2028 | 0 | 0 | 626.2028
2022-06-06 | 1 | 7.7 | 15649 | 7.7 | 283.7 | 2 | 0 | 15649 | 0 | 0 | 3 | 0 | 16727 | 0 | 0 | 7.7 | 7.7 | 283.7 | 0.098123 | 0.098123 | 0.096 | 0.096 | 27.2352 | 27.2352 | 0 | 0
2022-06-07 | 1 | 3495.7 | 15649 | 3495.7 | 14288.3 | 2 | 0 | 15649 | 0 | 0 | 3 | 0 | 16727 | 0 | 0 | 3495.7 | 3495.7 | 14288.3 | 0.098954 | 0.098954 | 0.096 | 0.096 | 1371.6768 | 1371.6768 | 0 | 0
2022-06-08 | 1 | 11156.4 | 15649 | 11156.4 | 41004.8 | 2 | 0 | 15649 | 0 | 0 | 3 | 0 | 16727 | 0 | 0 | 11156.4 | 11156.4 | 41004.8 | 0.10157 | 0.10157 | 0.096 | 0.096 | 3936.4608 | 3936.4608 | 0 | 0
2022-06-09 | 1 | 15832.7 | 15649 | 15649 | 85212 | 2 | 0 | 15649 | 0 | 0 | 3 | 0 | 16727 | 0 | 0 | 15832.7 | 15649 | 85212 | 0.10384 | 0.10377 | 0.096 | 0.096 | 8180.352 | 8180.352 | 0 | 0
2022-06-10 | 1 | 6430.4 | 15649 | 6430.4 | 82362.6 | 2 | 0 | 15649 | 0 | 0 | 3 | 0 | 16727 | 0 | 0 | 6430.4 | 6430.4 | 82362.6 | 0.10326 | 0.10319 | 0.096 | 0.096 | 7906.8096 | 7906.8096 | 0 | 0
2022-06-11 | 1 | 5816.8 | 15649 | 5816.8 | 81532.8 | 2 | 0 | 15649 | 0 | 0 | 3 | 0 | 16727 | 0 | 0 | 5816.8 | 5816.8 | 81532.8 | 0.10247 | 0.1024 | 0.096 | 0.096 | 7827.1488 | 7827.1488 | 0 | 0
2022-06-12 | 1 | 5605.8 | 15649 | 5605.8 | 81593.2 | 2 | 0 | 15649 | 0 | 0 | 3 | 0 | 16727 | 0 | 0 | 5605.8 | 5605.8 | 81593.2 | 0.10151 | 0.10144 | 0.096 | 0.096 | 7832.9472 | 7832.9472 | 0 | 0
2022-06-13 | 1 | 5687 | 15649 | 5687 | 82169.5 | 2 | 0 | 15649 | 0 | 0 | 3 | 0 | 16727 | 0 | 0 | 5687 | 5687 | 82169.5 | 0.10057 | 0.10049 | 0.096 | 0.096 | 7888.272 | 7888.272 | 0 | 0
2022-06-14 | 1 | 5608.6 | 15649 | 5608.6 | 82254.8 | 2 | 0 | 15649 | 0 | 0 | 3 | 0 | 16727 | 0 | 0 | 5608.6 | 5608.6 | 82254.8 | 0.099575 | 0.099502 | 0.096 | 0.096 | 7896.4608 | 7896.4608 | 0 | 0
2022-06-15 | 1 | 5394.5 | 15649 | 5394.5 | 80399.6 | 2 | 0 | 15649 | 0 | 0 | 3 | 0 | 16727 | 0 | 0 | 5394.5 | 5394.5 | 80399.6 | 0.098486 | 0.098412 | 0.096 | 0.096 | 7718.3616 | 7718.3616 | 0 | 0
2022-06-16 | 1 | 5008 | 15649 | 5008 | 79771.1 | 2 | 0 | 15649 | 0 | 0 | 3 | 0 | 16727 | 0 | 0 | 5008 | 5008 | 79771.1 | 0.097435 | 0.097361 | 0.096 | 0.096 | 7658.0256 | 7658.0256 | 0 | 0
2022-06-17 | 1 | 4979.3 | 15649 | 4979.3 | 79452.4 | 2 | 0 | 15649 | 0 | 0 | 3 | 0 | 16727 | 0 | 0 | 4979.3 | 4979.3 | 79452.4 | 0.096271 | 0.096196 | 0.096 | 0.096 | 7627.4304 | 7627.4304 | 0 | 0
2022-06-19 | 1 | 0 | 15649 | 0 | 0 | 2 | 0 | 15649 | 0 | 0 | 3 | 62.878 | 16727 | 62.878 | 3760.418 | 62.878 | 62.878 | 3760.418 | 0.096044 | 0.095967 | 0.096 | 0.095967 | 360.8764 | 0 | 0 | 360.8764
2022-06-20 | 1 | 0 | 15649 | 0 | 0 | 2 | 0 | 15649 | 0 | 0 | 3 | 2011.477 | 16727 | 2011.477 | 28406.302 | 2011.477 | 2011.477 | 28406.302 | 0.09563 | 0.095551 | 0.096 | 0.095551 | 2714.2609 | 0 | 0 | 2714.2609
2022-06-21 | 1 | 0 | 15649 | 0 | 0 | 2 | 0 | 15649 | 0 | 0 | 3 | 7897.863 | 16727 | 7897.863 | 83520.561 | 7897.863 | 7897.863 | 83520.561 | 0.095453 | 0.095374 | 0.096 | 0.095374 | 7965.712 | 0 | 0 | 7965.712
2022-06-22 | 1 | 0 | 15649 | 0 | 0 | 2 | 0 | 15649 | 0 | 0 | 3 | 12198.264 | 16727 | 12198.264 | 113404.797 | 12198.264 | 12198.264 | 113404.797 | 0.095813 | 0.095735 | 0.096 | 0.095735 | 10856.7838 | 0 | 0 | 10856.7838
2022-06-23 | 1 | 0 | 15649 | 0 | 0 | 2 | 0 | 15649 | 0 | 0 | 3 | 9664.829 | 16727 | 9664.829 | 103311.352 | 9664.829 | 9664.829 | 103311.352 | 0.095622 | 0.095544 | 0.096 | 0.095544 | 9870.8298 | 0 | 0 | 9870.8298
2022-06-25 | 1 | 0 | 15649 | 0 | 0 | 2 | 0 | 15649 | 0 | 0 | 3 | 30.825 | 16727 | 30.825 | 1788.035 | 30.825 | 30.825 | 1788.035 | 0.09547 | 0.095389 | 0.096 | 0.095389 | 170.5582 | 0 | 0 | 170.5582
2022-06-26 | 1 | 0 | 15649 | 0 | 0 | 2 | 0 | 15649 | 0 | 0 | 3 | 2974.595 | 16727 | 2974.595 | 28123.365 | 2974.595 | 2974.595 | 28123.365 | 0.095527 | 0.095443 | 0.096 | 0.095443 | 2684.1816 | 0 | 0 | 2684.1816
2022-06-27 | 1 | 0 | 15649 | 0 | 0 | 2 | 0 | 15649 | 0 | 0 | 3 | 9891.961 | 16727 | 9891.961 | 104911.964 | 9891.961 | 9891.961 | 104911.964 | 0.095602 | 0.095519 | 0.096 | 0.095519 | 10021.0679 | 0 | 0 | 10021.0679
2022-06-28 | 1 | 0 | 15649 | 0 | 0 | 2 | 0 | 15649 | 0 | 0 | 3 | 8968.894 | 16727 | 8968.894 | 95352.004 | 8968.894 | 8968.894 | 95352.004 | 0.095692 | 0.095608 | 0.096 | 0.095608 | 9116.4206 | 0 | 0 | 9116.4206
2022-06-29 | 1 | 0 | 15649 | 0 | 0 | 2 | 0 | 15649 | 0 | 0 | 3 | 10674.382 | 16727 | 10674.382 | 114239.003 | 10674.382 | 10674.382 | 114239.003 | 0.09535 | 0.095266 | 0.096 | 0.095266 | 10883.076 | 0 | 0 | 10883.076
2022-06-30 | 1 | 0 | 15649 | 0 | 0 | 2 | 0 | 15649 | 0 | 0 | 3 | 10347.82 | 16727 | 10347.82 | 110363.69 | 10347.82 | 10347.82 | 110363.69 | 0.09549 | 0.095406 | 0.096 | 0.095406 | 10529.3071 | 0 | 0 | 10529.3071
2022-07-01 | 1 | 0 | 15649 | 0 | 0 | 2 | 0 | 15649 | 0 | 0 | 3 | 9798.874 | 16727 | 9798.874 | 104736.247 | 9798.874 | 9798.874 | 104736.247 | 0.095236 | 0.095152 | 0.096 | 0.095152 | 9965.8237 | 0 | 0 | 9965.8237
2022-07-02 | 1 | 0 | 15649 | 0 | 0 | 2 | 0 | 15649 | 0 | 0 | 3 | 8717.917 | 16727 | 8717.917 | 92549.213 | 8717.917 | 8717.917 | 92549.213 | 0.09486 | 0.094775 | 0.096 | 0.094775 | 8771.3228 | 0 | 0 | 8771.3228
2022-07-03 | 1 | 0 | 15649 | 0 | 0 | 2 | 0 | 15649 | 0 | 0 | 3 | 8246.75 | 16727 | 8246.75 | 87614.866 | 8246.75 | 8246.75 | 87614.866 | 0.094925 | 0.094839 | 0.096 | 0.094839 | 8309.2684 | 0 | 0 | 8309.2684
2022-07-04 | 1 | 0 | 15649 | 0 | 0 | 2 | 0 | 15649 | 0 | 0 | 3 | 8625.232 | 16727 | 8625.232 | 91564.15 | 8625.232 | 8625.232 | 91564.15 | 0.094879 | 0.094793 | 0.096 | 0.094793 | 8679.603 | 0 | 0 | 8679.603
2022-07-05 | 1 | 0 | 15649 | 0 | 0 | 2 | 0 | 15649 | 0 | 0 | 3 | 9385.769 | 16727 | 9385.769 | 95900.687 | 9385.769 | 9385.769 | 95900.687 | 0.09498 | 0.094894 | 0.096 | 0.094894 | 9100.3906 | 0 | 0 | 9100.3906
2022-07-06 | 1 | 0 | 15649 | 0 | 0 | 2 | 0 | 15649 | 0 | 0 | 3 | 8778.342 | 16727 | 8778.342 | 88431.439 | 8778.342 | 8778.342 | 88431.439 | 0.095071 | 0.094986 | 0.096 | 0.094986 | 8399.7322 | 0 | 0 | 8399.7322
2022-07-07 | 1 | 0 | 15649 | 0 | 0 | 2 | 0 | 15649 | 0 | 0 | 3 | 10019.118 | 16727 | 10019.118 | 101741.159 | 10019.118 | 10019.118 | 101741.159 | 0.09523 | 0.095148 | 0.096 | 0.095148 | 9680.435 | 0 | 0 | 9680.435
2022-07-08 | 1 | 0 | 15649 | 0 | 0 | 2 | 0 | 15649 | 0 | 0 | 3 | 10535.152 | 16727 | 10535.152 | 106518.84 | 10535.152 | 10535.152 | 106518.84 | 0.095405 | 0.095326 | 0.096 | 0.095326 | 10154.0618 | 0 | 0 | 10154.0618
2022-07-09 | 1 | 0 | 15649 | 0 | 0 | 2 | 0 | 15649 | 0 | 0 | 3 | 10125.02 | 16727 | 10125.02 | 101293.478 | 10125.02 | 10125.02 | 101293.478 | 0.094718 | 0.094642 | 0.096 | 0.094642 | 9586.6533 | 0 | 0 | 9586.6533
2022-07-10 | 1 | 0 | 15649 | 0 | 0 | 2 | 0 | 15649 | 0 | 0 | 3 | 9507.065 | 16727 | 9507.065 | 96186.235 | 9507.065 | 9507.065 | 96186.235 | 0.091955 | 0.091881 | 0.096 | 0.091881 | 8837.6759 | 0 | 0 | 8837.6759
2022-07-11 | 1 | 0 | 15649 | 0 | 0 | 2 | 1001.4 | 15649 | 1001.4 | 5682.1 | 3 | 10385.693 | 16727 | 10385.693 | 106420.168 | 11387.093 | 11387.093 | 112102.268 | 0.089204 | 0.089204 | 0.096 | 0.089204 | 10000.0018 | 0 | 506.8676 | 9493.1341
2022-07-12 | 1 | 0 | 15649 | 0 | 0 | 2 | 10613.2 | 15649 | 10613.2 | 40563.6 | 3 | 12402.192 | 16727 | 12402.192 | 129295.274 | 23015.392 | 23015.392 | 169858.874 | 0.092577 | 0.092577 | 0.096 | 0.092577 | 15725.1066 | 0 | 3755.2759 | 11969.8307
2022-07-13 | 1 | 0 | 15649 | 0 | 0 | 2 | 0 | 15649 | 0 | 0 | 3 | 11939.844 | 16727 | 11939.844 | 122871.703 | 11939.844 | 11939.844 | 122871.703 | 0.093446 | 0.093446 | 0.096 | 0.093446 | 11481.8441 | 0 | 0 | 11481.8441
2022-07-14 | 1 | 0 | 15649 | 0 | 0 | 2 | 0 | 15649 | 0 | 0 | 3 | 12342.912 | 16727 | 12342.912 | 127839.223 | 12342.912 | 12342.912 | 127839.223 | 0.094344 | 0.094344 | 0.096 | 0.094344 | 12060.8187 | 0 | 0 | 12060.8187
2022-07-15 | 1 | 0 | 15649 | 0 | 0 | 2 | 102 | 15649 | 102 | 1499 | 3 | 12921.965 | 16727 | 12921.965 | 135160.636 | 13023.965 | 13023.965 | 136659.636 | 0.095144 | 0.095144 | 0.096 | 0.095144 | 13002.3075 | 0 | 142.6205 | 12859.6871
2022-07-16 | 1 | 0 | 15649 | 0 | 0 | 2 | 911.7 | 15649 | 911.7 | 4533.7 | 3 | 11463.717 | 16727 | 11463.717 | 119553.166 | 12375.417 | 12375.417 | 124086.866 | 0.096144 | 0.096144 | 0.096 | 0.096 | 11912.3391 | 0 | 435.2352 | 11477.1039
2022-07-17 | 1 | 0 | 15649 | 0 | 0 | 2 | 0 | 15649 | 0 | 0 | 3 | 8981.717 | 16727 | 8981.717 | 90494.12 | 8981.717 | 8981.717 | 90494.12 | 0.097079 | 0.097079 | 0.096 | 0.096 | 8687.4355 | 0 | 0 | 8687.4355
2022-07-18 | 1 | 0 | 15649 | 0 | 0 | 2 | 0 | 15649 | 0 | 0 | 3 | 8848.825 | 16727 | 8848.825 | 90029.626 | 8848.825 | 8848.825 | 90029.626 | 0.098093 | 0.098093 | 0.096 | 0.096 | 8642.8441 | 0 | 0 | 8642.8441
2022-07-19 | 1 | 0 | 15649 | 0 | 0 | 2 | 0 | 15649 | 0 | 0 | 3 | 8802.682 | 16727 | 8802.682 | 89749.964 | 8802.682 | 8802.682 | 89749.964 | 0.099091 | 0.099091 | 0.096 | 0.096 | 8615.9965 | 0 | 0 | 8615.9965
2022-07-20 | 1 | 0 | 15649 | 0 | 0 | 2 | 0 | 15649 | 0 | 0 | 3 | 10085.113 | 16727 | 10085.113 | 102103.917 | 10085.113 | 10085.113 | 102103.917 | 0.099186 | 0.099186 | 0.096 | 0.096 | 9801.976 | 0 | 0 | 9801.976
2022-07-21 | 1 | 0 | 15649 | 0 | 0 | 2 | 0 | 15649 | 0 | 0 | 3 | 14076.189 | 16727 | 14076.189 | 150364.824 | 14076.189 | 14076.189 | 150364.824 | 0.099176 | 0.099176 | 0.096 | 0.096 | 14435.0231 | 0 | 0 | 14435.0231
2022-07-22 | 1 | 0 | 15649 | 0 | 0 | 2 | 0 | 15649 | 0 | 0 | 3 | 13938.013 | 16727 | 13938.013 | 148125.276 | 13938.013 | 13938.013 | 148125.276 | 0.099058 | 0.099058 | 0.096 | 0.096 | 14220.0265 | 0 | 0 | 14220.0265
2022-07-23 | 1 | 0 | 15649 | 0 | 0 | 2 | 0 | 15649 | 0 | 0 | 3 | 12785.137 | 16727 | 12785.137 | 133288.081 | 12785.137 | 12785.137 | 133288.081 | 0.098615 | 0.098615 | 0.096 | 0.096 | 12795.6558 | 0 | 0 | 12795.6558
2022-07-24 | 1 | 0 | 15649 | 0 | 0 | 2 | 0 | 15649 | 0 | 0 | 3 | 14085.4 | 16727 | 14085.4 | 146791.227 | 14085.4 | 14085.4 | 146791.227 | 0.098657 | 0.098657 | 0.096 | 0.096 | 14091.9578 | 0 | 0 | 14091.9578
2022-07-25 | 1 | 0 | 15649 | 0 | 0 | 2 | 0 | 15649 | 0 | 0 | 3 | 13904.524 | 16727 | 13904.524 | 144968.076 | 13904.524 | 13904.524 | 144968.076 | 0.098581 | 0.098581 | 0.096 | 0.096 | 13916.9353 | 0 | 0 | 13916.9353
2022-07-26 | 1 | 0 | 15649 | 0 | 0 | 2 | 0 | 15649 | 0 | 0 | 3 | 11911.499 | 16727 | 11911.499 | 121673.381 | 11911.499 | 11911.499 | 121673.381 | 0.098497 | 0.098497 | 0.096 | 0.096 | 11680.6446 | 0 | 0 | 11680.6446
2022-07-27 | 1 | 0 | 15649 | 0 | 0 | 2 | 0 | 15649 | 0 | 0 | 3 | 12084.046 | 16727 | 12084.046 | 125224.712 | 12084.046 | 12084.046 | 125224.712 | 0.098553 | 0.098553 | 0.096 | 0.096 | 12021.5724 | 0 | 0 | 12021.5724
2022-07-28 | 1 | 0 | 15649 | 0 | 0 | 2 | 0 | 15649 | 0 | 0 | 3 | 12390.362 | 16727 | 12390.362 | 129126.547 | 12390.362 | 12390.362 | 129126.547 | 0.098579 | 0.098579 | 0.096 | 0.096 | 12396.1485 | 0 | 0 | 12396.1485
2022-07-29 | 1 | 0 | 15649 | 0 | 0 | 2 | 0 | 15649 | 0 | 0 | 3 | 12379.12 | 16727 | 12379.12 | 128905.226 | 12379.12 | 12379.12 | 128905.226 | 0.098654 | 0.098654 | 0.096 | 0.096 | 12374.9017 | 0 | 0 | 12374.9017
2022-07-30 | 1 | 0 | 15649 | 0 | 0 | 2 | 0 | 15649 | 0 | 0 | 3 | 12342.948 | 16727 | 12342.948 | 127048.894 | 12342.948 | 12342.948 | 127048.894 | 0.098754 | 0.098754 | 0.096 | 0.096 | 12196.6938 | 0 | 0 | 12196.6938
2022-07-31 | 1 | 0 | 15649 | 0 | 0 | 2 | 0 | 15649 | 0 | 0 | 3 | 12338.248 | 16727 | 12338.248 | 127165.032 | 12338.248 | 12338.248 | 127165.032 | 0.098847 | 0.098847 | 0.096 | 0.096 | 12207.8431 | 0 | 0 | 12207.8431
2022-08-01 | 1 | 0 | 15649 | 0 | 0 | 2 | 0 | 15649 | 0 | 0 | 3 | 12486.975 | 16727 | 12486.975 | 129121.452 | 12486.975 | 12486.975 | 129121.452 | 0.09889 | 0.09889 | 0.096 | 0.096 | 12395.6594 | 0 | 0 | 12395.6594
2022-08-02 | 1 | 0 | 15649 | 0 | 0 | 2 | 0 | 15649 | 0 | 0 | 3 | 12445.988 | 16727 | 12445.988 | 129088.756 | 12445.988 | 12445.988 | 129088.756 | 0.098917 | 0.098917 | 0.096 | 0.096 | 12392.5206 | 0 | 0 | 12392.5206
2022-08-03 | 1 | 0 | 15649 | 0 | 0 | 2 | 0 | 15649 | 0 | 0 | 3 | 12556.734 | 16727 | 12556.734 | 129052.44 | 12556.734 | 12556.734 | 129052.44 | 0.098979 | 0.098979 | 0.096 | 0.096 | 12389.0342 | 0 | 0 | 12389.0342
2022-08-04 | 1 | 0 | 15649 | 0 | 0 | 2 | 0 | 15649 | 0 | 0 | 3 | 12445.432 | 16727 | 12445.432 | 127899.234 | 12445.432 | 12445.432 | 127899.234 | 0.098949 | 0.098949 | 0.096 | 0.096 | 12278.3265 | 0 | 0 | 12278.3265
2022-08-05 | 1 | 0 | 15649 | 0 | 0 | 2 | 0 | 15649 | 0 | 0 | 3 | 12305.458 | 16727 | 12305.458 | 126590.601 | 12305.458 | 12305.458 | 126590.601 | 0.098882 | 0.098882 | 0.096 | 0.096 | 12152.6977 | 0 | 0 | 12152.6977
2022-08-06 | 1 | 0 | 15649 | 0 | 0 | 2 | 0 | 15649 | 0 | 0 | 3 | 12446.7 | 16727 | 12446.7 | 128562.56 | 12446.7 | 12446.7 | 128562.56 | 0.098822 | 0.098822 | 0.096 | 0.096 | 12342.0058 | 0 | 0 | 12342.0058
2022-08-07 | 1 | 0 | 15649 | 0 | 0 | 2 | 0 | 15649 | 0 | 0 | 3 | 12390.078 | 16727 | 12390.078 | 126458.101 | 12390.078 | 12390.078 | 126458.101 | 0.098791 | 0.098791 | 0.096 | 0.096 | 12139.9777 | 0 | 0 | 12139.9777
2022-08-08 | 1 | 0 | 15649 | 0 | 0 | 2 | 0 | 15649 | 0 | 0 | 3 | 12568.501 | 16727 | 12568.501 | 128934.291 | 12568.501 | 12568.501 | 128934.291 | 0.098715 | 0.098715 | 0.096 | 0.096 | 12377.6919 | 0 | 0 | 12377.6919
2022-08-09 | 1 | 0 | 15649 | 0 | 0 | 2 | 0 | 15649 | 0 | 0 | 3 | 12392.986 | 16727 | 12392.986 | 127594.056 | 12392.986 | 12392.986 | 127594.056 | 0.098658 | 0.098658 | 0.096 | 0.096 | 12249.0294 | 0 | 0 | 12249.0294
2022-08-10 | 1 | 0 | 15649 | 0 | 0 | 2 | 0 | 15649 | 0 | 0 | 3 | 12163.753 | 16727 | 12163.753 | 125535.694 | 12163.753 | 12163.753 | 125535.694 | 0.098515 | 0.098515 | 0.096 | 0.096 | 12051.4266 | 0 | 0 | 12051.4266
2022-08-11 | 1 | 0 | 15649 | 0 | 0 | 2 | 0 | 15649 | 0 | 0 | 3 | 12184.98 | 16727 | 12184.98 | 124791.882 | 12184.98 | 12184.98 | 124791.882 | 0.096819 | 0.096819 | 0.096 | 0.096 | 11980.0207 | 0 | 0 | 11980.0207
2022-08-12 | 1 | 0 | 15649 | 0 | 0 | 2 | 0 | 15649 | 0 | 0 | 3 | 11992.296 | 16727 | 11992.296 | 123745.164 | 11992.296 | 11992.296 | 123745.164 | 0.096811 | 0.096811 | 0.096 | 0.096 | 11879.5357 | 0 | 0 | 11879.5357
2022-08-13 | 1 | 0 | 15649 | 0 | 0 | 2 | 0 | 15649 | 0 | 0 | 3 | 11930.511 | 16727 | 11930.511 | 122875.203 | 11930.511 | 11930.511 | 122875.203 | 0.096829 | 0.096829 | 0.096 | 0.096 | 11796.0195 | 0 | 0 | 11796.0195
2022-08-14 | 1 | 0 | 15649 | 0 | 0 | 2 | 0 | 15649 | 0 | 0 | 3 | 12063.667 | 16727 | 12063.667 | 125036.723 | 12063.667 | 12063.667 | 125036.723 | 0.096873 | 0.096873 | 0.096 | 0.096 | 12003.5254 | 0 | 0 | 12003.5254
2022-08-15 | 1 | 0 | 15649 | 0 | 0 | 2 | 0 | 15649 | 0 | 0 | 3 | 12102.922 | 16727 | 12102.922 | 125855.735 | 12102.922 | 12102.922 | 125855.735 | 0.096755 | 0.096755 | 0.096 | 0.096 | 12082.1506 | 0 | 0 | 12082.1506
2022-08-16 | 1 | 0 | 15649 | 0 | 0 | 2 | 0 | 15649 | 0 | 0 | 3 | 12158.566 | 16727 | 12158.566 | 125652.613 | 12158.566 | 12158.566 | 125652.613 | 0.096696 | 0.096696 | 0.096 | 0.096 | 12062.6508 | 0 | 0 | 12062.6508
2022-08-17 | 1 | 0 | 15649 | 0 | 0 | 2 | 0 | 15649 | 0 | 0 | 3 | 12210.373 | 16727 | 12210.373 | 126469.341 | 12210.373 | 12210.373 | 126469.341 | 0.096653 | 0.096653 | 0.096 | 0.096 | 12141.0567 | 0 | 0 | 12141.0567
2022-08-18 | 1 | 0 | 15649 | 0 | 0 | 2 | 0 | 15649 | 0 | 0 | 3 | 12327.585 | 16727 | 12327.585 | 127355.189 | 12327.585 | 12327.585 | 127355.189 | 0.096625 | 0.096625 | 0.096 | 0.096 | 12226.0981 | 0 | 0 | 12226.0981
2022-08-19 | 1 | 0 | 15649 | 0 | 0 | 2 | 0 | 15649 | 0 | 0 | 3 | 12290.9 | 16727 | 12290.9 | 126406.549 | 12290.9 | 12290.9 | 126406.549 | 0.096588 | 0.096588 | 0.096 | 0.096 | 12135.0287 | 0 | 0 | 12135.0287
2022-08-20 | 1 | 0 | 15649 | 0 | 0 | 2 | 0 | 15649 | 0 | 0 | 3 | 10982.374 | 16727 | 10982.374 | 110689.222 | 10982.374 | 10982.374 | 110689.222 | 0.09678 | 0.09678 | 0.096 | 0.096 | 10626.1653 | 0 | 0 | 10626.1653
2022-08-21 | 1 | 0 | 15649 | 0 | 0 | 2 | 0 | 15649 | 0 | 0 | 3 | 8658.648 | 16727 | 8658.648 | 94961.633 | 8658.648 | 8658.648 | 94961.633 | 0.096745 | 0.096745 | 0.096 | 0.096 | 9116.3168 | 0 | 0 | 9116.3168
2022-08-22 | 1 | 0 | 15649 | 0 | 0 | 2 | 0 | 15649 | 0 | 0 | 3 | 10881.834 | 16727 | 10881.834 | 112925.307 | 10881.834 | 10881.834 | 112925.307 | 0.096762 | 0.096762 | 0.096 | 0.096 | 10840.8295 | 0 | 0 | 10840.8295
2022-08-23 | 1 | 0 | 15649 | 0 | 0 | 2 | 0 | 15649 | 0 | 0 | 3 | 11084.172 | 16727 | 11084.172 | 115360.895 | 11084.172 | 11084.172 | 115360.895 | 0.096773 | 0.096773 | 0.096 | 0.096 | 11074.6459 | 0 | 0 | 11074.6459
2022-08-24 | 1 | 0 | 15649 | 0 | 0 | 2 | 0 | 15649 | 0 | 0 | 3 | 11146.808 | 16727 | 11146.808 | 116428.142 | 11146.808 | 11146.808 | 116428.142 | 0.096774 | 0.096774 | 0.096 | 0.096 | 11177.1016 | 0 | 0 | 11177.1016
2022-08-25 | 1 | 0 | 15649 | 0 | 0 | 2 | 0 | 15649 | 0 | 0 | 3 | 12447.997 | 16727 | 12447.997 | 120670.769 | 12447.997 | 12447.997 | 120670.769 | 0.096945 | 0.096945 | 0.096 | 0.096 | 11584.3938 | 0 | 0 | 11584.3938
2022-08-26 | 1 | 863.7 | 15649 | 863.7 | 4673.6 | 2 | 0 | 15649 | 0 | 0 | 3 | 12798.909 | 16727 | 12798.909 | 134383.996 | 13662.609 | 13662.609 | 139057.596 | 0.097008 | 0.097008 | 0.096 | 0.096 | 13349.5292 | 448.6656 | 0 | 12900.8636
2022-08-27 | 1 | 0 | 15649 | 0 | 0 | 2 | 0 | 15649 | 0 | 0 | 3 | 10813.913 | 16727 | 10813.913 | 111571.944 | 10813.913 | 10813.913 | 111571.944 | 0.097042 | 0.097042 | 0.096 | 0.096 | 10710.9066 | 0 | 0 | 10710.9066
2022-08-28 | 1 | 0 | 15649 | 0 | 0 | 2 | 0 | 15649 | 0 | 0 | 3 | 11495.836 | 16727 | 11495.836 | 118049.194 | 11495.836 | 11495.836 | 118049.194 | 0.097088 | 0.097088 | 0.096 | 0.096 | 11332.7226 | 0 | 0 | 11332.7226
2022-08-29 | 1 | 0 | 15649 | 0 | 0 | 2 | 0 | 15649 | 0 | 0 | 3 | 13409.106 | 16727 | 13409.106 | 136513.75 | 13409.106 | 13409.106 | 136513.75 | 0.097128 | 0.097128 | 0.096 | 0.096 | 13105.32 | 0 | 0 | 13105.32
2022-08-30 | 1 | 14269.4 | 15649 | 14269.4 | 54300.8 | 2 | 0 | 15649 | 0 | 0 | 3 | 13324.211 | 16727 | 13324.211 | 137206.868 | 27593.611 | 27593.611 | 191507.668 | 0.099514 | 0.099514 | 0.096 | 0.096 | 18384.7361 | 5212.8768 | 0 | 13171.8593
2022-08-31 | 1 | 11080.2 | 15649 | 11080.2 | 110549.7 | 2 | 0 | 15649 | 0 | 0 | 3 | 11537.394 | 16727 | 11537.394 | 117211.452 | 22617.594 | 22617.594 | 227761.152 | 0.099595 | 0.099595 | 0.096 | 0.096 | 21865.0706 | 10612.7712 | 0 | 11252.2994
2022-09-01 | 1 | 10278 | 15649 | 10278 | 102576.5 | 2 | 0 | 15649 | 0 | 0 | 3 | 11339.448 | 16727 | 11339.448 | 114538.673 | 21617.448 | 21617.448 | 217115.173 | 0.099697 | 0.099697 | 0.096 | 0.096 | 20843.0566 | 9847.344 | 0 | 10995.7126
2022-09-02 | 1 | 14465.6 | 15649 | 14465.6 | 112826.7 | 2 | 0 | 15649 | 0 | 0 | 3 | 10504.875 | 16727 | 10504.875 | 105977.803 | 24970.475 | 24970.475 | 218804.503 | 0.10055 | 0.10055 | 0.096 | 0.096 | 21005.2323 | 10831.3632 | 0 | 10173.8691
2022-09-03 | 1 | 26845.4 | 15649 | 15649 | 79472.1 | 2 | 0 | 15649 | 0 | 0 | 3 | 10610.027 | 16727 | 10610.027 | 106544.312 | 37455.427 | 26259.027 | 186016.412 | 0.10522 | 0.10249 | 0.096 | 0.096 | 17857.5756 | 7629.3216 | 0 | 10228.254
2022-09-04 | 1 | 12266.7 | 15649 | 12266.7 | 79620.7 | 2 | 0 | 15649 | 0 | 0 | 3 | 10551.629 | 16727 | 10551.629 | 107033.741 | 22818.329 | 22818.329 | 186654.441 | 0.10622 | 0.10354 | 0.096 | 0.096 | 17918.8263 | 7643.5872 | 0 | 10275.2391
2022-09-05 | 1 | 12784.9 | 15649 | 12784.9 | 79945 | 2 | 0 | 15649 | 0 | 0 | 3 | 10595.129 | 16727 | 10595.129 | 107068.045 | 23380.029 | 23380.029 | 187013.045 | 0.10734 | 0.10469 | 0.096 | 0.096 | 17953.2523 | 7674.72 | 0 | 10278.5323
2022-09-06 | 1 | 7810.6 | 15649 | 7810.6 | 77952.5 | 2 | 0 | 15649 | 0 | 0 | 3 | 10613.178 | 16727 | 10613.178 | 107117.041 | 18423.778 | 18423.778 | 185069.541 | 0.10728 | 0.10467 | 0.096 | 0.096 | 17766.6759 | 7483.44 | 0 | 10283.2359
2022-09-07 | 1 | 7799.9 | 15649 | 7799.9 | 77347.1 | 2 | 0 | 15649 | 0 | 0 | 3 | 10397.141 | 16727 | 10397.141 | 106439.679 | 18197.041 | 18197.041 | 183786.779 | 0.10722 | 0.10464 | 0.096 | 0.096 | 17643.5308 | 7425.3216 | 0 | 10218.2092
2022-09-08 | 1 | 7816.6 | 15649 | 7816.6 | 77557.7 | 2 | 0 | 15649 | 0 | 0 | 3 | 9681.233 | 16727 | 9681.233 | 97571.245 | 17497.833 | 17497.833 | 175128.945 | 0.10722 | 0.10467 | 0.096 | 0.096 | 16812.3787 | 7445.5392 | 0 | 9366.8395
2022-09-09 | 1 | 7804.1 | 15649 | 7804.1 | 77492.6 | 2 | 0 | 15649 | 0 | 0 | 3 | 9658.599 | 16727 | 9658.599 | 97757.937 | 17462.699 | 17462.699 | 175250.537 | 0.10722 | 0.10469 | 0.096 | 0.096 | 16824.0516 | 7439.2896 | 0 | 9384.762
2022-09-10 | 1 | 7855 | 15649 | 7855 | 77088.4 | 2 | 0 | 15649 | 0 | 0 | 3 | 9641.416 | 16727 | 9641.416 | 96581.047 | 17496.416 | 17496.416 | 173669.447 | 0.10723 | 0.10474 | 0.096 | 0.096 | 16672.2669 | 7400.4864 | 0 | 9271.7805
2022-09-11 | 1 | 6099.3 | 15649 | 6099.3 | 56140.3 | 2 | 0 | 15649 | 0 | 0 | 3 | 10632.676 | 16727 | 10632.676 | 108294.717 | 16731.976 | 16731.976 | 164435.017 | 0.10731 | 0.10484 | 0.096 | 0.096 | 15785.7616 | 5389.4688 | 0 | 10396.2928
2022-09-12 | 1 | 0 | 15649 | 0 | 0 | 2 | 0 | 15649 | 0 | 0 | 3 | 13056.205 | 16727 | 13056.205 | 136951.67 | 13056.205 | 13056.205 | 136951.67 | 0.10723 | 0.10476 | 0.096 | 0.096 | 13147.3603 | 0 | 0 | 13147.3603
2022-09-13 | 1 | 0 | 15649 | 0 | 0 | 2 | 0 | 15649 | 0 | 0 | 3 | 10323.933 | 16727 | 10323.933 | 105071.068 | 10323.933 | 10323.933 | 105071.068 | 0.10732 | 0.10484 | 0.096 | 0.096 | 10086.8225 | 0 | 0 | 10086.8225
2022-09-14 | 1 | 0 | 15649 | 0 | 0 | 2 | 621 | 15649 | 621 | 3442.2 | 3 | 10909.769 | 16727 | 10909.769 | 114134.484 | 11530.769 | 11530.769 | 117576.684 | 0.10739 | 0.10491 | 0.096 | 0.096 | 11287.3617 | 0 | 330.4512 | 10956.9105
2022-09-15 | 1 | 0 | 15649 | 0 | 0 | 2 | 12379 | 15649 | 12379 | 72774.5 | 3 | 8910.146 | 16727 | 8910.146 | 89476.547 | 21289.146 | 21289.146 | 162251.047 | 0.10853 | 0.10607 | 0.096 | 0.096 | 15576.1005 | 0 | 6986.352 | 8589.7485
2022-09-16 | 1 | 0 | 15649 | 0 | 0 | 2 | 10834.3 | 15649 | 10834.3 | 102571.8 | 3 | 8919.423 | 16727 | 8919.423 | 89712.635 | 19753.723 | 19753.723 | 192284.435 | 0.10862 | 0.10619 | 0.096 | 0.096 | 18459.3058 | 0 | 9846.8928 | 8612.413
2022-09-17 | 1 | 0 | 15649 | 0 | 0 | 2 | 9410.3 | 15649 | 9410.3 | 94198.3 | 3 | 9025.928 | 16727 | 9025.928 | 90248.496 | 18436.228 | 18436.228 | 184446.796 | 0.1086 | 0.1062 | 0.096 | 0.096 | 17706.8924 | 0 | 9043.0368 | 8663.8556
2022-09-18 | 1 | 0 | 15649 | 0 | 0 | 2 | 10006.9 | 15649 | 10006.9 | 96565.3 | 3 | 9119.929 | 16727 | 9119.929 | 91479.204 | 19126.829 | 19126.829 | 188044.504 | 0.10863 | 0.10626 | 0.096 | 0.096 | 18052.2724 | 0 | 9270.2688 | 8782.0036
2022-09-19 | 1 | 0 | 15649 | 0 | 0 | 2 | 9723.6 | 15649 | 9723.6 | 96989.8 | 3 | 9201.532 | 16727 | 9201.532 | 92449.041 | 18925.132 | 18925.132 | 189438.841 | 0.1085 | 0.10618 | 0.096 | 0.096 | 18186.1287 | 0 | 9311.0208 | 8875.1079
2022-09-20 | 1 | 0 | 15649 | 0 | 0 | 2 | 9817.1 | 15649 | 9817.1 | 95585 | 3 | 9229.703 | 16727 | 9229.703 | 92068.579 | 19046.803 | 19046.803 | 187653.579 | 0.10857 | 0.10629 | 0.096 | 0.096 | 18014.7436 | 0 | 9176.16 | 8838.5836
2022-09-21 | 1 | 0 | 15649 | 0 | 0 | 2 | 9898.5 | 15649 | 9898.5 | 97759.1 | 3 | 9289.393 | 16727 | 9289.393 | 93734.383 | 19187.893 | 19187.893 | 191493.483 | 0.10852 | 0.10628 | 0.096 | 0.096 | 18383.3744 | 0 | 9384.8736 | 8998.5008
2022-09-22 | 1 | 0 | 15649 | 0 | 0 | 2 | 9816.2 | 15649 | 9816.2 | 97449.5 | 3 | 8771.875 | 16727 | 8771.875 | 89055.317 | 18588.075 | 18588.075 | 186504.817 | 0.10848 | 0.10627 | 0.096 | 0.096 | 17904.4624 | 0 | 9355.152 | 8549.3104
2022-09-23 | 1 | 0 | 15649 | 0 | 0 | 2 | 9457.2 | 15649 | 9457.2 | 93757 | 3 | 311.567 | 16727 | 311.567 | 3527.246 | 9768.767 | 9768.767 | 97284.246 | 0.10862 | 0.1064 | 0.096 | 0.096 | 9339.2876 | 0 | 9000.672 | 338.6156
2022-09-24 | 1 | 0 | 15649 | 0 | 0 | 2 | 9309.7 | 15649 | 9309.7 | 92453.7 | 3 | 0 | 16727 | 0 | 0 | 9309.7 | 9309.7 | 92453.7 | 0.10861 | 0.10637 | 0.096 | 0.096 | 8875.5552 | 0 | 8875.5552 | 0
2022-09-25 | 1 | 0 | 15649 | 0 | 0 | 2 | 9295 | 15649 | 9295 | 91749.1 | 3 | 0 | 16727 | 0 | 0 | 9295 | 9295 | 91749.1 | 0.10876 | 0.1065 | 0.096 | 0.096 | 8807.9136 | 0 | 8807.9136 | 0
2022-09-26 | 1 | 0 | 15649 | 0 | 0 | 2 | 9269.4 | 15649 | 9269.4 | 92220.2 | 3 | 0 | 16727 | 0 | 0 | 9269.4 | 9269.4 | 92220.2 | 0.10887 | 0.10661 | 0.096 | 0.096 | 8853.1392 | 0 | 8853.1392 | 0
2022-09-27 | 1 | 0 | 15649 | 0 | 0 | 2 | 10552.7 | 15649 | 10552.7 | 103846.5 | 3 | 0 | 16727 | 0 | 0 | 10552.7 | 10552.7 | 103846.5 | 0.109 | 0.10672 | 0.096 | 0.096 | 9969.264 | 0 | 9969.264 | 0
2022-09-28 | 1 | 0 | 15649 | 0 | 0 | 2 | 11353.4 | 15649 | 11353.4 | 112008 | 3 | 0 | 16727 | 0 | 0 | 11353.4 | 11353.4 | 112008 | 0.10912 | 0.10684 | 0.096 | 0.096 | 10752.768 | 0 | 10752.768 | 0
2022-09-29 | 1 | 0 | 15649 | 0 | 0 | 2 | 9223.7 | 15649 | 9223.7 | 91665.7 | 3 | 0 | 16727 | 0 | 0 | 9223.7 | 9223.7 | 91665.7 | 0.10757 | 0.10523 | 0.096 | 0.096 | 8799.9072 | 0 | 8799.9072 | 0
2022-09-30 | 1 | 0 | 15649 | 0 | 0 | 2 | 961.9 | 15649 | 961.9 | 4257.7 | 3 | 0 | 16727 | 0 | 0 | 961.9 | 961.9 | 4257.7 | 0.10809 | 0.10564 | 0.096 | 0.096 | 408.7392 | 0 | 408.7392 | 0
2022-10-24 | 1 | 0 | 15649 | 0 | 0 | 2 | 532.5 | 15649 | 532.5 | 3044.6 | 3 | 0 | 16727 | 0 | 0 | 532.5 | 532.5 | 3044.6 | 0.10856 | 0.10599 | 0.096 | 0.096 | 292.2816 | 0 | 292.2816 | 0
2022-10-25 | 1 | 0 | 15649 | 0 | 0 | 2 | 13941.2 | 15649 | 13941.2 | 53032.6 | 3 | 0 | 16727 | 0 | 0 | 13941.2 | 13941.2 | 53032.6 | 0.11022 | 0.10755 | 0.096 | 0.096 | 5091.1296 | 0 | 5091.1296 | 0
2022-10-26 | 1 | 0 | 15649 | 0 | 0 | 2 | 29536.4 | 15649 | 15649 | 84149.2 | 3 | 0 | 16727 | 0 | 0 | 29536.4 | 15649 | 84149.2 | 0.11102 | 0.10763 | 0.096 | 0.096 | 8078.3232 | 0 | 8078.3232 | 0
2022-10-27 | 1 | 0 | 15649 | 0 | 0 | 2 | 28242 | 15649 | 15649 | 80202.3 | 3 | 0 | 16727 | 0 | 0 | 28242 | 15649 | 80202.3 | 0.11534 | 0.10871 | 0.096 | 0.096 | 7699.4208 | 0 | 7699.4208 | 0
2022-10-28 | 1 | 0 | 15649 | 0 | 0 | 2 | 26700.9 | 15649 | 15649 | 81469.1 | 3 | 0 | 16727 | 0 | 0 | 26700.9 | 15649 | 81469.1 | 0.11933 | 0.10967 | 0.096 | 0.096 | 7821.0336 | 0 | 7821.0336 | 0
2022-10-29 | 1 | 0 | 15649 | 0 | 0 | 2 | 19653.6 | 15649 | 15649 | 79617.9 | 3 | 0 | 16727 | 0 | 0 | 19653.6 | 15649 | 79617.9 | 0.12298 | 0.112 | 0.096 | 0.096 | 7643.3184 | 0 | 7643.3184 | 0
2022-10-30 | 1 | 0 | 15649 | 0 | 0 | 2 | 28697.2 | 15649 | 15649 | 80236.2 | 3 | 0 | 16727 | 0 | 0 | 28697.2 | 15649 | 80236.2 | 0.1293 | 0.11446 | 0.096 | 0.096 | 7702.6752 | 0 | 7702.6752 | 0
2022-10-31 | 1 | 0 | 15649 | 0 | 0 | 2 | 22722.6 | 15649 | 15649 | 87328 | 3 | 0 | 16727 | 0 | 0 | 22722.6 | 15649 | 87328 | 0.13392 | 0.11674 | 0.096 | 0.096 | 8383.488 | 0 | 8383.488 | 0
2022-11-01 | 1 | 0 | 15649 | 0 | 0 | 2 | 27294.5 | 15649 | 15649 | 81240.3 | 3 | 0 | 16727 | 0 | 0 | 27294.5 | 15649 | 81240.3 | 0.14033 | 0.11936 | 0.096 | 0.096 | 7799.0688 | 0 | 7799.0688 | 0
2022-11-02 | 1 | 0 | 15649 | 0 | 0 | 2 | 27774.7 | 15649 | 15649 | 79823 | 3 | 0 | 16727 | 0 | 0 | 27774.7 | 15649 | 79823 | 0.14722 | 0.12211 | 0.096 | 0.096 | 7663.008 | 0 | 7663.008 | 0
2022-11-03 | 1 | 0 | 15649 | 0 | 0 | 2 | 28034 | 15649 | 15649 | 79950.5 | 3 | 0 | 16727 | 0 | 0 | 28034 | 15649 | 79950.5 | 0.15438 | 0.1249 | 0.096 | 0.096 | 7675.248 | 0 | 7675.248 | 0
2022-11-04 | 1 | 0 | 15649 | 0 | 0 | 2 | 26256.5 | 15649 | 15649 | 81243.3 | 3 | 0 | 16727 | 0 | 0 | 26256.5 | 15649 | 81243.3 | 0.16107 | 0.12782 | 0.096 | 0.096 | 7799.3568 | 0 | 7799.3568 | 0
2022-11-05 | 1 | 0 | 15649 | 0 | 0 | 2 | 27768.2 | 15649 | 15649 | 81457.5 | 3 | 0 | 16727 | 0 | 0 | 27768.2 | 15649 | 81457.5 | 0.16763 | 0.1304 | 0.096 | 0.096 | 7819.92 | 0 | 7819.92 | 0
2022-11-06 | 1 | 0 | 15649 | 0 | 0 | 2 | 27742.9 | 15649 | 15649 | 81249.9 | 3 | 0 | 16727 | 0 | 0 | 27742.9 | 15649 | 81249.9 | 0.17459 | 0.13317 | 0.096 | 0.096 | 7799.9904 | 0 | 7799.9904 | 0
2022-11-07 | 1 | 0 | 15649 | 0 | 0 | 2 | 22178.7 | 15649 | 15649 | 99698.5 | 3 | 0 | 16727 | 0 | 0 | 22178.7 | 15649 | 99698.5 | 0.17836 | 0.13402 | 0.096 | 0.096 | 9571.056 | 0 | 9571.056 | 0
2022-11-08 | 1 | 0 | 15649 | 0 | 0 | 2 | 29032.4 | 15649 | 15649 | 78942.6 | 3 | 0 | 16727 | 0 | 0 | 29032.4 | 15649 | 78942.6 | 0.1881 | 0.13769 | 0.096 | 0.096 | 7578.4896 | 0 | 7578.4896 | 0
2022-11-09 | 1 | 0 | 15649 | 0 | 0 | 2 | 28969.4 | 15649 | 15649 | 79300.4 | 3 | 0 | 16727 | 0 | 0 | 28969.4 | 15649 | 79300.4 | 0.19848 | 0.14169 | 0.096 | 0.096 | 7612.8384 | 0 | 7612.8384 | 0
2022-11-10 | 1 | 0 | 15649 | 0 | 0 | 2 | 26264.8 | 15649 | 15649 | 80945.8 | 3 | 0 | 16727 | 0 | 0 | 26264.8 | 15649 | 80945.8 | 0.20857 | 0.14585 | 0.096 | 0.096 | 7770.7968 | 0 | 7770.7968 | 0
2022-11-11 | 1 | 0 | 15649 | 0 | 0 | 2 | 30023.7 | 15649 | 15649 | 84585.9 | 3 | 0 | 16727 | 0 | 0 | 30023.7 | 15649 | 84585.9 | 0.22075 | 0.15028 | 0.096 | 0.096 | 8120.2464 | 0 | 8120.2464 | 0
2022-11-12 | 1 | 0 | 15649 | 0 | 0 | 2 | 30275.8 | 15649 | 15649 | 83020.3 | 3 | 0 | 16727 | 0 | 0 | 30275.8 | 15649 | 83020.3 | 0.23393 | 0.15502 | 0.096 | 0.096 | 7969.9488 | 0 | 7969.9488 | 0
2022-11-13 | 1 | 0 | 15649 | 0 | 0 | 2 | 29119.2 | 15649 | 15649 | 79622.1 | 3 | 0 | 16727 | 0 | 0 | 29119.2 | 15649 | 79622.1 | 0.24841 | 0.16056 | 0.096 | 0.096 | 7643.7216 | 0 | 7643.7216 | 0
2022-11-14 | 1 | 0 | 15649 | 0 | 0 | 2 | 28132.9 | 15649 | 15649 | 79765.1 | 3 | 0 | 16727 | 0 | 0 | 28132.9 | 15649 | 79765.1 | 0.26353 | 0.16651 | 0.096 | 0.096 | 7657.4496 | 0 | 7657.4496 | 0
2022-11-15 | 1 | 0 | 15649 | 0 | 0 | 2 | 20740.4 | 15649 | 15649 | 98885.7 | 3 | 0 | 16727 | 0 | 0 | 20740.4 | 15649 | 98885.7 | 0.26795 | 0.16886 | 0.096 | 0.096 | 9493.0272 | 0 | 9493.0272 | 0
2022-11-16 | 1 | 0 | 15649 | 0 | 0 | 2 | 24013.2 | 15649 | 15649 | 99256.6 | 3 | 0 | 16727 | 0 | 0 | 24013.2 | 15649 | 99256.6 | 0.27333 | 0.17103 | 0.096 | 0.096 | 9528.6336 | 0 | 9528.6336 | 0
2022-11-17 | 1 | 0 | 15649 | 0 | 0 | 2 | 19130 | 15649 | 15649 | 114657.3 | 3 | 0 | 16727 | 0 | 0 | 19130 | 15649 | 114657.3 | 0.27481 | 0.17204 | 0.096 | 0.096 | 11007.1008 | 0 | 11007.1008 | 0
2022-11-18 | 1 | 867.2 | 15649 | 867.2 | 4115.1 | 2 | 6921 | 15649 | 6921 | 67440.1 | 3 | 0 | 16727 | 0 | 0 | 7788.2 | 7788.2 | 71555.2 | 0.27656 | 0.1729 | 0.096 | 0.096 | 6869.2992 | 395.0496 | 6474.2496 | 0
2022-11-19 | 1 | 1796.5 | 15649 | 1796.5 | 6594.5 | 2 | 0 | 15649 | 0 | 0 | 3 | 0 | 16727 | 0 | 0 | 1796.5 | 1796.5 | 6594.5 | 0.28445 | 0.17641 | 0.096 | 0.096 | 633.072 | 633.072 | 0 | 0
2022-11-20 | 1 | 14101.6 | 15649 | 14101.6 | 62017.6 | 2 | 0 | 15649 | 0 | 0 | 3 | 0 | 16727 | 0 | 0 | 14101.6 | 14101.6 | 62017.6 | 0.292 | 0.18155 | 0.096 | 0.096 | 5953.6896 | 5953.6896 | 0 | 0
2022-11-21 | 1 | 22111.1 | 15649 | 15649 | 81843.3 | 2 | 0 | 15649 | 0 | 0 | 3 | 0 | 16727 | 0 | 0 | 22111.1 | 15649 | 81843.3 | 0.29903 | 0.18522 | 0.096 | 0.096 | 7856.9568 | 7856.9568 | 0 | 0
2022-11-22 | 1 | 6561.3 | 15649 | 6561.3 | 47293.2 | 2 | 0 | 15649 | 0 | 0 | 3 | 0 | 16727 | 0 | 0 | 6561.3 | 6561.3 | 47293.2 | 0.29585 | 0.18418 | 0.096 | 0.096 | 4540.1472 | 4540.1472 | 0 | 0
2022-11-27 | 1 | 0 | 15649 | 0 | 0 | 2 | 0 | 15649 | 0 | 0 | 3 | 67.935 | 16727 | 67.935 | 5231.828 | 67.935 | 67.935 | 5231.828 | 0.29536 | 0.1838 | 0.096 | 0.096 | 502.2555 | 0 | 0 | 502.2555
2022-11-28 | 1 | 0 | 15649 | 0 | 0 | 2 | 0 | 15649 | 0 | 0 | 3 | 2935.351 | 16727 | 2935.351 | 33605.365 | 2935.351 | 2935.351 | 33605.365 | 0.29304 | 0.18051 | 0.096 | 0.096 | 3226.115 | 0 | 0 | 3226.115
2022-11-29 | 1 | 0 | 15649 | 0 | 0 | 2 | 0 | 15649 | 0 | 0 | 3 | 9265.966 | 16727 | 9265.966 | 98067.831 | 9265.966 | 9265.966 | 98067.831 | 0.28235 | 0.17661 | 0.096 | 0.096 | 9414.5118 | 0 | 0 | 9414.5118
2022-11-30 | 1 | 0 | 15649 | 0 | 0 | 2 | 0 | 15649 | 0 | 0 | 3 | 11227.394 | 16727 | 11227.394 | 123139.389 | 11227.394 | 11227.394 | 123139.389 | 0.2698 | 0.17144 | 0.096 | 0.096 | 11821.3813 | 0 | 0 | 11821.3813
2022-12-01 | 1 | 0 | 15649 | 0 | 0 | 2 | 0 | 15649 | 0 | 0 | 3 | 12212.129 | 16727 | 12212.129 | 122377.29 | 12212.129 | 12212.129 | 122377.29 | 0.259 | 0.16702 | 0.096 | 0.096 | 11748.2198 | 0 | 0 | 11748.2198
2022-12-02 | 1 | 2248.7 | 15649 | 2248.7 | 8507.9 | 2 | 0 | 15649 | 0 | 0 | 3 | 11682.516 | 16727 | 11682.516 | 123426.864 | 13931.216 | 13931.216 | 131934.764 | 0.25102 | 0.16269 | 0.096 | 0.096 | 12665.7373 | 816.7584 | 0 | 11848.9789
2022-12-03 | 1 | 25948.5 | 15649 | 15649 | 74582.7 | 2 | 0 | 15649 | 0 | 0 | 3 | 7482.226 | 16727 | 7482.226 | 78833.314 | 33430.726 | 23131.226 | 153416.014 | 0.24554 | 0.16091 | 0.096 | 0.096 | 14727.9373 | 7159.9392 | 0 | 7567.9981
2022-12-04 | 1 | 28190.9 | 15649 | 15649 | 73349.8 | 2 | 0 | 15649 | 0 | 0 | 3 | 7450.748 | 16727 | 7450.748 | 78224.689 | 35641.648 | 23099.748 | 151574.489 | 0.24442 | 0.15978 | 0.096 | 0.096 | 14551.1509 | 7041.5808 | 0 | 7509.5701
2022-12-05 | 1 | 28882.8 | 15649 | 15649 | 73215.3 | 2 | 0 | 15649 | 0 | 0 | 3 | 7554.259 | 16727 | 7554.259 | 78730.455 | 36437.059 | 23203.259 | 151945.755 | 0.24131 | 0.15835 | 0.096 | 0.096 | 14586.7925 | 7028.6688 | 0 | 7558.1237
2022-12-06 | 1 | 28832.7 | 15649 | 15649 | 73108 | 2 | 0 | 15649 | 0 | 0 | 3 | 7431.447 | 16727 | 7431.447 | 78366.929 | 36264.147 | 23080.447 | 151474.929 | 0.23805 | 0.1569 | 0.096 | 0.096 | 14541.5932 | 7018.368 | 0 | 7523.2252
2022-12-07 | 1 | 9714.1 | 15649 | 9714.1 | 85101 | 2 | 0 | 15649 | 0 | 0 | 3 | 7541.529 | 16727 | 7541.529 | 79629.728 | 17255.629 | 17255.629 | 164730.728 | 0.22691 | 0.15269 | 0.096 | 0.096 | 15814.1499 | 8169.696 | 0 | 7644.4539
2022-12-08 | 1 | 13110.6 | 15649 | 13110.6 | 83192.8 | 2 | 0 | 15649 | 0 | 0 | 3 | 7533.54 | 16727 | 7533.54 | 78406.916 | 20644.14 | 20644.14 | 161599.716 | 0.21857 | 0.15015 | 0.096 | 0.096 | 15513.5727 | 7986.5088 | 0 | 7527.0639
2022-12-09 | 1 | 28484.5 | 15649 | 15649 | 72604.7 | 2 | 0 | 15649 | 0 | 0 | 3 | 7552.615 | 16727 | 7552.615 | 78639.192 | 36037.115 | 23201.615 | 151243.892 | 0.21619 | 0.14915 | 0.096 | 0.096 | 14519.4136 | 6970.0512 | 0 | 7549.3624
2022-12-10 | 1 | 17489.3 | 15649 | 15649 | 78805 | 2 | 0 | 15649 | 0 | 0 | 3 | 3058.337 | 16727 | 3058.337 | 31749.741 | 20547.637 | 18707.337 | 110554.741 | 0.21161 | 0.1487 | 0.096 | 0.096 | 10613.2551 | 7565.28 | 0 | 3047.9751
2022-12-11 | 1 | 9935.3 | 15649 | 9935.3 | 98742.7 | 2 | 2260 | 15649 | 2260 | 11153.7 | 3 | 0 | 16727 | 0 | 0 | 12195.3 | 12195.3 | 109896.4 | 0.20752 | 0.14703 | 0.096 | 0.096 | 10550.0544 | 9479.2992 | 1070.7552 | 0
2022-12-12 | 1 | 10242.1 | 15649 | 10242.1 | 102252.1 | 2 | 0 | 15649 | 0 | 0 | 3 | 5012.692 | 16727 | 5012.692 | 24418.263 | 15254.792 | 15254.792 | 126670.363 | 0.19967 | 0.14457 | 0.096 | 0.096 | 12160.3548 | 9816.2016 | 0 | 2344.1532
2022-12-13 | 1 | 15487 | 15649 | 15487 | 96030.7 | 2 | 0 | 15649 | 0 | 0 | 3 | 7553.089 | 16727 | 7553.089 | 78088.97 | 23040.089 | 23040.089 | 174119.67 | 0.19168 | 0.14254 | 0.096 | 0.096 | 16715.4883 | 9218.9472 | 0 | 7496.5411
2022-12-14 | 1 | 14877.6 | 15649 | 14877.6 | 118582.6 | 2 | 0 | 15649 | 0 | 0 | 3 | 7442.928 | 16727 | 7442.928 | 77971.824 | 22320.528 | 22320.528 | 196554.424 | 0.18359 | 0.1395 | 0.096 | 0.096 | 18869.2247 | 11383.9296 | 0 | 7485.2951
2022-12-15 | 1 | 20219.5 | 15649 | 15649 | 111188.9 | 2 | 0 | 15649 | 0 | 0 | 3 | 7518.364 | 16727 | 7518.364 | 79774.481 | 27737.864 | 23167.364 | 190963.381 | 0.17705 | 0.13731 | 0.096 | 0.096 | 18332.4846 | 10674.1344 | 0 | 7658.3502
2022-12-16 | 1 | 30014.6 | 15649 | 15649 | 81237.3 | 2 | 0 | 15649 | 0 | 0 | 3 | 9667.407 | 16727 | 9667.407 | 102618.798 | 39682.007 | 25316.407 | 183856.098 | 0.17459 | 0.13609 | 0.096 | 0.096 | 17650.1854 | 7798.7808 | 0 | 9851.4046
2022-12-17 | 1 | 12619.1 | 15649 | 12619.1 | 80879.9 | 2 | 0 | 15649 | 0 | 0 | 3 | 7577.594 | 16727 | 7577.594 | 80579.165 | 20196.694 | 20196.694 | 161459.065 | 0.16799 | 0.13422 | 0.096 | 0.096 | 15500.0702 | 7764.4704 | 0 | 7735.5998
2022-12-18 | 1 | 10449.4 | 15649 | 10449.4 | 80012.5 | 2 | 0 | 15649 | 0 | 0 | 3 | 7725.635 | 16727 | 7725.635 | 79645.574 | 18175.035 | 18175.035 | 159658.074 | 0.16149 | 0.13194 | 0.096 | 0.096 | 15327.1751 | 7681.2 | 0 | 7645.9751
2022-12-19 | 1 | 24934.5 | 15649 | 15649 | 81278.7 | 2 | 0 | 15649 | 0 | 0 | 3 | 7809.056 | 16727 | 7809.056 | 78624.453 | 32743.556 | 23458.056 | 159903.153 | 0.16208 | 0.13187 | 0.096 | 0.096 | 15350.7027 | 7802.7552 | 0 | 7547.9475
2022-12-20 | 1 | 12451.9 | 15649 | 12451.9 | 107680.8 | 2 | 0 | 15649 | 0 | 0 | 3 | 10168.651 | 16727 | 10168.651 | 92900.361 | 22620.551 | 22620.551 | 200581.161 | 0.15734 | 0.13017 | 0.096 | 0.096 | 19255.7915 | 10337.3568 | 0 | 8918.4347
2022-12-21 | 1 | 11500.2 | 15649 | 11500.2 | 107279.2 | 2 | 0 | 15649 | 0 | 0 | 3 | 10274.167 | 16727 | 10274.167 | 106700.92 | 21774.367 | 21774.367 | 213980.12 | 0.15397 | 0.12841 | 0.096 | 0.096 | 20542.0915 | 10298.8032 | 0 | 10243.2883
2022-12-22 | 1 | 11000.8 | 15649 | 11000.8 | 109914.8 | 2 | 0 | 15649 | 0 | 0 | 3 | 10743.467 | 16727 | 10743.467 | 109102.548 | 21744.267 | 21744.267 | 219017.348 | 0.15179 | 0.12717 | 0.096 | 0.096 | 21025.6654 | 10551.8208 | 0 | 10473.8446
2022-12-23 | 1 | 6223.4 | 15649 | 6223.4 | 61702 | 2 | 0 | 15649 | 0 | 0 | 3 | 12616.037 | 16727 | 12616.037 | 111979.224 | 18839.437 | 18839.437 | 173681.224 | 0.14979 | 0.12616 | 0.096 | 0.096 | 16673.3975 | 5923.392 | 0 | 10750.0055
2022-12-24 | 1 | 6553.5 | 15649 | 6553.5 | 23059.6 | 2 | 0 | 15649 | 0 | 0 | 3 | 11245.49 | 16727 | 11245.49 | 109057.461 | 17798.99 | 17798.99 | 132117.061 | 0.14819 | 0.12494 | 0.096 | 0.096 | 12683.2379 | 2213.7216 | 0 | 10469.5163
2022-12-25 | 1 | 28617.5 | 15649 | 15649 | 84074.2 | 2 | 0 | 15649 | 0 | 0 | 3 | 11521.271 | 16727 | 11521.271 | 106949.309 | 40138.771 | 27170.271 | 191023.509 | 0.14861 | 0.12446 | 0.096 | 0.096 | 18338.2569 | 8071.1232 | 0 | 10267.1337
2022-12-26 | 1 | 28705.3 | 15649 | 15649 | 89905.2 | 2 | 0 | 15649 | 0 | 0 | 3 | 10292.657 | 16727 | 10292.657 | 105434.083 | 38997.957 | 25941.657 | 195339.283 | 0.15093 | 0.12467 | 0.096 | 0.096 | 18752.5712 | 8630.8992 | 0 | 10121.672
2022-12-27 | 1 | 15957.1 | 15649 | 15649 | 83690.3 | 2 | 0 | 15649 | 0 | 0 | 3 | 10168.29 | 16727 | 10168.29 | 105876.412 | 26125.39 | 25817.29 | 189566.712 | 0.15056 | 0.12526 | 0.096 | 0.096 | 18198.4044 | 8034.2688 | 0 | 10164.1356
2022-12-28 | 1 | 8175.5 | 15649 | 8175.5 | 81654.8 | 2 | 0 | 15649 | 0 | 0 | 3 | 10376.893 | 16727 | 10376.893 | 106754.17 | 18552.393 | 18552.393 | 188408.97 | 0.14897 | 0.12448 | 0.096 | 0.096 | 18087.2611 | 7838.8608 | 0 | 10248.4003
2022-12-29 | 1 | 8152.6 | 15649 | 8152.6 | 81022.1 | 2 | 0 | 15649 | 0 | 0 | 3 | 10407.519 | 16727 | 10407.519 | 108743.158 | 18560.119 | 18560.119 | 189765.258 | 0.14808 | 0.12405 | 0.096 | 0.096 | 18217.4648 | 7778.1216 | 0 | 10439.3432
2022-12-30 | 1 | 8231.5 | 15649 | 8231.5 | 81883 | 2 | 0 | 15649 | 0 | 0 | 3 | 10465.101 | 16727 | 10465.101 | 109634.278 | 18696.601 | 18696.601 | 191517.278 | 0.14755 | 0.12385 | 0.096 | 0.096 | 18385.6587 | 7860.768 | 0 | 10524.8907
2022-12-31 | 1 | 9814.1 | 15649 | 9814.1 | 97135.8 | 2 | 0 | 15649 | 0 | 0 | 3 | 715.603 | 16727 | 715.603 | 8348.44 | 10529.703 | 10529.703 | 105484.24 | 0.14771 | 0.12393 | 0.096 | 0.096 | 10126.487 | 9325.0368 | 0 | 801.4502

## Calculation methodolgy
Step 1 | Compile unit-level daily NOx emissions and heat input. (columns C, F, H, K, M, P)
In order to develop the first 30-day rolling average NOx value, the actual emissions and operations go back to August 2020.
Step 2 | Enter unit level daily FIP NOx lbs/day. (columns D, I, N)
Step 3 | In Columns E, J, O, take the minumum of the unit level daily NOx or daily FIP limit. (minimum of columns C&D, H&I, M&N)
Step 4 | For calculation of actual daily lbs NOx/day, sum the facility level actual daily NOx in column Q. (sum of columns C, H, M)
Step 5 | For calculation of allowable daily lbs NOx/day as limited by the FIP daily limits, sum the facility level actual daily NOx in column Q. (sum of columns E, J, O)
Step 6 | In column S, sum facility level daily heat input for each unit. (sum of columns F, K, P)
Step 7 | Calculate the facility-wide 30 day actual rolling lbs NOx/MMBtu in column T by summing the previous 30 days of actual NOx lbs and divide by the sum the previous 30 days of actual heat input (sum of column Q divided by the sum of column S)
Step 8 | Calculate the facility-wide 30 day actual FIP limited rolling lbs NOx/MMBtu in column U by summing the previous 30 days of actual NOx lbs and divide by the sum the previous 30 days of actual heat input (sum of column R divided by the sum of column S)
Step 9 | Enter in the FIP allowable 30-day rolling 0.096 lbs NOx/MMBtu limit in column V.
Step 10 | Find the lower of actual or allowable 30-day rolling lbs NOx/MMBtu in column W by taking the minimum of the actual, actual FIP limited, or allowable. (minimum of columns T, U, V)
Step 11 | Calculate baseline NOx for facility-wide (column X), Unit 1 (column Y), Unit 2 (column Z), and Unit 3 (column AA) by multiplying the value in column W by the appropriate heat input. Facility-wide; column X = column W * column P Unit 1; column Y = column W * column F Unit 2; column Z = column W * column K Unit 3; column AA = column W * column P